## nodes
node_code | ID | voltage | province | node_type | longitude | latitude | elevation | demand_factor | cf_pv | cf_wind
AB_1018S_DSS | 1 | 240 | AB | Distribution | -111.291 | 49.651 | 853 | 0.003606 | 0.16351 | 0.36714
AB_1019S_GSS | 2 | 240 | AB | Generation | -110.5218 | 49.8412 | 917 | 0.003606 | 0.16438 | 0.38121
AB_1019S_JCT | 3 | 240 | AB | Junction | -110.5234 | 49.8413 | 917 | 0.003606 | 0.16438 | 0.38115
AB_102S_DSS | 4 | 240 | AB | Distribution | -113.7198 | 50.9593 | 1013 | 0.011778 | 0.15876 | 0.28166
AB_103S_DSS | 5 | 240 | AB | Distribution | -113.9232 | 49.5155 | 1111 | 0.00272 | 0.16837 | 0.32602
AB_1045S_GSS | 6 | 240 | AB | Generation | -111.8366 | 51.9753 | 822 | 0.002718 | 0.15724 | 0.33074
AB_1045S_JCT | 7 | 240 | AB | Junction | -111.8376 | 51.974 | 826 | 0.002718 | 0.15724 | 0.33066
AB_108S_DSS | 8 | 240 | AB | Distribution | -113.0488 | 53.8248 | 620 | 0.011387 | 0.14765 | 0.31248
AB_120S_DSS | 9 | 230 | AB | Distribution | -112.7351 | 49.8278 | 888 | 0.004706 | 0.1631 | 0.34646
AB_122S_GSS | 10 | 240 | AB | Generation | -115.6659 | 54.1279 | 729 | 0.003339 | 0.13842 | 0.22645
AB_12S_ISS | 11 | 240 | AB | Industrial | -113.126 | 53.7805 | 616 | 0.011387 | 0.14784 | 0.31279
AB_132S_DSS | 12 | 240 | AB | Distribution | -111.9196 | 50.8724 | 709 | 0.00491 | 0.16096 | 0.29577
AB_138S_DSS | 13 | 240 | AB | Distribution | -113.492 | 49.6417 | 1008 | 0.00272 | 0.16536 | 0.33878
AB_13S_DSS | 14 | 240 | AB | Distribution | -112.8951 | 53.8574 | 615 | 0.003823 | 0.14772 | 0.31291
AB_154S_DSS | 15 | 240 | AB | Distribution | -110.8552 | 55.5695 | 578 | 0.003463 | 0.12906 | 0.20192
AB_162S_DSS | 16 | 240 | AB | Distribution | -113.9383 | 51.1789 | 1091 | 0.011778 | 0.15838 | 0.28171
AB_163S_ISS | 17 | 240 | AB | Industrial | -110.0268 | 50.6781 | 725 | 0.003606 | 0.16079 | 0.34256
AB_167S_DSS | 18 | 240 | AB | Distribution | -111.0633 | 55.3571 | 714 | 0.003328 | 0.1309 | 0.20133
AB_170S_DSS | 19 | 240 | AB | Distribution | -110.7429 | 55.4073 | 632 | 0.003328 | 0.13047 | 0.20332
AB_17S_DSS | 20 | 240 | AB | Distribution | -114.2902 | 52.2598 | 915 | 0.005274 | 0.15232 | 0.28061
AB_19S_DSS | 21 | 240 | AB | Distribution | -114.4934 | 53.5599 | 739 | 0.011387 | 0.14467 | 0.29387
AB_2005S_DSS | 22 | 240 | AB | Distribution | -111.6245 | 57.3951 | 266 | 0.003463 | 0.1173 | 0.1728
AB_2011S_DSS | 23 | 240 | AB | Distribution | -111.7153 | 56.2973 | 549 | 0.003463 | 0.12295 | 0.19349
AB_2015S_DSS | 24 | 240 | AB | Distribution | -112.1517 | 56.7588 | 486 | 0.003463 | 0.12011 | 0.16603
AB_2029S_TSS | 25 | 500 | AB | Transformer | -113.2069 | 53.8517 | 631 | 0.023724 | 0.14722 | 0.31024
AB_2049S_DSS | 26 | 240 | AB | Distribution | -110.883 | 55.9185 | 575 | 0.003463 | 0.12576 | 0.20065
AB_205S_GSS | 27 | 240 | AB | Generation | -113.9612 | 49.5575 | 1257 | 0.00272 | 0.16826 | 0.31803
AB_2075S_DSS | 28 | 240 | AB | Distribution | -112.0146 | 50.5073 | 792 | 0.00491 | 0.16205 | 0.30859
AB_237S_DSS | 29 | 240 | AB | Distribution | -113.7145 | 50.5981 | 1006 | 0.011778 | 0.161 | 0.2823
AB_239S_GSS | 30 | 138 | AB | Generation | -114.0266 | 49.5159 | 1193 | 0.001564 | 0.16875 | 0.31497
AB_244S_DSS | 31 | 240 | AB | Distribution | -110.4802 | 50.1776 | 757 | 0.003606 | 0.16306 | 0.36734
AB_251S_DSS | 32 | 240 | AB | Distribution | -111.1748 | 49.6102 | 839 | 0.003606 | 0.16371 | 0.36988
AB_266S_TSS | 33 | 240 | AB | Transformer | -113.6155 | 50.1658 | 1022 | 0.00272 | 0.16281 | 0.2838
AB_275S_DSS | 34 | 240 | AB | Distribution | -111.0916 | 50.7107 | 734 | 0.001501 | 0.16157 | 0.31627
AB_281S_DSS | 35 | 240 | AB | Distribution | -114.2703 | 51.6773 | 1068 | 0.011778 | 0.15516 | 0.28252
AB_287S_DSS | 36 | 240 | AB | Distribution | -113.8499 | 52.0486 | 969 | 0.005274 | 0.1551 | 0.29551
AB_288S_DSS | 37 | 240 | AB | Distribution | -113.504 | 52.7013 | 800 | 0.005274 | 0.15218 | 0.31187
AB_289S_DSS | 38 | 240 | AB | Distribution | -113.5122 | 53.3083 | 708 | 0.011387 | 0.14907 | 0.31674
AB_28S_DSS | 39 | 240 | AB | Distribution | -112.0173 | 50.5566 | 779 | 0.00491 | 0.16185 | 0.30638
AB_306S_GSS | 40 | 240 | AB | Generation | -111.0667 | 50.8228 | 762 | 0.001501 | 0.16125 | 0.31321
AB_310P_GSS | 41 | 240 | AB | Generation | -114.5532 | 53.5077 | 730 | 0.011387 | 0.14481 | 0.29487
AB_312S_DSS | 42 | 240 | AB | Distribution | -113.8217 | 49.5692 | 1089 | 0.00272 | 0.16752 | 0.33029
AB_320P_GSS | 43 | 240 | AB | Generation | -114.4476 | 53.4505 | 749 | 0.011387 | 0.14532 | 0.29807
AB_324S_DSS | 44 | 240 | AB | Distribution | -112.0256 | 50.5549 | 780 | 0.00491 | 0.16187 | 0.30649
AB_326S_GSS | 45 | 240 | AB | Distribution | -111.1281 | 49.6905 | 799 | 0.003606 | 0.1636 | 0.36679
AB_326S_JCT | 46 | 240 | AB | Junction | -111.1242 | 49.691 | 796 | 0.003606 | 0.1636 | 0.36683
AB_330P_DSS | 47 | 500 | AB | Distribution | -114.3041 | 53.345 | 743 | 0.023724 | 0.14614 | 0.29959
AB_338S_DSS | 48 | 240 | AB | Distribution | -114.4909 | 53.7861 | 733 | 0.003339 | 0.14336 | 0.2798
AB_356S_DSS | 49 | 240 | AB | Distribution | -112.7677 | 50.5218 | 1000 | 0.003084 | 0.1618 | 0.30077
AB_363S_GSS | 50 | 240 | AB | Generation | -110.6436 | 51.7369 | 788 | 0.001501 | 0.15778 | 0.32794
AB_363S_JCT | 51 | 240 | AB | Junction | -110.6427 | 51.7368 | 788 | 0.001501 | 0.15778 | 0.32796
AB_367S_DSS | 52 | 240 | AB | Distribution | -113.8517 | 53.4821 | 703 | 0.011387 | 0.14717 | 0.31266
AB_370S_DSS | 53 | 240 | AB | Distribution | -112.8366 | 49.7293 | 883 | 0.00491 | 0.16342 | 0.35453
AB_37S_DSS | 54 | 240 | AB | Distribution | -113.5877 | 53.6146 | 677 | 0.011387 | 0.14734 | 0.31063
AB_38S_DSS | 55 | 240 | AB | Distribution | -113.3713 | 53.5398 | 682 | 0.011387 | 0.14845 | 0.31448
AB_396S_DSS | 56 | 138 | AB | Distribution | -113.9261 | 49.5165 | 1116 | 0.001564 | 0.16837 | 0.32561
AB_39S_DSS | 57 | 240 | AB | Distribution | -116.6044 | 53.5167 | 961 | 0.002361 | 0.13583 | 0.23003
AB_410S_DSS | 58 | 240 | AB | Distribution | -113.1096 | 53.7828 | 612 | 0.011387 | 0.14786 | 0.3128
AB_42S_DSS | 59 | 240 | AB | Distribution | -114.167 | 51.0104 | 1150 | 0.011778 | 0.16013 | 0.27906
AB_430S_DSS | 60 | 240 | AB | Distribution | -113.1262 | 53.7805 | 616 | 0.011387 | 0.14784 | 0.31278
AB_485S_DSS | 61 | 240 | AB | Distribution | -112.8839 | 50.1364 | 958 | 0.003084 | 0.16218 | 0.31385
AB_491S_DSS | 62 | 500 | AB | Distribution | -114.2972 | 49.6768 | 1526 | 0.005667 | 0.17009 | 0.28786
AB_498S_DSS | 63 | 240 | AB | Distribution | -111.6525 | 50.4905 | 754 | 0.00491 | 0.16195 | 0.31255
AB_505S_GSS | 64 | 240 | AB | Generation | -111.5872 | 57.3907 | 320 | 0.003463 | 0.11708 | 0.17213
AB_510S_DSS | 65 | 500 | AB | Distribution | -114.3104 | 53.3524 | 739 | 0.023724 | 0.1461 | 0.29965
AB_511S_DSS | 66 | 500 | AB | Distribution | -113.7195 | 50.9617 | 1013 | 0.024538 | 0.15875 | 0.28168
AB_520S_DSS | 67 | 500 | AB | Distribution | -113.7189 | 50.9558 | 1013 | 0.024538 | 0.15879 | 0.28162
AB_539S_DSS | 68 | 240 | AB | Distribution | -110.8691 | 55.5812 | 575 | 0.003463 | 0.12895 | 0.2017
AB_554S_DSS | 69 | 240 | AB | Distribution | -112.7244 | 50.136 | 895 | 0.003084 | 0.16233 | 0.3203
AB_557S_DSS | 70 | 240 | AB | Distribution | -113.49 | 53.6245 | 675 | 0.011387 | 0.14756 | 0.31093
AB_562S_DSS | 71 | 138 | AB | Distribution | -110.0547 | 50.6574 | 743 | 0.002074 | 0.16081 | 0.34255
AB_574S_DSS | 72 | 240 | AB | Distribution | -111.2393 | 52.6079 | 700 | 0.002718 | 0.15522 | 0.32969
AB_59S_DSS | 73 | 240 | AB | Distribution | -113.5863 | 49.643 | 1030 | 0.00272 | 0.16579 | 0.33412
AB_5S_DSS | 74 | 240 | AB | Distribution | -114.0376 | 51.0265 | 1062 | 0.011778 | 0.1594 | 0.27881
AB_615S_GSS | 75 | 240 | AB | Generation | -112.0491 | 52.2794 | 821 | 0.002718 | 0.15608 | 0.3214
AB_629S_DSS | 76 | 240 | AB | Distribution | -113.4495 | 53.5045 | 674 | 0.011387 | 0.14845 | 0.31448
AB_62S_GSS | 77 | 240 | AB | Generation | -115.3731 | 52.9115 | 840 | 0.011387 | 0.14226 | 0.23104
AB_632S_DSS | 78 | 138 | AB | Distribution | -114.0276 | 49.5161 | 1193 | 0.001564 | 0.16876 | 0.31485
AB_63S_DSS | 79 | 240 | AB | Distribution | -113.8692 | 52.2368 | 889 | 0.005274 | 0.1538 | 0.29483
AB_648S_DSS | 80 | 240 | AB | Distribution | -110.58 | 52.4055 | 673 | 0.002718 | 0.15608 | 0.33054
AB_649S_DSS | 81 | 138 | AB | Distribution | -110.4812 | 50.1804 | 757 | 0.002074 | 0.16305 | 0.36705
AB_64S_DSS | 82 | 240 | AB | Distribution | -113.8372 | 51.4314 | 982 | 0.011778 | 0.15783 | 0.2921
AB_64S_JCT | 83 | 240 | AB | Junction | -113.838 | 51.4311 | 982 | 0.011778 | 0.15783 | 0.29206
AB_650S_DSS | 84 | 240 | AB | Distribution | -110.5866 | 52.4069 | 672 | 0.002718 | 0.15609 | 0.33058
AB_657S_DSS | 85 | 240 | AB | Distribution | -113.4596 | 53.4345 | 692 | 0.011387 | 0.14868 | 0.31557
AB_662S_GSS | 86 | 138 | AB | Generation | -110.1188 | 50.5572 | 755 | 0.002074 | 0.16094 | 0.34461
AB_662S_JCT | 87 | 138 | AB | Junction | -110.1148 | 50.5569 | 755 | 0.002074 | 0.16094 | 0.34472
AB_665S_DSS | 88 | 240 | AB | Distribution | -113.4812 | 53.4566 | 684 | 0.011387 | 0.14852 | 0.31535
AB_681S_DSS | 89 | 240 | AB | Distribution | -113.1122 | 53.8386 | 613 | 0.011387 | 0.14786 | 0.3128
AB_68S_DSS | 90 | 240 | AB | Distribution | -115.079 | 52.6515 | 920 | 0.002069 | 0.14598 | 0.24451
AB_68S_JCT | 91 | 240 | AB | Junction | -115.0813 | 52.6478 | 928 | 0.002069 | 0.146 | 0.24447
AB_698S_DSS | 92 | 240 | AB | Distribution | -110.904 | 55.533 | 604 | 0.003328 | 0.12945 | 0.20202
AB_69S_DSS | 93 | 240 | AB | Distribution | -114.4733 | 54.1558 | 666 | 0.003339 | 0.14235 | 0.25529
AB_71S_DSS | 94 | 240 | AB | Distribution | -113.2083 | 53.7407 | 608 | 0.011387 | 0.14783 | 0.3118
AB_720S_DSS | 95 | 240 | AB | Distribution | -113.812 | 55.9513 | 553 | 0.003219 | 0.13048 | 0.20832
AB_723S_GSS | 96 | 240 | AB | Generation | -110.9144 | 55.5603 | 579 | 0.003463 | 0.12917 | 0.20168
AB_72S_DSS | 97 | 240 | AB | Distribution | -111.1522 | 55.6601 | 577 | 0.003463 | 0.12827 | 0.2015
AB_732S_DSS | 98 | 240 | AB | Distribution | -114.5789 | 55.2678 | 581 | 0.003219 | 0.13484 | 0.22837
AB_74S_DSS | 99 | 240 | AB | Distribution | -113.891 | 51.0071 | 1035 | 0.011778 | 0.15902 | 0.27971
AB_755S_DSS | 100 | 240 | AB | Distribution | -112.1316 | 52.4643 | 703 | 0.002718 | 0.15538 | 0.31865
AB_757S_GSS | 101 | 240 | AB | Generation | -112.1325 | 52.4683 | 669 | 0.002718 | 0.15537 | 0.31862
AB_762S_DSS | 102 | 240 | AB | Distribution | -110.7187 | 55.6637 | 579 | 0.003463 | 0.12811 | 0.20103
AB_766S_DSS | 103 | 240 | AB | Distribution | -113.0255 | 52.384 | 803 | 0.002718 | 0.15467 | 0.30989
AB_77S_DSS | 104 | 240 | AB | Distribution | -115.575 | 54.083 | 796 | 0.003339 | 0.13896 | 0.22602
AB_799S_DSS | 105 | 138 | AB | Distribution | -114.4932 | 49.6411 | 1335 | 0.001516 | 0.16809 | 0.24313
AB_801S_DSS | 106 | 240 | AB | Distribution | -111.7992 | 51.4291 | 803 | 0.001501 | 0.15972 | 0.30401
AB_805S_DSS | 107 | 240 | AB | Distribution | -113.6167 | 53.5495 | 684 | 0.011387 | 0.14762 | 0.31291
AB_807S_GSS | 108 | 240 | AB | Generation | -111.7937 | 51.4428 | 807 | 0.001501 | 0.15969 | 0.30456
AB_809S_DSS | 109 | 240 | AB | Distribution | -115.5673 | 54.6139 | 988 | 0.003219 | 0.13742 | 0.24061
AB_813S_DSS | 110 | 240 | AB | Distribution | -117.2029 | 54.942 | 645 | 0.001734 | 0.13052 | 0.22748
AB_814S_DSS | 111 | 240 | AB | Distribution | -113.4995 | 53.53 | 620 | 0.011387 | 0.14809 | 0.314
AB_816S_DSS | 112 | 240 | AB | Distribution | -113.5623 | 53.4622 | 665 | 0.011387 | 0.14825 | 0.31518
AB_825S_DSS | 113 | 240 | AB | Distribution | -111.7509 | 54.4122 | 625 | 0.003328 | 0.14229 | 0.27948
AB_826S_DSS | 114 | 240 | AB | Distribution | -110.8106 | 54.5863 | 638 | 0.003328 | 0.14108 | 0.24061
AB_834S_DSS | 115 | 240 | AB | Distribution | -116.9753 | 56.2771 | 610 | 0.003219 | 0.12665 | 0.21721
AB_838S_ISS | 116 | 240 | AB | Industrial | -111.8028 | 57.3445 | 287 | 0.003463 | 0.1186 | 0.17164
AB_840S_CSS | 117 | 138 | AB | Converter | -110.0236 | 50.5993 | 753 | 0.002074 | 0.16086 | 0.34525
AB_842S_GSS | 118 | 240 | AB | Generation | -111.7579 | 57.3404 | 277 | 0.003463 | 0.11829 | 0.17087
AB_847S_GSS | 119 | 240 | AB | Generation | -111.5059 | 57.2528 | 274 | 0.003463 | 0.11698 | 0.16501
AB_848S_DSS | 120 | 240 | AB | Distribution | -111.548 | 56.9852 | 318 | 0.003463 | 0.11827 | 0.15605
AB_849S_DSS | 121 | 240 | AB | Distribution | -111.8734 | 57.3044 | 322 | 0.003463 | 0.11917 | 0.16958
AB_852S_DSS | 122 | 240 | AB | Distribution | -111.9953 | 55.3016 | 670 | 0.003328 | 0.12998 | 0.20319
AB_852S_JCT | 123 | 240 | AB | Junction | -112.12 | 55.2648 | 612 | 0.003328 | 0.13047 | 0.20472
AB_856S_DSS | 124 | 240 | AB | Distribution | -110.9509 | 56.3046 | 502 | 0.003463 | 0.12229 | 0.19053
AB_863S_ISS | 125 | 240 | AB | Industrial | -111.7551 | 52.4302 | 700 | 0.002718 | 0.15566 | 0.32368
AB_86S_DSS | 126 | 240 | AB | Distribution | -113.4859 | 53.019 | 773 | 0.011387 | 0.15082 | 0.32243
AB_874S_GSS | 127 | 240 | AB | Generation | -111.9043 | 57.0412 | 414 | 0.003463 | 0.11995 | 0.15377
AB_876S_DSS | 128 | 240 | AB | Distribution | -113.4634 | 56.1539 | 620 | 0.003219 | 0.12683 | 0.19859
AB_87S_DSS | 129 | 240 | AB | Distribution | -113.7288 | 52.3021 | 901 | 0.005274 | 0.15391 | 0.3007
AB_885S_DSS | 130 | 240 | AB | Distribution | -112.2338 | 55.7537 | 642 | 0.003328 | 0.12701 | 0.20169
AB_888S_DSS | 131 | 240 | AB | Distribution | -111.9199 | 57.0301 | 426 | 0.003463 | 0.11999 | 0.15342
AB_898S_DSS | 132 | 240 | AB | Distribution | -111.6488 | 55.0444 | 644 | 0.003328 | 0.13317 | 0.20664
AB_89S_DSS | 133 | 240 | AB | Distribution | -113.4595 | 53.4338 | 692 | 0.011387 | 0.14869 | 0.31557
AB_920S_DSS | 134 | 240 | AB | Distribution | -111.3939 | 57.2392 | 309 | 0.003463 | 0.11647 | 0.16487
AB_925S_DSS | 135 | 240 | AB | Distribution | -111.0712 | 57.2427 | 468 | 0.003463 | 0.11481 | 0.16922
AB_932S_DSS | 136 | 240 | AB | Distribution | -110.6036 | 51.9848 | 702 | 0.001501 | 0.15672 | 0.33198
AB_934S_ISS | 137 | 240 | AB | Industrial | -111.1314 | 57.1772 | 452 | 0.003463 | 0.11536 | 0.16657
AB_937S_ISS | 138 | 240 | AB | Industrial | -112.109 | 56.7851 | 492 | 0.003463 | 0.12009 | 0.16434
AB_939S_DSS | 139 | 240 | AB | Distribution | -113.0061 | 56.381 | 617 | 0.003219 | 0.12271 | 0.18913
AB_941S_ISS | 140 | 240 | AB | Industrial | -111.6422 | 57.3532 | 285 | 0.003463 | 0.1175 | 0.17052
AB_946S_DSS | 141 | 240 | AB | Distribution | -111.8065 | 51.357 | 787 | 0.001501 | 0.15986 | 0.30148
AB_951S_DSS | 142 | 500 | AB | Distribution | -111.7135 | 56.7702 | 490 | 0.007214 | 0.11987 | 0.16594
AB_957S_DSS | 143 | 240 | AB | Distribution | -111.1436 | 57.4292 | 301 | 0.003463 | 0.11467 | 0.17311
AB_959S_DSS | 144 | 240 | AB | Distribution | -110.5612 | 51.4053 | 784 | 0.001501 | 0.15922 | 0.32622
AB_960S_DSS | 145 | 240 | AB | Distribution | -112.1336 | 56.7634 | 489 | 0.003463 | 0.12011 | 0.16567
AB_963S_DSS | 146 | 240 | AB | Distribution | -112.2119 | 51.4425 | 975 | 0.001501 | 0.15924 | 0.2999
AB_972S_DSS | 147 | 240 | AB | Distribution | -112.0468 | 52.3843 | 765 | 0.002718 | 0.1557 | 0.32022
AB_973S_GSS | 148 | 240 | AB | Generation | -112.0494 | 52.174 | 841 | 0.002718 | 0.15651 | 0.32325
AB_973S_JCT | 149 | 240 | AB | Junction | -112.0493 | 52.2832 | 821 | 0.002718 | 0.15607 | 0.32135
AB_977S_DSS | 150 | 240 | AB | Distribution | -111.3119 | 56.5929 | 383 | 0.003463 | 0.12054 | 0.18303
AB_987S_GSS | 151 | 240 | AB | Generation | -113.365 | 53.588 | 631 | 0.011387 | 0.14816 | 0.3131
AB_9900S_GSS | 152 | 240 | AB | Generation | -111.1386 | 57.4293 | 302 | 0.003463 | 0.11464 | 0.17319
AB_991S_GSS | 153 | 240 | AB | Generation | -112.7647 | 50.2593 | 913 | 0.003084 | 0.16205 | 0.31169
AB_991S_JCT | 154 | 240 | AB | Junction | -112.7652 | 50.26 | 913 | 0.003084 | 0.16204 | 0.31164
AB_D05S_ISS | 155 | 240 | AB | Industrial | -111.5492 | 57.0497 | 311 | 0.003463 | 0.11802 | 0.15692
AB_E1S_ISS | 156 | 240 | AB | Industrial | -111.493 | 57.0156 | 273 | 0.003463 | 0.11789 | 0.15669
AB_E34S_ISS | 157 | 240 | AB | Industrial | -111.4618 | 57.0189 | 249 | 0.003463 | 0.11802 | 0.15692
AB_E3S_ISS | 158 | 240 | AB | Industrial | -111.4887 | 57.0087 | 255 | 0.003463 | 0.11802 | 0.15692
AB_E511S_DSS | 159 | 240 | AB | Distribution | -113.4998 | 53.5489 | 650 | 0.011387 | 0.14797 | 0.31333
AB_E52S_DSS | 160 | 240 | AB | Distribution | -113.3828 | 53.513 | 684 | 0.011387 | 0.14845 | 0.31448
AB_E52S_JCT | 161 | 240 | AB | Junction | -113.3818 | 53.5131 | 684 | 0.011387 | 0.14859 | 0.31524
AB_E56S_ISS | 162 | 240 | AB | Industrial | -111.4122 | 56.9618 | 296 | 0.003463 | 0.11775 | 0.15954
AB_E65S_ISS | 163 | 240 | AB | Industrial | -110.8568 | 57.241 | 582 | 0.003463 | 0.11378 | 0.17387
AB_E803S_DSS | 164 | 240 | AB | Distribution | -113.4168 | 53.4973 | 686 | 0.011387 | 0.14857 | 0.31546
AB_E94S_ISS | 165 | 240 | AB | Industrial | -111.4982 | 56.9711 | 325 | 0.003463 | 0.11802 | 0.15692
AB_G01S_DSS | 166 | 240 | AB | Distribution | -111.5072 | 57.297 | 286 | 0.003463 | 0.11687 | 0.16695
AB_SS25_GSS | 167 | 240 | AB | Generation | -113.8858 | 50.9713 | 1022 | 0.011778 | 0.15925 | 0.27933
AB_SS65_DSS | 168 | 240 | AB | Distribution | -113.9012 | 50.9089 | 1013 | 0.011778 | 0.15973 | 0.27849
AB_XBLA_DSS | 169 | 240 | AB | Distribution | -113.5147 | 53.5697 | 659 | 0.011387 | 0.1478 | 0.31255
AB_XCEC_GSS | 170 | 240 | AB | Generation | -113.9375 | 51.1796 | 1091 | 0.011778 | 0.15837 | 0.28174
AB_XPOU_DSS | 171 | 240 | AB | Distribution | -113.6508 | 53.5494 | 692 | 0.011387 | 0.14752 | 0.31286
BC_AAL_DSS | 172 | 230 | BC | Distribution | -116.5381 | 49.1402 | 587 | 0.003363 | 0.1557 | 0.06304
BC_ACK_DSS | 173 | 230 | BC | Distribution | -118.9935 | 50.5614 | 514 | 0.003918 | 0.14582 | 0.040198
BC_ALH_GSS | 174 | 230 | BC | Generation | -117.7688 | 49.343 | 472 | 0.003363 | 0.14995 | 0.035598
BC_ALZ_DSS | 175 | 230 | BC | Distribution | -122.0093 | 49.1136 | 44 | 0.006494 | 0.13191 | 0.071111
BC_ARN_DSS | 176 | 230 | BC | Distribution | -123.0417 | 49.0921 | 3 | 0.015035 | 0.13168 | 0.088419
BC_ASL_GSS | 177 | 230 | BC | Generation | -123.3248 | 49.9138 | 164 | 0.003087 | 0.1361 | 0.033405
BC_ASL_JCT | 178 | 230 | BC | Junction | -123.2923 | 49.9156 | 65 | 0.003087 | 0.13566 | 0.033941
BC_BCR_ISS | 179 | 230 | BC | Industrial | -121.1326 | 55.1475 | 1011 | 0.003341 | 0.12692 | 0.26522
BC_BDH_GSS | 180 | 230 | BC | Generation | -123.4059 | 50.6355 | 564 | 0.003087 | 0.15087 | 0.038106
BC_BDH_JCT | 181 | 230 | BC | Junction | -123.4089 | 50.6354 | 475 | 0.003087 | 0.15085 | 0.038056
BC_BEN_TSS | 182 | 230 | BC | Terminal | -119.5301 | 49.1892 | 331 | 0.003893 | 0.15232 | 0.071497
BC_BLM_DSS | 183 | 230 | BC | Distribution | -121.4684 | 55.1392 | 1127 | 0.003341 | 0.12419 | 0.24282
BC_BLW_DSS | 184 | 230 | BC | Distribution | -122.4296 | 53.0204 | 677 | 0.003372 | 0.13329 | 0.14936
BC_BMT_DSS | 185 | 230 | BC | Distribution | -120.4465 | 55.7637 | 798 | 0.003341 | 0.12563 | 0.24294
BC_BND_DSS | 186 | 230 | BC | Distribution | -122.9007 | 49.2621 | 126 | 0.015035 | 0.12826 | 0.070948
BC_BNT_DSS | 187 | 230 | BC | Distribution | -123.4437 | 48.4606 | 8 | 0.007173 | 0.1373 | 0.14466
BC_BQN_DSS | 188 | 287 | BC | Distribution | -130.2656 | 56.9403 | 643 | 0.003431 | 0.11838 | 0.062333
BC_BR1_GSS | 189 | 230 | BC | Generation | -122.24 | 50.7298 | 303 | 0.003087 | 0.14859 | 0.051989
BC_BR2_GSS | 190 | 360 | BC | Generation | -122.24 | 50.7298 | 303 | 0.004832 | 0.14859 | 0.051989
BC_BRT_TSS | 191 | 230 | BC | Terminal | -122.2523 | 50.7256 | 402 | 0.003087 | 0.14865 | 0.051453
BC_BRX_GSS | 192 | 230 | BC | Generation | -117.6198 | 49.3231 | 514 | 0.003363 | 0.14936 | 0.034012
BC_BSY_TSS | 193 | 230 | BC | Terminal | -122.8908 | 49.2991 | 20 | 0.015035 | 0.12765 | 0.067535
BC_BTS_TSS | 194 | 230 | BC | Terminal | -117.6128 | 49.322 | 584 | 0.003363 | 0.14936 | 0.034012
BC_CAM_DSS | 195 | 230 | BC | Distribution | -123.0631 | 49.1909 | 2 | 0.015035 | 0.13016 | 0.077568
BC_CAM_JCT | 196 | 230 | BC | Junction | -123.0632 | 49.1901 | 2 | 0.015035 | 0.13018 | 0.077647
BC_CBK_DSS | 197 | 230 | BC | Distribution | -115.5805 | 49.5005 | 825 | 0.003434 | 0.16608 | 0.081028
BC_CBN_DSS | 198 | 230 | BC | Distribution | -122.2971 | 49.069 | 96 | 0.006494 | 0.13123 | 0.08918
BC_CCB_TSS | 199 | 500 | BC | Terminal | -124.2037 | 49.6741 | 40 | 0.005604 | 0.13028 | 0.079095
BC_CKY_DSS | 200 | 230 | BC | Distribution | -123.161 | 49.7902 | 44 | 0.003087 | 0.13328 | 0.037397
BC_CMS_GSS | 201 | 230 | BC | Generation | -123.291 | 49.9337 | 300 | 0.003087 | 0.1361 | 0.033405
BC_COK_DSS | 202 | 230 | BC | Distribution | -122.797 | 49.2623 | 35 | 0.015035 | 0.12782 | 0.071619
BC_CSN_DSS | 203 | 230 | BC | Distribution | -123.1977 | 49.2494 | 1 | 0.015035 | 0.12979 | 0.072908
BC_CSQ_DSS | 204 | 230 | BC | Distribution | -123.1155 | 49.2826 | 1 | 0.015035 | 0.12907 | 0.068962
BC_CYP_DSS | 205 | 230 | BC | Distribution | -123.2321 | 49.3569 | 267 | 0.015035 | 0.12845 | 0.064613
BC_DGB_TSS | 206 | 230 | BC | Terminal | -119.4468 | 49.8121 | 563 | 0.005584 | 0.14956 | 0.10485
BC_DKT_DSS | 207 | 230 | BC | Distribution | -122.1492 | 55.823 | 832 | 0.003341 | 0.12227 | 0.20878
BC_DKW_GSS | 208 | 230 | BC | Generation | -122.2269 | 55.7817 | 766 | 0.003341 | 0.12197 | 0.2054
BC_DMR_DSS | 209 | 230 | BC | Distribution | -124.6716 | 49.3928 | 95 | 0.005022 | 0.13059 | 0.10414
BC_EBT_TSS | 210 | 230 | BC | Terminal | -123.0892 | 49.0079 | 60 | 0.015035 | 0.13337 | 0.098279
BC_ESQ_DSS | 211 | 230 | BC | Distribution | -123.4437 | 48.4606 | 8 | 0.007173 | 0.1373 | 0.14466
BC_ETR_GSS | 212 | 230 | BC | Generation | -123.9603 | 50.6751 | 199 | 0.002194 | 0.14744 | 0.036098
BC_EUR_ISS | 213 | 287 | BC | Industrial | -128.6998 | 54.0413 | 107 | 0.003431 | 0.11193 | 0.10147
BC_FCN_DSS | 214 | 230 | BC | Distribution | -123.0345 | 50.0904 | 617 | 0.003087 | 0.14159 | 0.029232
BC_FKR_GSS | 215 | 287 | BC | Generation | -130.6859 | 56.7119 | 205 | 0.003431 | 0.11148 | 0.049045
BC_FLW_DSS | 216 | 230 | BC | Distribution | -122.7877 | 49.1374 | 20 | 0.015035 | 0.12991 | 0.08563
BC_GLD_DSS | 217 | 230 | BC | Distribution | -126.0643 | 49.7892 | 130 | 0.003029 | 0.12707 | 0.13925
BC_GLN_DSS | 218 | 230 | BC | Distribution | -125.0157 | 54.0744 | 752 | 0.002748 | 0.12607 | 0.15886
BC_GMS_GSS | 219 | 230 | BC | Generation | -122.1972 | 56.0139 | 658 | 0.003341 | 0.12369 | 0.20359
BC_GOW_DSS | 220 | 230 | BC | Distribution | -123.4211 | 48.4901 | 30 | 0.007173 | 0.13708 | 0.14807
BC_GTP_DSS | 221 | 230 | BC | Distribution | -123.36 | 48.4738 | 13 | 0.007173 | 0.13742 | 0.14938
BC_HLT_TSS | 222 | 230 | BC | Terminal | -122.9316 | 49.2368 | 98 | 0.015035 | 0.1288 | 0.073288
BC_HMH_DSS | 223 | 230 | BC | Distribution | -121.2848 | 51.6575 | 931 | 0.003372 | 0.13864 | 0.18446
BC_HPN_DSS | 224 | 230 | BC | Distribution | -123.0179 | 49.2668 | 50 | 0.015035 | 0.12877 | 0.070219
BC_HSP_ISS | 225 | 230 | BC | Industrial | -123.49 | 49.5236 | 18 | 0.002578 | 0.12825 | 0.060079
BC_HSY_DSS | 226 | 230 | BC | Distribution | -123.3665 | 48.4426 | 1 | 0.007173 | 0.13773 | 0.14613
BC_HWW_DSS | 227 | 230 | BC | Distribution | -123.9508 | 49.1225 | 156 | 0.005022 | 0.13145 | 0.10273
BC_HWW_JCT | 228 | 230 | BC | Junction | -124.0763 | 49.0838 | 292 | 0.005022 | 0.13048 | 0.10633
BC_ILL_DSS | 229 | 230 | BC | Distribution | -118.2045 | 50.9857 | 384 | 0.003241 | 0.15427 | 0.020917
BC_ING_DSS | 230 | 230 | BC | Distribution | -122.8739 | 49.1589 | 13 | 0.015035 | 0.12983 | 0.082032
BC_INV_DSS | 231 | 230 | BC | Distribution | -116.1178 | 50.4951 | 976 | 0.003434 | 0.16416 | 0.036065
BC_JMC_GSS | 232 | 230 | BC | Generation | -124.0249 | 50.604 | 205 | 0.002194 | 0.14514 | 0.031202
BC_KCH_GSS | 233 | 500 | BC | Generation | -121.5674 | 50.1054 | 204 | 0.010197 | 0.14408 | 0.060358
BC_KCL_GSS | 234 | 230 | BC | Generation | -117.5179 | 49.4533 | 460 | 0.003363 | 0.14865 | 0.026986
BC_KDS_DSS | 235 | 230 | BC | Distribution | -122.7884 | 55.0704 | 738 | 0.004008 | 0.12492 | 0.17168
BC_KGP_JCT | 236 | 230 | BC | Junction | -121.6194 | 55.5015 | 586 | 0.003341 | 0.12382 | 0.25563
BC_KHS_DSS | 237 | 230 | BC | Distribution | -116.9944 | 51.2818 | 1057 | 0.003241 | 0.16362 | 0.027892
BC_KI1_DSS | 238 | 230 | BC | Distribution | -123.116 | 49.2053 | 1 | 0.015035 | 0.13022 | 0.076131
BC_KI2_DSS | 239 | 230 | BC | Distribution | -123.1154 | 49.1982 | 1 | 0.015035 | 0.13033 | 0.076832
BC_KIT_DSS | 240 | 287 | BC | Distribution | -128.7036 | 54.0095 | 125 | 0.003431 | 0.11193 | 0.10147
BC_KLY_DSS | 241 | 230 | BC | Distribution | -121.7391 | 51.0248 | 1069 | 0.004691 | 0.14665 | 0.087026
BC_KMI_DSS | 242 | 230 | BC | Distribution | -126.7583 | 56.9942 | 1249 | 0.003341 | 0.12819 | 0.10569
BC_KMO_GSS | 243 | 287 | BC | Generation | -127.9426 | 53.5632 | 129 | 0.003431 | 0.11915 | 0.10297
BC_KTB_ISS | 244 | 287 | BC | Industrial | -128.6929 | 54.0306 | 108 | 0.003431 | 0.11193 | 0.10147
BC_KTG_DSS | 245 | 230 | BC | Distribution | -123.412 | 48.567 | 60 | 0.007173 | 0.1365 | 0.14099
BC_LAP_GSS | 246 | 230 | BC | Generation | -121.565 | 55.7235 | 639 | 0.003341 | 0.124 | 0.23844
BC_LEE_TSS | 247 | 230 | BC | Terminal | -119.3472 | 49.9068 | 594 | 0.005584 | 0.15174 | 0.1079
BC_LYN_DSS | 248 | 230 | BC | Distribution | -123.0442 | 49.328 | 115 | 0.015035 | 0.12802 | 0.064903
BC_MAN_DSS | 249 | 230 | BC | Distribution | -123.0791 | 49.2268 | 1 | 0.015035 | 0.12969 | 0.073993
BC_MBO_TSS | 250 | 230 | BC | Terminal | -123.4525 | 48.8634 | 9 | 0.007173 | 0.13464 | 0.11293
BC_MCA_GSS | 251 | 500 | BC | Generation | -118.5705 | 52.0759 | 708 | 0.007046 | 0.15238 | 0.024044
BC_MDN_DSS | 252 | 230 | BC | Distribution | -122.8067 | 49.3097 | 340 | 0.015035 | 0.12711 | 0.067025
BC_MIN_DSS | 253 | 230 | BC | Distribution | -128.7112 | 54.033 | 129 | 0.002749 | 0.11196 | 0.099865
BC_MKL_GSS | 254 | 230 | BC | Generation | -121.458 | 55.2844 | 1150 | 0.003341 | 0.12455 | 0.25108
BC_MKT_SWS | 255 | 230 | BC | Switching | -121.4086 | 55.2807 | 987 | 0.003341 | 0.12503 | 0.25445
BC_MLE_DSS | 256 | 230 | BC | Distribution | -122.3916 | 49.0687 | 63 | 0.006494 | 0.13099 | 0.094923
BC_MLN_DSS | 257 | 230 | BC | Distribution | -122.6824 | 49.099 | 90 | 0.015035 | 0.13036 | 0.092492
BC_MLW_GSS | 258 | 230 | BC | Generation | -121.2986 | 55.2856 | 1158 | 0.003341 | 0.12626 | 0.26283
BC_MLW_JCT | 259 | 230 | BC | Junction | -121.3855 | 55.279 | 894 | 0.003341 | 0.12527 | 0.25603
BC_MML_DSS | 260 | 230 | BC | Distribution | -124.0218 | 55.11 | 1145 | 0.002748 | 0.12367 | 0.15585
BC_MNK_ISS | 261 | 230 | BC | Industrial | -121.8166 | 55.393 | 1061 | 0.003341 | 0.12178 | 0.23547
BC_MNK_JCT | 262 | 230 | BC | Junction | -121.6143 | 55.4966 | 643 | 0.003341 | 0.12384 | 0.25579
BC_MPT_DSS | 263 | 230 | BC | Distribution | -123.1117 | 49.2655 | 2 | 0.015035 | 0.1293 | 0.070449
BC_MRC_ISS | 264 | 230 | BC | Industrial | -121.0454 | 55.0028 | 786 | 0.003341 | 0.12831 | 0.27097
BC_MRC_JCT | 265 | 230 | BC | Junction | -121.0386 | 55.0089 | 792 | 0.003341 | 0.12792 | 0.26943
BC_MSA_DSS | 266 | 230 | BC | Distribution | -123.9604 | 49.6688 | 156 | 0.002578 | 0.13036 | 0.06602
BC_MTC_GSS | 267 | 230 | BC | Generation | -124.1873 | 50.6231 | 118 | 0.002194 | 0.14335 | 0.032159
BC_MTG_TSS | 268 | 230 | BC | Terminal | -123.4256 | 48.893 | 20 | 0 | 0.1345 | 0.11046
BC_MUR_DSS | 269 | 230 | BC | Distribution | -123.1013 | 49.278 | 1 | 0.015035 | 0.12906 | 0.069322
BC_NCT_TSS | 270 | 500 | BC | Terminal | -124.6433 | 49.4216 | 2 | 0.010917 | 0.1308 | 0.10326
BC_NEL_DSS | 271 | 230 | BC | Distribution | -122.9629 | 49.2178 | 71 | 0.015035 | 0.12924 | 0.075081
BC_NIC_TSS | 272 | 230 | BC | Terminal | -120.3898 | 50.1802 | 745 | 0.004691 | 0.14359 | 0.13229
BC_NLY_DSS | 273 | 230 | BC | Distribution | -117.3415 | 49.0064 | 698 | 0.003363 | 0.15158 | 0.054416
BC_NTL_DSS | 274 | 138 | BC | Distribution | -114.8583 | 49.7355 | 1243 | 0.002061 | 0.16179 | 0.13466
BC_PCN_GSS | 275 | 500 | BC | Generation | -121.9965 | 55.9839 | 500 | 0.007264 | 0.12362 | 0.21347
BC_PEM_DSS | 276 | 230 | BC | Distribution | -122.8044 | 50.3219 | 277 | 0.003087 | 0.14671 | 0.026793
BC_PEM_JCT | 277 | 230 | BC | Junction | -122.8001 | 50.3219 | 277 | 0.003087 | 0.14671 | 0.0268
BC_PIK_DSS | 278 | 230 | BC | Distribution | -123.4581 | 48.4906 | 79 | 0.007173 | 0.13699 | 0.14644
BC_PSY_TSS | 279 | 230 | BC | Terminal | -124.1763 | 49.7877 | 58 | 0.002194 | 0.12985 | 0.068487
BC_QNT_DSS | 280 | 230 | BC | Distribution | -120.9987 | 54.9934 | 918 | 0.003341 | 0.12831 | 0.27097
BC_QRP_ISS | 281 | 230 | BC | Industrial | -122.4966 | 53.0072 | 598 | 0.003372 | 0.13367 | 0.14862
BC_QTY_GSS | 282 | 230 | BC | Generation | -120.8547 | 55.1843 | 1235 | 0.003341 | 0.12835 | 0.27625
BC_RBF_DSS | 283 | 230 | BC | Distribution | -122.4661 | 52.9798 | 559 | 0.003372 | 0.13367 | 0.14862
BC_RBW_DSS | 284 | 230 | BC | Distribution | -122.9545 | 50.1328 | 718 | 0.003087 | 0.14273 | 0.028333
BC_RBW_JCT | 285 | 230 | BC | Junction | -122.9601 | 50.1348 | 707 | 0.003087 | 0.14275 | 0.028319
BC_RDC_ISS | 286 | 287 | BC | Industrial | -129.7673 | 57.7333 | 1510 | 0.003431 | 0.1247 | 0.12135
BC_REV_GSS | 287 | 230 | BC | Generation | -118.1971 | 51.0495 | 597 | 0.003241 | 0.15428 | 0.020974
BC_RGA_TSS | 288 | 230 | BC | Terminal | -119.5523 | 49.4801 | 480 | 0.003893 | 0.14684 | 0.086304
BC_ROS_DSS | 289 | 360 | BC | Distribution | -121.7755 | 49.1764 | 96 | 0.010164 | 0.13381 | 0.064013
BC_RUP_DSS | 290 | 287 | BC | Distribution | -130.2317 | 54.2568 | 142 | 0.00256 | 0.10216 | 0.23413
BC_RUT_GSS | 291 | 230 | BC | Generation | -122.8665 | 50.2728 | 363 | 0.003087 | 0.14566 | 0.026917
BC_RUT_JCT | 292 | 230 | BC | Junction | -122.8646 | 50.2721 | 363 | 0.003087 | 0.14565 | 0.026923
BC_SAC_DSS | 293 | 360 | BC | Distribution | -122.4585 | 49.9929 | 306 | 0.010164 | 0.14282 | 0.030237
BC_SAM_DSS | 294 | 230 | BC | Distribution | -119.2516 | 50.6916 | 545 | 0.003241 | 0.14356 | 0.039639
BC_SAT_DSS | 295 | 230 | BC | Distribution | -123.8009 | 48.8068 | 145 | 0.003873 | 0.13463 | 0.121
BC_SAY_DSS | 296 | 230 | BC | Distribution | -124.1772 | 49.7871 | 58 | 0.002194 | 0.12984 | 0.068582
BC_SBK_DSS | 297 | 500 | BC | Distribution | -120.9094 | 56.1808 | 493 | 0.007264 | 0.12354 | 0.20589
BC_SCK_DSS | 298 | 230 | BC | Distribution | -122.2155 | 52.3056 | 669 | 0.003372 | 0.13721 | 0.14625
BC_SEL_TSS | 299 | 230 | BC | Terminal | -117.5133 | 49.0596 | 739 | 0.002609 | 0.15014 | 0.049536
BC_SEV_GSS | 300 | 230 | BC | Generation | -117.5041 | 49.0302 | 524 | 0.002609 | 0.15027 | 0.051907
BC_SGB_ISS | 301 | 230 | BC | Industrial | -121.139 | 55.7455 | 699 | 0.003341 | 0.12594 | 0.24556
BC_SKA_DSS | 302 | 287 | BC | Distribution | -128.6328 | 54.4523 | 126 | 0.003431 | 0.11467 | 0.077087
BC_SLS_DSS | 303 | 230 | BC | Distribution | -121.3519 | 55.7141 | 704 | 0.003341 | 0.12556 | 0.24692
BC_SNK_DSS | 304 | 230 | BC | Distribution | -121.6179 | 55.5021 | 586 | 0.003341 | 0.12383 | 0.25566
BC_SPG_DSS | 305 | 230 | BC | Distribution | -123.1525 | 49.2497 | 1 | 0.015035 | 0.12968 | 0.07226
BC_SRN_ISS | 306 | 230 | BC | Industrial | -121.0663 | 55.9591 | 870 | 0.003341 | 0.12469 | 0.2227
BC_SRN_JCT | 307 | 230 | BC | Junction | -121.0224 | 55.9336 | 836 | 0.003341 | 0.12478 | 0.22492
BC_SST_ISS | 308 | 230 | BC | Industrial | -120.7846 | 55.9253 | 803 | 0.003341 | 0.12483 | 0.2255
BC_STV_DSS | 309 | 230 | BC | Distribution | -123.1469 | 49.1326 | 1 | 0.015035 | 0.13146 | 0.083808
BC_SVA_DSS | 310 | 230 | BC | Distribution | -120.8005 | 50.7549 | 444 | 0.004691 | 0.14353 | 0.11035
BC_SVY_DSS | 311 | 230 | BC | Distribution | -122.621 | 54.1442 | 634 | 0.004008 | 0.12699 | 0.15582
BC_SYH_DSS | 312 | 230 | BC | Distribution | -122.8752 | 49.1364 | 10 | 0.015035 | 0.13022 | 0.084632
BC_SYH_JCT | 313 | 230 | BC | Junction | -122.8751 | 49.137 | 10 | 0.015035 | 0.13021 | 0.084563
BC_TAC_DSS | 314 | 230 | BC | Distribution | -124.0728 | 54.0007 | 735 | 0.002748 | 0.12587 | 0.17202
BC_TAT_DSS | 315 | 287 | BC | Distribution | -129.987 | 57.713 | 892 | 0.003431 | 0.12569 | 0.12065
BC_TBY_TSS | 316 | 230 | BC | Terminal | -123.3621 | 48.9051 | 32 | 0.007173 | 0.13435 | 0.10852
BC_TIR_TSS | 317 | 500 | BC | Terminal | -124.3312 | 49.6158 | 546 | 0.00477 | 0.13064 | 0.08786
BC_TIS_DSS | 318 | 230 | BC | Distribution | -122.8593 | 50.2795 | 385 | 0.003087 | 0.1458 | 0.026883
BC_TKW_DSS | 319 | 500 | BC | Distribution | -126.7655 | 54.5153 | 817 | 0.005974 | 0.12874 | 0.12298
BC_TLR_DSS | 320 | 230 | BC | Distribution | -121.1339 | 55.1484 | 1023 | 0.003341 | 0.12692 | 0.26518
BC_TXE_TSS | 321 | 500 | BC | Terminal | -124.2843 | 49.6301 | 130 | 0.00477 | 0.13064 | 0.08786
BC_TXW_TSS | 322 | 500 | BC | Terminal | -124.3583 | 49.5902 | 25 | 0 | 0.13118 | 0.096201
BC_UHT_DSS | 323 | 360 | BC | Distribution | -122.2052 | 49.7591 | 83 | 0.010164 | 0.13465 | 0.039394
BC_ULR_GSS | 324 | 230 | BC | Generation | -123.4461 | 50.6555 | 503 | 0.003087 | 0.15097 | 0.040025
BC_VAS_TSS | 325 | 500 | BC | Terminal | -119.5196 | 49.2511 | 293 | 0.008464 | 0.15116 | 0.073581
BC_VIT_TSS | 326 | 230 | BC | Terminal | -123.7164 | 48.8273 | 24 | 0.003873 | 0.13519 | 0.12044
BC_VNT_TSS | 327 | 230 | BC | Terminal | -119.2289 | 50.2518 | 464 | 0.003918 | 0.14806 | 0.074236
BC_VOL_GSS | 328 | 287 | BC | Generation | -130.5977 | 56.7293 | 410 | 0.003431 | 0.11267 | 0.04934
BC_VOL_JCT | 329 | 287 | BC | Junction | -130.609 | 56.7384 | 336 | 0.003431 | 0.11267 | 0.04934
BC_VVW_DSS | 330 | 230 | BC | Distribution | -120.2827 | 50.6801 | 417 | 0.004691 | 0.141 | 0.098312
BC_WAH_GSS | 331 | 360 | BC | Generation | -121.6806 | 49.2364 | 71 | 0.010164 | 0.13486 | 0.063953
BC_WAX_GSS | 332 | 230 | BC | Generation | -117.616 | 49.0047 | 363 | 0.002609 | 0.15072 | 0.052855
BC_WHS_TSS | 333 | 230 | BC | Terminal | -117.6131 | 49.0068 | 363 | 0.002609 | 0.15072 | 0.052855
BC_WHY_DSS | 334 | 230 | BC | Distribution | -122.8366 | 49.1901 | 22 | 0.015035 | 0.12915 | 0.078871
BC_WLT_DSS | 335 | 230 | BC | Distribution | -123.0261 | 49.31 | 36 | 0.015035 | 0.12817 | 0.066383
BC_WSN_DSS | 336 | 230 | BC | Distribution | -122.609 | 53.8502 | 684 | 0.004008 | 0.12791 | 0.16154
BC_WTS_TSS | 337 | 230 | BC | Terminal | -117.7397 | 49.1052 | 580 | 0.002609 | 0.15074 | 0.046364
MB_ANO_DSS | 338 | 115 | MB | Distribution | -96.7042 | 49.9066 | 243 | 0.007155 | 0.15484 | 0.32462
MB_ASH_DSS | 339 | 230 | MB | Distribution | -98.4415 | 51.2039 | 263 | 0.014709 | 0.15564 | 0.29213
MB_BCT_DSS | 340 | 230 | MB | Distribution | -97.9271 | 55.7018 | 209 | 0.017686 | 0.12468 | 0.18124
MB_BKH_DSS | 341 | 115 | MB | Distribution | -96.4901 | 50.2444 | 242 | 0.007155 | 0.15346 | 0.30111
MB_BRT_DSS | 342 | 115 | MB | Distribution | -95.5149 | 49.9446 | 312 | 0.006573 | 0.1486 | 0.24319
MB_BSJ_DSS | 343 | 115 | MB | Distribution | -96.4782 | 50.0734 | 242 | 0.007155 | 0.15376 | 0.30674
MB_BTS_DSS | 344 | 230 | MB | Distribution | -101.0405 | 50.3721 | 518 | 0.013943 | 0.16151 | 0.33087
MB_CBP_DSS | 345 | 230 | MB | Distribution | -101.3472 | 54.6128 | 305 | 0.013594 | 0.13078 | 0.20049
MB_CFL_DSS | 346 | 230 | MB | Distribution | -101.8448 | 54.7911 | 309 | 0.013594 | 0.12945 | 0.19836
MB_CNW_DSS | 347 | 230 | MB | Distribution | -99.8961 | 49.8451 | 362 | 0.021759 | 0.16069 | 0.33631
MB_DSL_DSS | 348 | 230 | MB | Distribution | -96.9418 | 49.5304 | 242 | 0.023273 | 0.15577 | 0.33607
MB_DSY_CSS | 349 | 500 | MB | Converter | -97.4276 | 49.9919 | 243 | 0.028369 | 0.15667 | 0.34527
MB_DSY_DSS | 350 | 230 | MB | Distribution | -97.4276 | 49.9919 | 243 | 0.01305 | 0.15667 | 0.34527
MB_ESK_DSS | 351 | 115 | MB | Distribution | -96.8522 | 50.1247 | 232 | 0.009584 | 0.15547 | 0.33262
MB_GBS_DSS | 352 | 230 | MB | Distribution | -99.2869 | 49.5403 | 376 | 0.021759 | 0.16029 | 0.35805
MB_GFS_ISS | 353 | 115 | MB | Industrial | -96.9985 | 49.9142 | 242 | 0.028009 | 0.15572 | 0.33777
MB_GLL_DSS | 354 | 115 | MB | Distribution | -96.4949 | 50.3793 | 250 | 0.009584 | 0.1533 | 0.29696
MB_GRF_GSS | 355 | 115 | MB | Generation | -96.0095 | 50.4616 | 234 | 0.006573 | 0.14923 | 0.25547
MB_GRP_GSS | 356 | 230 | MB | Generation | -99.2863 | 53.16 | 242 | 0.013594 | 0.14834 | 0.26148
MB_HBL_DSS | 357 | 230 | MB | Distribution | -99.9973 | 54.8868 | 296 | 0.013594 | 0.12892 | 0.19853
MB_HDY_CSS | 358 | 230 | MB | Converter | -94.1405 | 56.5036 | 80 | 0.007343 | 0.12005 | 0.18557
MB_JPG_GSS | 359 | 230 | MB | Generation | -98.0282 | 54.5432 | 212 | 0.017686 | 0.13 | 0.19131
MB_KLT_TSS | 360 | 230 | MB | Terminal | -96.5379 | 56.0405 | 182 | 0.017686 | 0.12352 | 0.17963
MB_KWT_CSS | 361 | 230 | MB | Converter | -93.8519 | 56.662 | 82 | 0.007343 | 0.12049 | 0.20023
MB_LAV_DSS | 362 | 230 | MB | Distribution | -97.3538 | 49.8043 | 240 | 0.01101 | 0.15654 | 0.34362
MB_LDB_DSS | 363 | 115 | MB | Distribution | -96.063 | 50.2587 | 260 | 0.006573 | 0.15053 | 0.2668
MB_LIB_DSS | 364 | 115 | MB | Distribution | -96.7183 | 50.2637 | 228 | 0.009584 | 0.15467 | 0.31911
MB_LMS_GSS | 365 | 230 | MB | Generation | -94.1097 | 56.5075 | 55 | 0.007343 | 0.12005 | 0.18557
MB_LSP_GSS | 366 | 230 | MB | Generation | -94.3687 | 56.3978 | 87 | 0.007343 | 0.12056 | 0.18157
MB_LSP_SWS | 367 | 230 | MB | Switching | -94.3608 | 56.3836 | 90 | 0.007343 | 0.12056 | 0.18157
MB_LTL_DSS | 368 | 230 | MB | Distribution | -97.3108 | 49.1338 | 239 | 0.019991 | 0.15769 | 0.35264
MB_MCF_GSS | 369 | 115 | MB | Generation | -95.9977 | 50.3981 | 258 | 0 | 0.14935 | 0.25676
MB_MCY_DSS | 370 | 115 | MB | Distribution | -96.8906 | 50.1361 | 235 | 0.009584 | 0.15547 | 0.33262
MB_MIN_DSS | 371 | 230 | MB | Distribution | -101.0642 | 52.1022 | 312 | 0.009793 | 0.15327 | 0.253
MB_MYS_DSS | 372 | 230 | MB | Distribution | -97.8922 | 55.6937 | 212 | 0.017686 | 0.12468 | 0.18124
MB_NPW_DSS | 373 | 230 | MB | Distribution | -99.4438 | 50.2252 | 345 | 0.013943 | 0.15948 | 0.33585
MB_OKB_DSS | 374 | 115 | MB | Distribution | -96.8341 | 49.9605 | 242 | 0.007155 | 0.15541 | 0.33397
MB_OVL_DSS | 375 | 230 | MB | Distribution | -101.1003 | 53.1439 | 252 | 0.013594 | 0.14431 | 0.21811
MB_PGS_DSS | 376 | 230 | MB | Distribution | -98.2855 | 49.931 | 263 | 0.014188 | 0.15788 | 0.3504
MB_PKD_DSS | 377 | 115 | MB | Distribution | -97.0501 | 50.0766 | 238 | 0.009584 | 0.15586 | 0.33789
MB_PNF_GSS | 378 | 115 | MB | Generation | -96.1783 | 50.5671 | 222 | 0.006573 | 0.15055 | 0.261
MB_PTN_DSS | 379 | 230 | MB | Distribution | -99.1608 | 54.6649 | 243 | 0.013594 | 0.12984 | 0.19985
MB_RBL_DSS | 380 | 230 | MB | Distribution | -101.3273 | 51.2128 | 549 | 0.009918 | 0.15847 | 0.31826
MB_RCH_DSS | 381 | 230 | MB | Distribution | -96.4593 | 49.6198 | 287 | 0.023273 | 0.15452 | 0.30983
MB_RDS_CSS | 382 | 230 | MB | Converter | -94.6164 | 56.3633 | 124 | 0.007343 | 0.12083 | 0.18191
MB_RGW_DSS | 383 | 230 | MB | Distribution | -96.9925 | 49.9645 | 240 | 0.014309 | 0.15575 | 0.33811
MB_RIL_CSS | 384 | 500 | MB | Converter | -96.9391 | 49.8653 | 242 | 0.031107 | 0.15564 | 0.33665
MB_RIL_DSS | 385 | 230 | MB | Distribution | -96.9391 | 49.8653 | 242 | 0.014309 | 0.15564 | 0.33665
MB_RKW_DSS | 386 | 230 | MB | Distribution | -97.1632 | 50.0841 | 234 | 0.01305 | 0.15605 | 0.33962
MB_RLI_DSS | 387 | 230 | MB | Distribution | -101.2356 | 53.8311 | 257 | 0.013594 | 0.1397 | 0.21549
MB_RSR_DSS | 388 | 230 | MB | Distribution | -97.1618 | 49.9763 | 242 | 0.019169 | 0.15605 | 0.34045
MB_RST_DSS | 389 | 230 | MB | Distribution | -101.0969 | 49.5304 | 464 | 0.01115 | 0.16366 | 0.33857
MB_RTH_JCT | 390 | 115 | MB | Junction | -96.0773 | 50.2236 | 267 | 0.006573 | 0.1508 | 0.26936
MB_RVL_DSS | 391 | 230 | MB | Distribution | -100.598 | 50.3722 | 553 | 0.013943 | 0.161 | 0.32381
MB_SDC_DSS | 392 | 115 | MB | Distribution | -96.2883 | 50.0988 | 262 | 0.006573 | 0.15295 | 0.29234
MB_SEE_DSS | 393 | 230 | MB | Distribution | -100.1407 | 49.6447 | 456 | 0.021759 | 0.16143 | 0.33389
MB_SKK_GSS | 394 | 115 | MB | Generation | -96.852 | 50.1347 | 229 | 0.009584 | 0.15547 | 0.33262
MB_SLK_DSS | 395 | 115 | MB | Distribution | -95.2441 | 49.7425 | 335 | 0.006573 | 0.14929 | 0.25005
MB_SLV_DSS | 396 | 230 | MB | Distribution | -97.2187 | 50.8738 | 240 | 0.014709 | 0.15506 | 0.32269
MB_STJ_GSS | 397 | 230 | MB | Generation | -97.4206 | 49.1345 | 241 | 0.019991 | 0.15796 | 0.35461
MB_STL_GSS | 398 | 230 | MB | Generation | -98.6341 | 49.3468 | 483 | 0.009806 | 0.15971 | 0.37189
MB_STV_DSS | 399 | 230 | MB | Distribution | -97.0467 | 49.844 | 240 | 0.056018 | 0.1558 | 0.33801
MB_STY_DSS | 400 | 230 | MB | Distribution | -97.9801 | 49.2655 | 271 | 0.019991 | 0.15876 | 0.36768
MB_SVS_GSS | 401 | 115 | MB | Generation | -96.0177 | 50.1204 | 264 | 0.006573 | 0.15077 | 0.26887
MB_TCA_DSS | 402 | 115 | MB | Distribution | -97.0015 | 49.909 | 242 | 0.028009 | 0.15572 | 0.33777
MB_TYN_DSS | 403 | 115 | MB | Distribution | -96.6829 | 50.0794 | 241 | 0.007155 | 0.15463 | 0.32129
MB_VDW_DSS | 404 | 230 | MB | Distribution | -100.9621 | 49.8505 | 444 | 0.009903 | 0.16237 | 0.33578
MB_VIV_DSS | 405 | 230 | MB | Distribution | -96.5009 | 49.9467 | 260 | 0.014309 | 0.15407 | 0.31117
MB_VML_DSS | 406 | 230 | MB | Distribution | -100.0887 | 51.131 | 299 | 0.013625 | 0.15821 | 0.29361
MB_WLR_DSS | 407 | 230 | MB | Distribution | -99.2344 | 53.8872 | 267 | 0.013594 | 0.13884 | 0.21915
MB_WMZ_DSS | 408 | 230 | MB | Distribution | -98.4476 | 49.9593 | 272 | 0.014188 | 0.15801 | 0.34923
MB_WSK_GSS | 409 | 230 | MB | Generation | -98.4938 | 55.5383 | 215 | 0.017686 | 0.12511 | 0.18666
MB_WSL_DSS | 410 | 115 | MB | Distribution | -95.2441 | 49.7425 | 335 | 0.006573 | 0.14929 | 0.25005
NB_6432_DSS | 411 | 230 | NB | Distribution | -65.6128 | 47.592 | 41 | 0.058671 | 0.14987 | 0.26982
NB_6514_DSS | 412 | 138 | NB | Distribution | -64.0271 | 46.086 | 26 | 0.047278 | 0.14985 | 0.27837
NB_BELL_GSS | 413 | 345 | NB | Generation | -65.8727 | 47.8903 | 44 | 0.060529 | 0.15036 | 0.25009
NB_BELL_TSS | 414 | 345 | NB | Terminal | -65.9285 | 47.8842 | 67 | 0.060529 | 0.15036 | 0.25009
NB_CLCV_GSS | 415 | 345 | NB | Generation | -66.2019 | 45.154 | 10 | 0.087238 | 0.15664 | 0.27667
NB_EDMN_TSS | 416 | 345 | NB | Terminal | -68.2452 | 47.4117 | 326 | 0.062003 | 0.14965 | 0.25519
NB_EELR_TSS | 417 | 230 | NB | Terminal | -66.4437 | 48.0161 | 18 | 0.040353 | 0.14948 | 0.25079
NB_HBNK_TSS | 418 | 230 | NB | Terminal | -65.6011 | 47.0969 | 91 | 0.047024 | 0.14903 | 0.26573
NB_KSWK_TSS | 419 | 230 | NB | Terminal | -66.8494 | 46.0572 | 24 | 0.066058 | 0.14879 | 0.24362
NB_MCNR_TSS | 420 | 138 | NB | Terminal | -63.9562 | 46.1665 | 4 | 0.047278 | 0.14997 | 0.29933
NB_MLBK_GSS | 421 | 230 | NB | Generation | -65.4541 | 47.071 | 65 | 0.047024 | 0.14941 | 0.27454
NB_MRMK_TSS | 422 | 138 | NB | Terminal | -64.5106 | 46.0021 | 95 | 0.047278 | 0.14906 | 0.25578
NB_NRTN_TSS | 423 | 345 | NB | Terminal | -65.6512 | 45.664 | 26 | 0.084735 | 0.15183 | 0.25108
NB_NWCS_TSS | 424 | 345 | NB | Terminal | -65.5963 | 47.0213 | 73 | 0.070536 | 0.14904 | 0.2644
NB_PLPR_GSS | 425 | 345 | NB | Generation | -66.4543 | 45.0687 | 2 | 0.087238 | 0.15679 | 0.27877
NB_SADR_TSS | 426 | 345 | NB | Terminal | -67.7293 | 47.1649 | 264 | 0.062003 | 0.15004 | 0.24799
NB_SLBY_TSS | 427 | 138 | NB | Terminal | -64.9963 | 46.021 | 29 | 0.024227 | 0.14875 | 0.26213
NL_BB2_TSS | 428 | 230 | NL | Terminal | -58.2557 | 48.5308 | 70 | 0.023655 | 0.12605 | 0.32082
NL_BD1_GSS | 429 | 230 | NL | Generation | -55.8009 | 47.9904 | 87 | 0.020777 | 0.13185 | 0.3175
NL_BD2_GSS | 430 | 230 | NL | Generation | -55.8003 | 47.9912 | 87 | 0.020777 | 0.13185 | 0.3175
NL_BUC_DSS | 431 | 230 | NL | Distribution | -56.7923 | 48.814 | 198 | 0.030831 | 0.12138 | 0.29848
NL_CAM_GSS | 432 | 230 | NL | Generation | -56.765 | 50.0258 | 152 | 0.031817 | 0.12322 | 0.30495
NL_CBC_ISS | 433 | 230 | NL | Industrial | -53.9923 | 47.8008 | 43 | 0.068215 | 0.13034 | 0.31813
NL_CFP_GSS | 434 | 230 | NL | Generation | -63.9532 | 53.5277 | 409 | 0.025978 | 0.12845 | 0.34857
NL_DLK_DSS | 435 | 230 | NL | Distribution | -57.4047 | 49.1778 | 48 | 0.031817 | 0.12082 | 0.28927
NL_GCL_GSS | 436 | 230 | NL | Generation | -56.8152 | 48.1966 | 289 | 0.020777 | 0.12913 | 0.32557
NL_GCL_TSS | 437 | 230 | NL | Terminal | -56.8494 | 48.2035 | 327 | 0.020777 | 0.12913 | 0.32557
NL_HOL_GSS | 438 | 230 | NL | Generation | -53.1277 | 47.3858 | 2 | 0.068215 | 0.13217 | 0.36872
NL_HWD_DSS | 439 | 230 | NL | Distribution | -52.7823 | 47.5882 | 201 | 0.068215 | 0.13248 | 0.42581
NL_LHB_ISS | 440 | 230 | NL | Industrial | -53.8119 | 47.4089 | 99 | 0.068215 | 0.13395 | 0.32201
NL_MAS_TSS | 441 | 230 | NL | Terminal | -57.8993 | 48.9328 | 236 | 0.031817 | 0.12329 | 0.29208
NL_NGF_DSS | 442 | 230 | NL | Distribution | -55.6522 | 48.9403 | 91 | 0.030831 | 0.12066 | 0.29677
NL_OXP_DSS | 443 | 230 | NL | Distribution | -52.7558 | 47.5734 | 140 | 0.068215 | 0.13248 | 0.42581
NL_SBI_JCT | 444 | 350 | NL | Junction | -56.79 | 51.404 | 0 | 0 | 0.13172 | 0.30095
NL_SOL_CSS | 445 | 230 | NL | Converter | -52.9795 | 47.4179 | 170 | 0.068215 | 0.13236 | 0.39133
NL_STV_GSS | 446 | 230 | NL | Generation | -58.5177 | 48.5356 | 26 | 0.023655 | 0.1285 | 0.32571
NL_STX_DSS | 447 | 230 | NL | Distribution | -58.4505 | 48.5147 | 20 | 0.023655 | 0.1285 | 0.32571
NL_STY_TSS | 448 | 230 | NL | Terminal | -55.6709 | 48.9218 | 61 | 0.030831 | 0.12066 | 0.29677
NL_SUN_TSS | 449 | 230 | NL | Terminal | -53.9512 | 47.8511 | 61 | 0.068215 | 0.12964 | 0.31953
NL_TS2_CSS | 450 | 350 | NL | Converter | -60.7591 | 53.24 | 57 | 0.039531 | 0.12687 | 0.25666
NL_USL_GSS | 451 | 230 | NL | Generation | -56.1725 | 48.1835 | 217 | 0.020777 | 0.12899 | 0.31611
NL_WAV_DSS | 452 | 230 | NL | Distribution | -53.6846 | 47.5167 | 102 | 0.068215 | 0.13264 | 0.31889
NL_WTS_DSS | 453 | 230 | NL | Distribution | -66.8846 | 52.9321 | 546 | 0.025978 | 0.12851 | 0.37115
NS_101S_DSS | 454 | 200 | NS | Distribution | -60.2787 | 45.9922 | 106 | 0.07067 | 0.1475 | 0.46437
NS_102S_GSS | 455 | 230 | NS | Generation | -60.3377 | 46.3172 | 8 | 0.081271 | 0.14771 | 0.48642
NS_103H_DSS | 456 | 345 | NS | Distribution | -63.6835 | 44.644 | 91 | 0.22201 | 0.15265 | 0.30292
NS_120H_DSS | 457 | 230 | NS | Distribution | -63.7636 | 44.8532 | 135 | 0.14801 | 0.15072 | 0.27753
NS_3C_DSS | 458 | 230 | NS | Distribution | -61.4034 | 45.6579 | 62 | 0.040603 | 0.14649 | 0.34663
NS_67N_DSS | 459 | 230 | NS | Distribution | -63.3079 | 45.4022 | 31 | 0.062737 | 0.14589 | 0.2752
NS_79N_DSS | 460 | 345 | NS | Distribution | -62.6676 | 45.4543 | 117 | 0.088104 | 0.14485 | 0.29189
NS_88S_GSS | 461 | 230 | NS | Generation | -60.0411 | 46.2357 | 6 | 0.081271 | 0.15022 | 0.5031
NS_89S_DSS | 462 | 230 | NS | Distribution | -60.3315 | 46.3213 | 9 | 0.081271 | 0.14771 | 0.48642
NS_91N_GSS | 463 | 230 | NS | Generation | -63.1076 | 45.4656 | 167 | 0.062737 | 0.14539 | 0.27641
NS_99W_DSS | 464 | 230 | NS | Distribution | -64.5565 | 44.3947 | 57 | 0.06131 | 0.15353 | 0.2692
ON_ABC_GSS | 465 | 230 | ON | Generation | -81.5711 | 49.8803 | 197 | 0.001083 | 0.13125 | 0.20955
ON_ACS_JCT | 466 | 230 | ON | Junction | -79.1803 | 43.1008 | 173 | 0.002237 | 0.15836 | 0.32054
ON_AGN_DSS | 467 | 230 | ON | Distribution | -79.2964 | 43.81 | 187 | 0.004533 | 0.16025 | 0.33269
ON_AGN_JCT | 468 | 230 | ON | Junction | -79.2971 | 43.8115 | 187 | 0.004533 | 0.16025 | 0.33269
ON_ALB_DSS | 469 | 230 | ON | Distribution | -75.6472 | 45.3715 | 88 | 0.003026 | 0.15154 | 0.22117
ON_ALB_JCT | 470 | 230 | ON | Junction | -75.6467 | 45.3708 | 88 | 0.003026 | 0.15154 | 0.22117
ON_ALG_TSS | 471 | 230 | ON | Terminal | -82.718 | 46.2 | 211 | 0.00126 | 0.15541 | 0.29322
ON_ALL_TSS | 472 | 230 | ON | Terminal | -79.1875 | 43.0727 | 182 | 0.002237 | 0.15836 | 0.32054
ON_ALM_DSS | 473 | 230 | ON | Distribution | -76.1729 | 45.206 | 124 | 0.001071 | 0.15098 | 0.2279
ON_ALQ_JCT | 474 | 230 | ON | Junction | -79.2032 | 43.0743 | 182 | 0.002237 | 0.15836 | 0.32054
ON_ALS_DSS | 475 | 230 | ON | Distribution | -79.8513 | 44.2587 | 224 | 0.002337 | 0.15717 | 0.32128
ON_ALS_JCT | 476 | 230 | ON | Junction | -79.8494 | 44.2584 | 217 | 0.002337 | 0.15717 | 0.3212
ON_ALW_JCT | 477 | 230 | ON | Junction | -79.2137 | 43.0738 | 180 | 0.002237 | 0.15836 | 0.32054
ON_AMA_JCT | 478 | 230 | ON | Junction | -80.296 | 43.9586 | 481 | 0.001015 | 0.15748 | 0.3515
ON_AMA_TSS | 479 | 230 | ON | Terminal | -80.2952 | 43.9591 | 481 | 0.001015 | 0.15748 | 0.3515
ON_AMC_ISS | 480 | 230 | ON | Industrial | -80.2789 | 43.3731 | 298 | 0.002429 | 0.16004 | 0.35187
ON_AMC_JCT | 481 | 230 | ON | Junction | -80.2783 | 43.3732 | 298 | 0.002429 | 0.16004 | 0.35187
ON_ANS_JCT | 482 | 230 | ON | Junction | -80.6792 | 48.7534 | 256 | 0.001083 | 0.1359 | 0.22255
ON_ANS_TSS | 483 | 230 | ON | Terminal | -80.6799 | 48.7536 | 256 | 0.001083 | 0.1359 | 0.22255
ON_APB_JCT | 484 | 230 | ON | Junction | -79.4718 | 46.4098 | 323 | 0.00112 | 0.14899 | 0.22916
ON_APK_JCT | 485 | 230 | ON | Junction | -82.4452 | 49.4203 | 211 | 0.001083 | 0.13384 | 0.2108
ON_APP_JCT | 486 | 230 | ON | Junction | -79.5786 | 43.5942 | 108 | 0.003487 | 0.16091 | 0.33689
ON_ARM_GSS | 487 | 230 | ON | Generation | -81.4306 | 44.2489 | 269 | 0.001057 | 0.15496 | 0.38011
ON_ARM_JCT | 488 | 230 | ON | Junction | -81.428 | 44.2526 | 269 | 0.001057 | 0.15492 | 0.38065
ON_ARN_GSS | 489 | 230 | ON | Generation | -76.3464 | 45.419 | 91 | 0.001226 | 0.15076 | 0.22741
ON_ARX_ISS | 490 | 230 | ON | Industrial | -82.4039 | 42.9397 | 185 | 0.001321 | 0.16296 | 0.34885
ON_ARX_JCT | 491 | 230 | ON | Junction | -82.404 | 42.9403 | 185 | 0.001321 | 0.16296 | 0.34885
ON_ASH_SWS | 492 | 500 | ON | Switching | -81.6246 | 43.897 | 246 | 0.002139 | 0.15617 | 0.37611
ON_ATG_DSS | 493 | 230 | ON | Distribution | -79.4566 | 44.0414 | 247 | 0.003203 | 0.15909 | 0.32624
ON_ATK_GSS | 494 | 230 | ON | Generation | -91.57 | 48.8385 | 419 | 0.000621 | 0.14578 | 0.23643
ON_ATP_ISS | 495 | 230 | ON | Industrial | -78.9073 | 43.8626 | 85 | 0.002601 | 0.15931 | 0.33875
ON_ATP_JCT | 496 | 230 | ON | Junction | -78.9077 | 43.8624 | 85 | 0.002601 | 0.15931 | 0.33875
ON_AUB_GSS | 497 | 230 | ON | Generation | -83.2138 | 46.9096 | 373 | 0.00126 | 0.15043 | 0.23864
ON_AUB_JCT | 498 | 230 | ON | Junction | -83.2187 | 46.9085 | 369 | 0.00126 | 0.15043 | 0.23864
ON_B5D_JCT | 499 | 230 | ON | Junction | -74.3903 | 45.2391 | 55 | 0.001263 | 0.14971 | 0.23128
ON_BCA_TSS | 500 | 230 | ON | Terminal | -81.5706 | 44.3148 | 200 | 0.001057 | 0.15486 | 0.38373
ON_BCB_SWS | 501 | 500 | ON | Switching | -81.5997 | 44.3174 | 184 | 0.002298 | 0.15486 | 0.38373
ON_BCC_JCT | 502 | 500 | ON | Junction | -81.5697 | 44.3103 | 200 | 0.002298 | 0.15486 | 0.38373
ON_BCH_DSS | 503 | 230 | ON | Distribution | -79.7912 | 43.2556 | 80 | 0.002399 | 0.16044 | 0.34042
ON_BCR_JCT | 504 | 230 | ON | Junction | -79.7725 | 43.2592 | 74 | 0.002399 | 0.16044 | 0.34042
ON_BCW_ISS | 505 | 230 | ON | Industrial | -81.579 | 44.3326 | 184 | 0.001057 | 0.15486 | 0.38373
ON_BK2_TSS | 506 | 230 | ON | Terminal | -79.0482 | 43.1424 | 168 | 0.002237 | 0.15788 | 0.32008
ON_BKP_GSS | 507 | 230 | ON | Generation | -79.06 | 43.1447 | 177 | 0.002237 | 0.15797 | 0.32049
ON_BL2_JCT | 508 | 230 | ON | Junction | -82.6737 | 42.2066 | 186 | 0.00213 | 0.16642 | 0.33348
ON_BLR_GSS | 509 | 230 | ON | Generation | -82.6526 | 42.2496 | 182 | 0.00213 | 0.16616 | 0.33412
ON_BLV_DSS | 510 | 230 | ON | Distribution | -77.3785 | 44.1909 | 90 | 0.001391 | 0.15676 | 0.26392
ON_BMD_DSS | 511 | 230 | ON | Distribution | -79.317 | 43.721 | 112 | 0.004533 | 0.16051 | 0.33481
ON_BML_DSS | 512 | 230 | ON | Distribution | -79.6803 | 43.6955 | 177 | 0.003487 | 0.16001 | 0.33513
ON_BNK_JCT | 513 | 230 | ON | Junction | -77.5381 | 44.6211 | 240 | 0.001391 | 0.1546 | 0.24414
ON_BOS_JCT | 514 | 230 | ON | Junction | -81.2797 | 42.8958 | 252 | 0.002278 | 0.16122 | 0.36351
ON_BOW_SWS | 515 | 500 | ON | Switching | -78.7256 | 43.8773 | 111 | 0.005654 | 0.15914 | 0.34135
ON_BRA_DSS | 516 | 230 | ON | Distribution | -79.296 | 45.0428 | 270 | 0.001017 | 0.15385 | 0.25011
ON_BRA_JCT | 517 | 230 | ON | Junction | -79.259 | 45.0614 | 305 | 0.001017 | 0.15378 | 0.25034
ON_BRF_DSS | 518 | 230 | ON | Distribution | -80.2419 | 43.136 | 211 | 0.001387 | 0.16105 | 0.35581
ON_BRO_DSS | 519 | 230 | ON | Distribution | -75.7004 | 44.6202 | 105 | 0.001216 | 0.14978 | 0.22675
ON_BRW_DSS | 520 | 230 | ON | Distribution | -79.3647 | 44.2252 | 241 | 0.003203 | 0.15765 | 0.30451
ON_BTH_DSS | 521 | 230 | ON | Distribution | -79.4502 | 43.7613 | 185 | 0.004533 | 0.16038 | 0.33241
ON_BTH_JCT | 522 | 230 | ON | Junction | -79.4505 | 43.7761 | 179 | 0.004533 | 0.16038 | 0.33241
ON_BTN_JCT | 523 | 230 | ON | Junction | -83.0941 | 42.2804 | 175 | 0.00213 | 0.16592 | 0.32458
ON_BUC_DSS | 524 | 230 | ON | Distribution | -81.1889 | 42.9386 | 268 | 0.002278 | 0.16102 | 0.36398
ON_BUR_DSS | 525 | 230 | ON | Distribution | -79.8333 | 43.3312 | 98 | 0.002444 | 0.16044 | 0.34042
ON_BUT_DSS | 526 | 230 | ON | Distribution | -79.3512 | 43.8694 | 196 | 0.003203 | 0.16011 | 0.33077
ON_BVR_JCT | 527 | 230 | ON | Junction | -79.1167 | 44.4065 | 244 | 0.002601 | 0.15639 | 0.27802
ON_BVT_DSS | 528 | 230 | ON | Distribution | -79.1181 | 44.4064 | 244 | 0.002601 | 0.15639 | 0.27802
ON_BVT_JCT | 529 | 230 | ON | Junction | -79.1 | 44.4264 | 241 | 0.002601 | 0.15639 | 0.27802
ON_CAL_DSS | 530 | 230 | ON | Distribution | -79.9724 | 43.0514 | 198 | 0.001273 | 0.16095 | 0.35207
ON_CAL_JCT | 531 | 230 | ON | Junction | -79.9738 | 43.0511 | 198 | 0.001273 | 0.16095 | 0.35207
ON_CAQ_JCT | 532 | 230 | ON | Junction | -79.6564 | 43.068 | 194 | 0.002237 | 0.16022 | 0.33807
ON_CBL_DSS | 533 | 230 | ON | Distribution | -80.2832 | 43.5537 | 335 | 0.001701 | 0.15943 | 0.34931
ON_CDF_DSS | 534 | 230 | ON | Distribution | -79.6895 | 43.6789 | 180 | 0.003487 | 0.16001 | 0.33513
ON_CDF_JCT | 535 | 230 | ON | Junction | -79.6885 | 43.6788 | 180 | 0.003487 | 0.16001 | 0.33513
ON_CED_DSS | 536 | 230 | ON | Distribution | -80.2504 | 43.5298 | 309 | 0.001701 | 0.15963 | 0.34883
ON_CHF_SWS | 537 | 230 | ON | Switching | -76.2345 | 45.4731 | 61 | 0.003026 | 0.15074 | 0.22649
ON_CHT_SWS | 538 | 230 | ON | Switching | -82.0959 | 42.3885 | 181 | 0.001217 | 0.16486 | 0.34975
ON_CHU_ISS | 539 | 230 | ON | Industrial | -79.727 | 43.5317 | 181 | 0.003487 | 0.16101 | 0.33856
ON_CHU_JCT | 540 | 230 | ON | Junction | -79.7264 | 43.531 | 181 | 0.003487 | 0.16101 | 0.33856
ON_CHW_TSS | 541 | 230 | ON | Terminal | -79.1139 | 43.8522 | 129 | 0.002601 | 0.15967 | 0.33463
ON_CHX_TSS | 542 | 230 | ON | Terminal | -76.6779 | 45.5823 | 112 | 0.001226 | 0.15042 | 0.22706
ON_CKV_DSS | 543 | 230 | ON | Distribution | -79.5867 | 43.5839 | 104 | 0.003487 | 0.16091 | 0.33689
ON_CLA_DSS | 544 | 230 | ON | Distribution | -81.043 | 46.5049 | 295 | 0.001466 | 0.15171 | 0.22648
ON_CLA_JCT | 545 | 230 | ON | Junction | -81.0394 | 46.5035 | 301 | 0.001466 | 0.15171 | 0.22648
ON_CLB_JCT | 546 | 230 | ON | Junction | -78.9441 | 43.946 | 153 | 0.002601 | 0.15931 | 0.33875
ON_CLG_JCT | 547 | 500 | ON | Junction | -78.8407 | 43.9838 | 254 | 0.005654 | 0.15901 | 0.33667
ON_CLG_TSS | 548 | 230 | ON | Terminal | -78.8428 | 43.9864 | 245 | 0.002601 | 0.15901 | 0.33667
ON_CLK_JCT | 549 | 230 | ON | Junction | -80.0339 | 43.1357 | 209 | 0.001387 | 0.16095 | 0.35207
ON_CLV_TSS | 550 | 230 | ON | Terminal | -79.6147 | 43.7639 | 168 | 0.003203 | 0.15996 | 0.33411
ON_CMB_JCT | 551 | 230 | ON | Junction | -80.3182 | 43.3989 | 293 | 0.002429 | 0.16004 | 0.35187
ON_COF_JCT | 552 | 230 | ON | Junction | -79.2111 | 44.8045 | 247 | 0.001017 | 0.15443 | 0.25768
ON_COM_GSS | 553 | 230 | ON | Generation | -82.562 | 42.2194 | 185 | 0.00213 | 0.16639 | 0.33651
ON_COM_JCT | 554 | 230 | ON | Junction | -82.562 | 42.2209 | 185 | 0.00213 | 0.16638 | 0.33652
ON_CON_JCT | 555 | 230 | ON | Junction | -82.368 | 42.9573 | 185 | 0.001321 | 0.16262 | 0.35074
ON_COW_JCT | 556 | 230 | ON | Junction | -81.4631 | 42.7354 | 214 | 0.001171 | 0.16232 | 0.36192
ON_CR2_JCT | 557 | 230 | ON | Junction | -75.1581 | 45.2011 | 61 | 0.001263 | 0.14902 | 0.22062
ON_CRO_DSS | 558 | 230 | ON | Distribution | -76.2926 | 44.6639 | 132 | 0.001216 | 0.15197 | 0.22897
ON_CRO_JCT | 559 | 230 | ON | Junction | -76.2932 | 44.6646 | 132 | 0.001216 | 0.15197 | 0.22897
ON_CRY_DSS | 560 | 230 | ON | Distribution | -79.8651 | 46.449 | 241 | 0.00112 | 0.14986 | 0.22743
ON_CRY_GSS | 561 | 230 | ON | Generation | -75.1587 | 45.2047 | 64 | 0.001263 | 0.14902 | 0.22062
ON_CSL_JCT | 562 | 230 | ON | Junction | -79.1945 | 43.0779 | 181 | 0.002237 | 0.15836 | 0.32054
ON_CTQ_TSS | 563 | 230 | ON | Terminal | -76.625 | 44.3636 | 150 | 0.00145 | 0.15376 | 0.24053
ON_CUM_DSS | 564 | 230 | ON | Distribution | -79.7905 | 43.3531 | 99 | 0.002444 | 0.16057 | 0.33935
ON_CUM_JCT | 565 | 230 | ON | Junction | -75.4202 | 45.4972 | 95 | 0.003026 | 0.15197 | 0.21998
ON_CVN_DSS | 566 | 230 | ON | Distribution | -79.2972 | 43.8099 | 187 | 0.004533 | 0.16025 | 0.33269
ON_DBF_ISS | 567 | 230 | ON | Industrial | -79.8044 | 43.2594 | 76 | 0.002399 | 0.16044 | 0.34042
ON_DDM_ISS | 568 | 230 | ON | Industrial | -82.5916 | 42.135 | 193 | 0.00213 | 0.16692 | 0.33586
ON_DEJ_TSS | 569 | 230 | ON | Terminal | -77.6955 | 46.1811 | 145 | 0.001226 | 0.14835 | 0.23226
ON_DET_JCT | 570 | 230 | ON | Junction | -80.551 | 43.4199 | 371 | 0.002429 | 0.15986 | 0.36053
ON_DET_TSS | 571 | 230 | ON | Terminal | -80.5595 | 43.4281 | 378 | 0.002429 | 0.15986 | 0.36053
ON_DFN_JCT | 572 | 230 | ON | Junction | -79.1223 | 43.8717 | 144 | 0.002601 | 0.15967 | 0.33463
ON_DGP_DSS | 573 | 230 | ON | Distribution | -81.5988 | 44.3276 | 180 | 0.001057 | 0.15486 | 0.38373
ON_DID_JCT | 574 | 230 | ON | Junction | -75.8834 | 45.2806 | 105 | 0.003026 | 0.151 | 0.2233
ON_DIL_GSS | 575 | 230 | ON | Generation | -82.2137 | 42.3248 | 181 | 0.001217 | 0.16542 | 0.34536
ON_DIL_JCT | 576 | 230 | ON | Junction | -82.2133 | 42.3243 | 181 | 0.001217 | 0.16542 | 0.34536
ON_DKW_ISS | 577 | 230 | ON | Industrial | -79.7919 | 43.254 | 80 | 0.002399 | 0.16044 | 0.34042
ON_DNW_JCT | 578 | 230 | ON | Junction | -92.4032 | 49.6356 | 417 | 0.001013 | 0.14274 | 0.23549
ON_DOB_DSS | 579 | 230 | ON | Distribution | -78.3923 | 44.3099 | 243 | 0.001398 | 0.15694 | 0.28119
ON_DRY_TSS | 580 | 230 | ON | Terminal | -92.8501 | 49.8165 | 365 | 0.001013 | 0.14314 | 0.23109
ON_DUA_DSS | 581 | 230 | ON | Distribution | -81.7959 | 42.5418 | 214 | 0.001217 | 0.16361 | 0.36033
ON_DUA_JCT | 582 | 230 | ON | Junction | -81.7951 | 42.5412 | 214 | 0.001217 | 0.16361 | 0.36033
ON_DUP_JCT | 583 | 230 | ON | Junction | -82.4288 | 42.9004 | 183 | 0.001321 | 0.16296 | 0.34885
ON_DYM_DSS | 584 | 230 | ON | Distribution | -79.7026 | 47.5178 | 206 | 0.000753 | 0.14464 | 0.24118
ON_EAS_JCT | 585 | 230 | ON | Junction | -75.8449 | 44.8066 | 112 | 0.001216 | 0.15023 | 0.2264
ON_EAY_JCT | 586 | 230 | ON | Junction | -75.8414 | 44.8089 | 110 | 0.001216 | 0.15023 | 0.2264
ON_EDG_DSS | 587 | 230 | ON | Distribution | -81.1522 | 42.7971 | 242 | 0.001171 | 0.16213 | 0.36365
ON_ELM_DSS | 588 | 230 | ON | Distribution | -79.2209 | 43.778 | 152 | 0.004533 | 0.16 | 0.33522
ON_ELM_JCT | 589 | 230 | ON | Junction | -79.2199 | 43.7785 | 152 | 0.004533 | 0.16 | 0.33522
ON_ELW_DSS | 590 | 230 | ON | Distribution | -75.6462 | 45.372 | 88 | 0.003026 | 0.15154 | 0.22117
ON_ELW_JCT | 591 | 230 | ON | Junction | -75.6446 | 45.3717 | 88 | 0.003026 | 0.15154 | 0.22117
ON_ENI_DSS | 592 | 230 | ON | Distribution | -80.3173 | 43.3991 | 293 | 0.002429 | 0.16004 | 0.35187
ON_ERD_DSS | 593 | 230 | ON | Distribution | -79.6706 | 43.5803 | 162 | 0.003487 | 0.16021 | 0.33663
ON_ERD_JCT | 594 | 230 | ON | Junction | -79.6671 | 43.5813 | 162 | 0.003487 | 0.16021 | 0.33663
ON_ERG_ISS | 595 | 230 | ON | Industrial | -81.0859 | 48.5372 | 277 | 0.001083 | 0.13679 | 0.2215
ON_ERG_JCT | 596 | 230 | ON | Junction | -81.1121 | 48.5421 | 282 | 0.001083 | 0.13679 | 0.2215
ON_ERI_GSS | 597 | 230 | ON | Generation | -82.0931 | 42.3877 | 181 | 0.001217 | 0.16486 | 0.34975
ON_ERI_JCT | 598 | 230 | ON | Junction | -82.0947 | 42.3881 | 181 | 0.001217 | 0.16486 | 0.34975
ON_ERV_DSS | 599 | 230 | ON | Distribution | -83.9958 | 46.5208 | 200 | 0.00126 | 0.15153 | 0.25102
ON_ERV_JCT | 600 | 230 | ON | Junction | -83.9955 | 46.5243 | 200 | 0.00126 | 0.15153 | 0.25102
ON_ESA_TSS | 601 | 230 | ON | Terminal | -79.8155 | 44.3546 | 232 | 0.002337 | 0.15669 | 0.31365
ON_ESC_GSS | 602 | 230 | ON | Generation | -82.288 | 42.5449 | 179 | 0.001217 | 0.16413 | 0.34557
ON_ESC_JCT | 603 | 230 | ON | Junction | -82.2881 | 42.5455 | 179 | 0.001217 | 0.16413 | 0.34557
ON_EVG_SWS | 604 | 500 | ON | Switching | -81.5811 | 43.121 | 220 | 0.004953 | 0.15948 | 0.3621
ON_EVT_DSS | 605 | 230 | ON | Distribution | -79.902 | 44.2024 | 251 | 0.002337 | 0.15745 | 0.32693
ON_EVT_JCT | 606 | 230 | ON | Junction | -79.9011 | 44.2021 | 251 | 0.002337 | 0.15745 | 0.32693
ON_FCD_DSS | 607 | 230 | ON | Distribution | -79.4197 | 43.7831 | 184 | 0.004533 | 0.16044 | 0.33204
ON_FDO_ISS | 608 | 230 | ON | Industrial | -79.6611 | 43.4864 | 104 | 0.002444 | 0.16101 | 0.33856
ON_FGS_DSS | 609 | 230 | ON | Distribution | -80.339 | 43.7057 | 411 | 0.001701 | 0.15851 | 0.35126
ON_FGS_JCT | 610 | 230 | ON | Junction | -80.3379 | 43.7052 | 411 | 0.001701 | 0.15851 | 0.35126
ON_FIN_DSS | 611 | 230 | ON | Distribution | -79.5353 | 43.7546 | 151 | 0.004533 | 0.16038 | 0.33241
ON_FIN_JCT | 612 | 230 | ON | Junction | -79.5364 | 43.7551 | 151 | 0.004533 | 0.16038 | 0.33241
ON_FRD_JCT | 613 | 230 | ON | Junction | -79.6594 | 43.4824 | 99 | 0.002444 | 0.16101 | 0.33856
ON_FRF_TSS | 614 | 230 | ON | Terminal | -93.4015 | 48.6192 | 335 | 0.000621 | 0.15164 | 0.23129
ON_FST_DSS | 615 | 230 | ON | Distribution | -81.0142 | 43.3494 | 363 | 0.001103 | 0.15856 | 0.36646
ON_FST_JCT | 616 | 230 | ON | Junction | -81.0133 | 43.3497 | 363 | 0.001103 | 0.15856 | 0.36646
ON_GAL_JCT | 617 | 230 | ON | Junction | -76.3192 | 45.3787 | 104 | 0.001071 | 0.15076 | 0.22741
ON_GAR_DSS | 618 | 230 | ON | Distribution | -76.566 | 44.2416 | 86 | 0.00145 | 0.15418 | 0.24423
ON_GAR_JCT | 619 | 230 | ON | Junction | -76.6472 | 44.2755 | 120 | 0.00145 | 0.1543 | 0.24452
ON_GAW_ISS | 620 | 230 | ON | Industrial | -78.9076 | 43.8562 | 85 | 0.002601 | 0.15931 | 0.33875
ON_GGN_JCT | 621 | 230 | ON | Junction | -79.4764 | 43.8101 | 198 | 0.003203 | 0.16038 | 0.33241
ON_GGS_JCT | 622 | 230 | ON | Junction | -79.4764 | 43.8101 | 198 | 0.003203 | 0.16038 | 0.33241
ON_GLA_JCT | 623 | 230 | ON | Junction | -84.4787 | 46.6129 | 334 | 0.00126 | 0.15124 | 0.26027
ON_GLA_SWS | 624 | 230 | ON | Switching | -84.4795 | 46.6125 | 334 | 0.00126 | 0.15124 | 0.26027
ON_GLO_DSS | 625 | 230 | ON | Distribution | -79.7622 | 43.4988 | 177 | 0.002444 | 0.16057 | 0.33924
ON_GLO_JCT | 626 | 230 | ON | Junction | -79.7631 | 43.4994 | 177 | 0.002444 | 0.16057 | 0.33924
ON_GNA_JCT | 627 | 230 | ON | Junction | -76.9681 | 44.2037 | 90 | 0.000871 | 0.15589 | 0.25558
ON_GRD_GSS | 628 | 230 | ON | Generation | -80.0259 | 42.9541 | 214 | 0.001273 | 0.16168 | 0.35325
ON_GRD_JCT | 629 | 230 | ON | Junction | -80.0259 | 42.9541 | 214 | 0.001273 | 0.16168 | 0.35325
ON_GRF_GSS | 630 | 230 | ON | Generation | -82.4532 | 42.7697 | 183 | 0.001321 | 0.16366 | 0.34503
ON_GRF_JCT | 631 | 230 | ON | Junction | -82.4612 | 42.7913 | 182 | 0.001321 | 0.16366 | 0.34503
ON_GRH_GSS | 632 | 230 | ON | Generation | -88.7667 | 48.7603 | 477 | 0.001395 | 0.15373 | 0.2715
ON_GRH_JCT | 633 | 230 | ON | Junction | -88.6303 | 48.7538 | 256 | 0.001395 | 0.15409 | 0.27424
ON_GRT_JCT | 634 | 230 | ON | Junction | -79.8575 | 46.449 | 241 | 0.00112 | 0.14986 | 0.22743
ON_GRW_DSS | 635 | 230 | ON | Distribution | -79.6964 | 43.7638 | 182 | 0.003487 | 0.15978 | 0.33518
ON_GRW_JCT | 636 | 230 | ON | Junction | -79.663 | 43.7395 | 170 | 0.003487 | 0.16001 | 0.33513
ON_GSP_JCT | 637 | 230 | ON | Junction | -82.4294 | 42.7855 | 182 | 0.001321 | 0.16349 | 0.34564
ON_GTN_JCT | 638 | 230 | ON | Junction | -80.4092 | 43.3656 | 306 | 0.002429 | 0.16007 | 0.35588
ON_GTS_JCT | 639 | 230 | ON | Junction | -80.1134 | 43.2177 | 222 | 0.002399 | 0.1606 | 0.35055
ON_GTT_DSS | 640 | 230 | ON | Distribution | -80.2993 | 43.3767 | 284 | 0.002429 | 0.16004 | 0.35187
ON_GTT_JCT | 641 | 230 | ON | Junction | -80.2326 | 43.2583 | 214 | 0.001387 | 0.16045 | 0.3526
ON_GUE_JCT | 642 | 230 | ON | Junction | -80.3975 | 43.6316 | 365 | 0.001701 | 0.15884 | 0.3534
ON_GV3_GSS | 643 | 230 | ON | Generation | -80.3341 | 43.9704 | 469 | 0.001015 | 0.15748 | 0.3515
ON_GV3_JCT | 644 | 230 | ON | Junction | -80.334 | 43.9711 | 469 | 0.001015 | 0.15748 | 0.3515
ON_HAI_JCT | 645 | 230 | ON | Junction | -79.5747 | 43.5905 | 98 | 0.003487 | 0.16091 | 0.33689
ON_HBY_JCT | 646 | 230 | ON | Junction | -79.7915 | 43.5906 | 200 | 0.003487 | 0.16019 | 0.33876
ON_HLA_JCT | 647 | 230 | ON | Junction | -79.6334 | 43.6135 | 151 | 0.003487 | 0.16091 | 0.33689
ON_HLD_DSS | 648 | 230 | ON | Distribution | -79.5295 | 44.0658 | 247 | 0.003203 | 0.15876 | 0.32525
ON_HLD_JCT | 649 | 230 | ON | Junction | -79.5357 | 44.0655 | 240 | 0.003203 | 0.15876 | 0.32525
ON_HLM_JCT | 650 | 230 | ON | Junction | -79.5325 | 44.0703 | 240 | 0.003203 | 0.15876 | 0.32525
ON_HLT_DSS | 651 | 230 | ON | Distribution | -79.8495 | 43.5367 | 198 | 0.002444 | 0.16057 | 0.33924
ON_HNB_SWS | 652 | 230 | ON | Switching | -76.6832 | 44.5872 | 176 | 0.00145 | 0.15289 | 0.23765
ON_HNG_DSS | 653 | 230 | ON | Distribution | -79.9346 | 43.2264 | 227 | 0.002399 | 0.16054 | 0.34529
ON_HNG_JCT | 654 | 230 | ON | Junction | -79.935 | 43.2269 | 227 | 0.002399 | 0.16054 | 0.34529
ON_HNM_TSS | 655 | 230 | ON | Terminal | -80.916 | 46.6254 | 266 | 0.001466 | 0.15094 | 0.22983
ON_HNN_JCT | 656 | 230 | ON | Junction | -79.8286 | 43.1814 | 207 | 0.002399 | 0.16052 | 0.34281
ON_HNV_DSS | 657 | 230 | ON | Distribution | -81.0325 | 44.1682 | 276 | 0.001201 | 0.15526 | 0.37328
ON_HOL_DSS | 658 | 230 | ON | Distribution | -79.9355 | 45.3012 | 221 | 0.000884 | 0.15462 | 0.27339
ON_HOL_JCT | 659 | 230 | ON | Junction | -79.9372 | 45.2999 | 210 | 0.000884 | 0.15462 | 0.27339
ON_HOR_DSS | 660 | 230 | ON | Distribution | -79.5207 | 43.61 | 101 | 0.004533 | 0.16082 | 0.33562
ON_HOY_JCT | 661 | 230 | ON | Junction | -81.1126 | 48.542 | 282 | 0.001083 | 0.13679 | 0.2215
ON_HRJ_GSS | 662 | 230 | ON | Generation | -82.2083 | 50.1115 | 115 | 0.001083 | 0.13299 | 0.20297
ON_HRJ_JCT | 663 | 230 | ON | Junction | -82.2118 | 50.1115 | 118 | 0.001083 | 0.13299 | 0.20297
ON_HRN_SWS | 664 | 230 | ON | Switching | -79.7189 | 43.6487 | 196 | 0.003487 | 0.16021 | 0.33663
ON_HVL_DSS | 665 | 230 | ON | Distribution | -77.841 | 44.4629 | 202 | 0.001398 | 0.15562 | 0.25236
ON_HWT_TSS | 666 | 230 | ON | Terminal | -75.5973 | 45.389 | 67 | 0.003026 | 0.15154 | 0.22117
ON_HYD_JCT | 667 | 230 | ON | Junction | -84.3518 | 46.6435 | 364 | 0.00126 | 0.15132 | 0.2568
ON_HYD_SWS | 668 | 230 | ON | Switching | -84.3548 | 46.643 | 364 | 0.00126 | 0.15132 | 0.2568
ON_IBM_ISS | 669 | 230 | ON | Industrial | -79.3329 | 43.8209 | 184 | 0.003203 | 0.16025 | 0.33269
ON_IBM_JCT | 670 | 230 | ON | Junction | -79.3329 | 43.8209 | 184 | 0.003203 | 0.16025 | 0.33269
ON_IMP_ISS | 671 | 230 | ON | Industrial | -82.4076 | 42.9455 | 184 | 0.001321 | 0.16296 | 0.34885
ON_ING_DSS | 672 | 230 | ON | Distribution | -80.8829 | 43.0674 | 279 | 0.001294 | 0.16071 | 0.36623
ON_ING_JCT | 673 | 230 | ON | Junction | -80.8803 | 43.0674 | 279 | 0.001294 | 0.16071 | 0.36623
ON_ION_JCT | 674 | 230 | ON | Junction | -80.0547 | 42.8267 | 197 | 0.001273 | 0.16247 | 0.34363
ON_IVO_ISS | 675 | 230 | ON | Industrial | -74.7073 | 45.6129 | 46 | 0.001175 | 0.15094 | 0.22544
ON_JMY_DSS | 676 | 230 | ON | Distribution | -79.7562 | 43.6463 | 193 | 0.003487 | 0.16019 | 0.33876
ON_JRV_DSS | 677 | 230 | ON | Distribution | -80.0605 | 42.8274 | 192 | 0.001273 | 0.16247 | 0.34363
ON_K2W_GSS | 678 | 500 | ON | Generation | -81.6224 | 43.8964 | 246 | 0.002139 | 0.15617 | 0.37611
ON_KAN_DSS | 679 | 230 | ON | Distribution | -75.9195 | 45.3371 | 89 | 0.003026 | 0.151 | 0.2233
ON_KAP_DSS | 680 | 230 | ON | Distribution | -82.4339 | 49.4105 | 212 | 0.001083 | 0.13384 | 0.2108
ON_KEI_DSS | 681 | 230 | ON | Distribution | -83.0917 | 42.2807 | 175 | 0.00213 | 0.16592 | 0.32458
ON_KEP_JCT | 682 | 230 | ON | Junction | -82.3278 | 42.2688 | 182 | 0.001217 | 0.16592 | 0.34204
ON_KJ8_JCT | 683 | 230 | ON | Junction | -80.4756 | 43.3877 | 336 | 0.002429 | 0.15998 | 0.35788
ON_KJ9_JCT | 684 | 230 | ON | Junction | -80.654 | 43.3929 | 352 | 0.002429 | 0.15985 | 0.36354
ON_KLE_DSS | 685 | 230 | ON | Distribution | -79.6823 | 43.8529 | 222 | 0.003203 | 0.15946 | 0.33448
ON_KM6_DSS | 686 | 230 | ON | Distribution | -80.5124 | 43.4152 | 353 | 0.002429 | 0.15998 | 0.35788
ON_KM8_DSS | 687 | 230 | ON | Distribution | -80.4761 | 43.3871 | 336 | 0.002429 | 0.15998 | 0.35788
ON_KM9_DSS | 688 | 230 | ON | Distribution | -80.6531 | 43.3925 | 352 | 0.002429 | 0.15985 | 0.36354
ON_KMT_ISS | 689 | 230 | ON | Industrial | -81.0771 | 48.5495 | 280 | 0.001083 | 0.13679 | 0.2215
ON_KNB_JCT | 690 | 230 | ON | Junction | -82.1811 | 50.0417 | 176 | 0.001083 | 0.13285 | 0.20447
ON_KNO_TSS | 691 | 230 | ON | Terminal | -94.364 | 49.7762 | 375 | 0.001013 | 0.15063 | 0.27335
ON_KNT_DSS | 692 | 230 | ON | Distribution | -82.162 | 42.4023 | 180 | 0.001217 | 0.16482 | 0.34783
ON_KPG_GSS | 693 | 230 | ON | Generation | -82.2085 | 50.1452 | 82 | 0.001083 | 0.13299 | 0.20297
ON_KPG_JCT | 694 | 230 | ON | Junction | -82.214 | 50.146 | 82 | 0.001083 | 0.13299 | 0.20297
ON_KPG2_GSS | 695 | 230 | ON | Generation | -82.2096 | 50.1451 | 82 | 0.001083 | 0.13299 | 0.20297
ON_KRN_TSS | 696 | 230 | ON | Terminal | -80.7718 | 43.1132 | 340 | 0.001294 | 0.16076 | 0.36652
ON_KSS_GSS | 697 | 230 | ON | Generation | -76.637 | 44.3207 | 126 | 0.00145 | 0.1543 | 0.24452
ON_KSS_JCT | 698 | 230 | ON | Junction | -76.6344 | 44.3204 | 126 | 0.00145 | 0.1543 | 0.24452
ON_LAF_JCT | 699 | 230 | ON | Junction | -76.8245 | 44.1861 | 90 | 0.000871 | 0.15565 | 0.25401
ON_LAK_DSS | 700 | 230 | ON | Distribution | -79.7556 | 43.2364 | 77 | 0.002399 | 0.16052 | 0.34281
ON_LAS_JCT | 701 | 230 | ON | Junction | -78.911 | 43.8768 | 91 | 0.002601 | 0.15931 | 0.33875
ON_LAU_DSS | 702 | 230 | ON | Distribution | -82.9168 | 42.2867 | 180 | 0.00213 | 0.16591 | 0.3281
ON_LEM_DSS | 703 | 230 | ON | Distribution | -82.6032 | 42.0984 | 197 | 0.00213 | 0.16715 | 0.33565
ON_LEN_TSS | 704 | 230 | ON | Terminal | -76.848 | 44.1497 | 81 | 0.000871 | 0.15603 | 0.25691
ON_LES_DSS | 705 | 230 | ON | Distribution | -79.3557 | 43.7033 | 112 | 0.004533 | 0.16094 | 0.33384
ON_LES_JCT | 706 | 230 | ON | Junction | -79.3247 | 43.8049 | 182 | 0.004533 | 0.16025 | 0.33269
ON_LFB_ISS | 707 | 230 | ON | Industrial | -76.8054 | 44.1665 | 78 | 0.000871 | 0.15565 | 0.25401
ON_LGU_DSS | 708 | 230 | ON | Distribution | -74.7111 | 45.6048 | 50 | 0.001175 | 0.15094 | 0.22544
ON_LGU_JCT | 709 | 230 | ON | Junction | -74.709 | 45.605 | 50 | 0.001175 | 0.15094 | 0.22544
ON_LGW_DSS | 710 | 500 | ON | Distribution | -81.5861 | 42.8556 | 227 | 0.004953 | 0.16121 | 0.35987
ON_LKH_TSS | 711 | 230 | ON | Terminal | -89.1525 | 48.4763 | 199 | 0.001395 | 0.15661 | 0.26647
ON_LKS_DSS | 712 | 230 | ON | Terminal | -82.6072 | 42.2083 | 185 | 0.00213 | 0.16643 | 0.33528
ON_LLG_JCT | 713 | 230 | ON | Junction | -82.1669 | 50.007 | 179 | 0.001083 | 0.13285 | 0.20447
ON_LLG_SWS | 714 | 230 | ON | Switching | -82.1673 | 50.0062 | 179 | 0.001083 | 0.13285 | 0.20447
ON_LLG2_JCT | 715 | 230 | ON | Junction | -82.1678 | 50.0051 | 179 | 0.001083 | 0.13285 | 0.20447
ON_LMB_DSS | 716 | 230 | ON | Distribution | -82.4673 | 42.7972 | 182 | 0.001321 | 0.16366 | 0.34503
ON_LND_DSS | 717 | 230 | ON | Distribution | -78.7689 | 44.3868 | 273 | 0.00109 | 0.15699 | 0.27821
ON_LNP_DSS | 718 | 230 | ON | Distribution | -79.6172 | 43.5485 | 92 | 0.003487 | 0.16099 | 0.33774
ON_LNZ_JCT | 719 | 230 | ON | Junction | -79.7319 | 43.5263 | 181 | 0.002444 | 0.16101 | 0.33856
ON_LRE_JCT | 720 | 230 | ON | Junction | -77.0437 | 44.164 | 92 | 0.000871 | 0.15589 | 0.25558
ON_LRW_JCT | 721 | 230 | ON | Junction | -77.0637 | 44.1565 | 90 | 0.000695 | 0.15638 | 0.26032
ON_LSE_JCT | 722 | 230 | ON | Junction | -79.3655 | 43.7949 | 164 | 0.004533 | 0.16044 | 0.33204
ON_LSL_DSS | 723 | 230 | ON | Distribution | -79.3658 | 43.7948 | 164 | 0.004533 | 0.16044 | 0.33204
ON_LSL_JCT | 724 | 230 | ON | Junction | -79.366 | 43.7953 | 164 | 0.004533 | 0.16044 | 0.33204
ON_LSW_JCT | 725 | 230 | ON | Junction | -79.3664 | 43.7947 | 164 | 0.004533 | 0.16044 | 0.33204
ON_LUC_JCT | 726 | 230 | ON | Junction | -82.3707 | 42.9309 | 190 | 0.001321 | 0.16296 | 0.34885
ON_LWN_GSS | 727 | 230 | ON | Generation | -79.4573 | 47.1384 | 184 | 0.000753 | 0.14517 | 0.24215
ON_LWN_JCT | 728 | 230 | ON | Junction | -79.4569 | 47.1381 | 184 | 0.000753 | 0.14517 | 0.24215
ON_LYN_JCT | 729 | 230 | ON | Junction | -82.1343 | 42.4201 | 181 | 0.001217 | 0.16486 | 0.34975
ON_MAJ_ISS | 730 | 230 | ON | Industrial | -81.4798 | 44.2731 | 258 | 0.001057 | 0.1549 | 0.38166
ON_MAJ_JCT | 731 | 230 | ON | Junction | -81.4795 | 44.2738 | 258 | 0.001057 | 0.1549 | 0.38166
ON_MAR_JCT | 732 | 230 | ON | Junction | -78.2713 | 44.2562 | 212 | 0.001398 | 0.15723 | 0.28546
ON_MBY_DSS | 733 | 230 | ON | Distribution | -79.5349 | 43.6347 | 125 | 0.004533 | 0.16082 | 0.33562
ON_MDH_DSS | 734 | 230 | ON | Distribution | -79.7277 | 44.4286 | 244 | 0.002337 | 0.15629 | 0.30393
ON_MDV_DSS | 735 | 230 | ON | Distribution | -79.793 | 43.5904 | 204 | 0.003487 | 0.16019 | 0.33876
ON_MER_TSS | 736 | 230 | ON | Terminal | -75.7336 | 45.3381 | 81 | 0.003026 | 0.15117 | 0.22212
ON_MIL_SWS | 737 | 500 | ON | Switching | -79.8513 | 43.5386 | 202 | 0.005313 | 0.16029 | 0.33911
ON_MJ1_JCT | 738 | 230 | ON | Junction | -79.3413 | 43.8358 | 183 | 0.003203 | 0.16025 | 0.33269
ON_MJ2_JCT | 739 | 230 | ON | Junction | -79.26 | 43.8575 | 184 | 0.003203 | 0.15997 | 0.33246
ON_MJ3_JCT | 740 | 230 | ON | Junction | -79.3111 | 43.8462 | 193 | 0.003203 | 0.16025 | 0.33269
ON_MJ4_JCT | 741 | 230 | ON | Junction | -79.3441 | 43.8451 | 180 | 0.003203 | 0.16025 | 0.33269
ON_MKY_DSS | 742 | 230 | ON | Distribution | -84.4313 | 47.267 | 379 | 0.00126 | 0.15119 | 0.26117
ON_MKY_JCT | 743 | 230 | ON | Junction | -84.4329 | 47.2678 | 379 | 0.00126 | 0.15119 | 0.26117
ON_MKZ_TSS | 744 | 230 | ON | Terminal | -91.599 | 48.7486 | 397 | 0.000621 | 0.14656 | 0.23588
ON_MLD_DSS | 745 | 230 | ON | Distribution | -83.0571 | 42.2552 | 179 | 0.00213 | 0.16592 | 0.32458
ON_MLD_JCT | 746 | 230 | ON | Junction | -83.0578 | 42.2527 | 179 | 0.00213 | 0.16592 | 0.32458
ON_MLV_DSS | 747 | 230 | ON | Distribution | -79.2333 | 43.825 | 171 | 0.004533 | 0.16 | 0.33522
ON_MM1_DSS | 748 | 230 | ON | Distribution | -79.3404 | 43.8342 | 183 | 0.003203 | 0.16025 | 0.33269
ON_MM2_DSS | 749 | 230 | ON | Distribution | -79.2577 | 43.8597 | 173 | 0.003203 | 0.15997 | 0.33246
ON_MM3_DSS | 750 | 230 | ON | Distribution | -79.3119 | 43.8483 | 193 | 0.003203 | 0.16025 | 0.33269
ON_MM4_DSS | 751 | 230 | ON | Distribution | -79.3474 | 43.8435 | 180 | 0.003203 | 0.16025 | 0.33269
ON_MND_DSS | 752 | 230 | ON | Distribution | -78.6182 | 44.9902 | 362 | 0.000636 | 0.15399 | 0.25658
ON_MOD_DSS | 753 | 230 | ON | Distribution | -82.3581 | 42.9775 | 182 | 0.001321 | 0.16262 | 0.35074
ON_MOG_JCT | 754 | 230 | ON | Junction | -77.2746 | 44.9729 | 326 | 0.000871 | 0.15229 | 0.25194
ON_MPT_TSS | 755 | 230 | ON | Terminal | -80.0319 | 43.1225 | 207 | 0.001387 | 0.16095 | 0.35207
ON_MRM_JCT | 756 | 230 | ON | Junction | -91.5335 | 48.8221 | 426 | 0.000621 | 0.14588 | 0.23653
ON_MRT_TSS | 757 | 230 | ON | Terminal | -86.3554 | 48.7407 | 302 | 0.001395 | 0.15044 | 0.28085
ON_MSK_DSS | 758 | 230 | ON | Distribution | -79.3438 | 45.2046 | 299 | 0.001017 | 0.1533 | 0.25137
ON_MSS_DSS | 759 | 230 | ON | Distribution | -83.3796 | 46.4282 | 224 | 0.00126 | 0.15267 | 0.25524
ON_MST_ISS | 760 | 230 | ON | Industrial | -82.6466 | 42.074 | 211 | 0.00213 | 0.16728 | 0.33443
ON_MTC_GSS | 761 | 230 | ON | Generation | -76.9049 | 45.1934 | 226 | 0.00145 | 0.15113 | 0.23941
ON_MTC_JCT | 762 | 230 | ON | Junction | -76.9031 | 45.1927 | 226 | 0.00145 | 0.15113 | 0.23941
ON_MTD_DSS | 763 | 230 | ON | Distribution | -80.9184 | 46.5359 | 254 | 0.001466 | 0.15169 | 0.22662
ON_MTH_JCT | 764 | 230 | ON | Junction | -79.9575 | 43.1434 | 215 | 0.002399 | 0.16095 | 0.35207
ON_MZW_DSS | 765 | 230 | ON | Distribution | -77.2748 | 44.9731 | 326 | 0.000871 | 0.15229 | 0.25194
ON_NAP_DSS | 766 | 230 | ON | Distribution | -77.0032 | 44.2311 | 91 | 0.000871 | 0.15589 | 0.25558
ON_NAP_GSS | 767 | 500 | ON | Generation | -76.8498 | 44.1456 | 81 | 0.001893 | 0.15603 | 0.25691
ON_NEA_JCT | 768 | 230 | ON | Junction | -79.9267 | 43.2039 | 233 | 0.002399 | 0.16054 | 0.34529
ON_NEB_DSS | 769 | 230 | ON | Distribution | -79.8443 | 43.1861 | 204 | 0.002399 | 0.16052 | 0.34281
ON_NEB_JCT | 770 | 230 | ON | Junction | -79.8442 | 43.1861 | 204 | 0.002399 | 0.16052 | 0.34281
ON_NEP_DSS | 771 | 230 | ON | Distribution | -75.8087 | 45.3213 | 95 | 0.003026 | 0.15104 | 0.22267
ON_NIW_DSS | 772 | 230 | ON | Distribution | -79.5846 | 43.1252 | 180 | 0.002237 | 0.16013 | 0.33481
ON_NIW_JCT | 773 | 230 | ON | Junction | -79.585 | 43.1245 | 182 | 0.002237 | 0.16013 | 0.33481
ON_NKS_GSS | 774 | 230 | ON | Generation | -80.0461 | 42.8037 | 181 | 0.001273 | 0.16251 | 0.34207
ON_NOB_SWS | 775 | 500 | ON | Switching | -80.0252 | 45.4511 | 247 | 0.001921 | 0.15474 | 0.27704
ON_NOK_GSS | 776 | 230 | ON | Generation | -82.2096 | 42.4837 | 178 | 0.001217 | 0.16431 | 0.34762
ON_NOK_JCT | 777 | 230 | ON | Junction | -82.2108 | 42.4832 | 178 | 0.001217 | 0.16431 | 0.34762
ON_NOV_SWS | 778 | 230 | ON | Switching | -82.43 | 42.9006 | 183 | 0.001321 | 0.16296 | 0.34885
ON_NPK_GSS | 779 | 230 | ON | Generation | -76.725 | 44.2107 | 90 | 0.000871 | 0.15491 | 0.24888
ON_NPK_JCT | 780 | 230 | ON | Junction | -76.727 | 44.2302 | 99 | 0.000871 | 0.15491 | 0.24888
ON_NSC_ISS | 781 | 230 | ON | Industrial | -82.4416 | 42.8979 | 183 | 0.001321 | 0.16296 | 0.34885
ON_NTC_JCT | 782 | 230 | ON | Junction | -80.0906 | 42.8069 | 185 | 0.001273 | 0.16247 | 0.34363
ON_NTK_TSS | 783 | 230 | ON | Terminal | -80.056 | 42.8005 | 183 | 0.001273 | 0.16247 | 0.34363
ON_NVC_ISS | 784 | 230 | ON | Industrial | -82.4105 | 42.8762 | 187 | 0.001321 | 0.16296 | 0.34885
ON_NVM_ISS | 785 | 230 | ON | Industrial | -82.4253 | 42.8512 | 186 | 0.001321 | 0.16296 | 0.34885
ON_NVM_JCT | 786 | 230 | ON | Junction | -82.4276 | 42.8514 | 186 | 0.001321 | 0.16296 | 0.34885
ON_NWP_JCT | 787 | 230 | ON | Junction | -80.1793 | 43.1095 | 212 | 0.001387 | 0.16105 | 0.35581
ON_OAK_DSS | 788 | 230 | ON | Distribution | -79.6588 | 43.4817 | 99 | 0.002444 | 0.16101 | 0.33856
ON_OBR_JCT | 789 | 230 | ON | Junction | -82.4257 | 49.4079 | 212 | 0.001083 | 0.13384 | 0.2108
ON_OGM_ISS | 790 | 230 | ON | Industrial | -78.8721 | 43.8657 | 90 | 0.002601 | 0.15931 | 0.33875
ON_OGM_JCT | 791 | 230 | ON | Junction | -78.8889 | 43.8807 | 102 | 0.002601 | 0.15931 | 0.33875
ON_OJB_JCT | 792 | 230 | ON | Junction | -83.0729 | 42.2691 | 181 | 0.00213 | 0.16592 | 0.32458
ON_OR2_JCT | 793 | 230 | ON | Junction | -75.4864 | 45.4569 | 69 | 0.003026 | 0.15177 | 0.22016
ON_ORA_DSS | 794 | 230 | ON | Distribution | -80.1599 | 43.9157 | 489 | 0.001015 | 0.15807 | 0.34618
ON_ORI_DSS | 795 | 230 | ON | Distribution | -79.452 | 44.6697 | 211 | 0.002337 | 0.15493 | 0.27083
ON_ORL_DSS | 796 | 230 | ON | Distribution | -75.4915 | 45.4551 | 69 | 0.003026 | 0.15177 | 0.22016
ON_ORP_GSS | 797 | 230 | ON | Generation | -81.6381 | 50.1829 | 117 | 0.001083 | 0.13124 | 0.20542
ON_ORP_SWS | 798 | 230 | ON | Switching | -81.6392 | 50.1825 | 117 | 0.001083 | 0.13124 | 0.20542
ON_OTB_DSS | 799 | 230 | ON | Distribution | -78.2882 | 44.2798 | 206 | 0.001398 | 0.15723 | 0.28546
ON_OTC_JCT | 800 | 230 | ON | Junction | -78.2142 | 45.4654 | 434 | 0.00112 | 0.15137 | 0.25087
ON_OTH_DSS | 801 | 230 | ON | Distribution | -78.7298 | 46.3771 | 172 | 0.00112 | 0.14728 | 0.23753
ON_OWS_DSS | 802 | 230 | ON | Distribution | -80.9221 | 44.5617 | 253 | 0.001201 | 0.15471 | 0.37772
ON_OWS_JCT | 803 | 230 | ON | Junction | -81.5484 | 44.3267 | 195 | 0.001057 | 0.1549 | 0.38166
ON_PAL_DSS | 804 | 230 | ON | Distribution | -79.7994 | 43.4548 | 175 | 0.002444 | 0.16057 | 0.33924
ON_PAL_JCT | 805 | 230 | ON | Junction | -79.8002 | 43.4548 | 181 | 0.002444 | 0.16057 | 0.33924
ON_PCP_TSS | 806 | 500 | ON | Terminal | -81.2688 | 48.4659 | 306 | 0.002354 | 0.13706 | 0.22241
ON_PCT_DSS | 807 | 230 | ON | Distribution | -77.1512 | 44.0574 | 90 | 0.000695 | 0.15725 | 0.27037
ON_PEC_JCT | 808 | 230 | ON | Junction | -79.8459 | 43.5642 | 194 | 0.002444 | 0.16019 | 0.33876
ON_PED_JCT | 809 | 230 | ON | Junction | -80.5624 | 46.5191 | 247 | 0.000657 | 0.15168 | 0.22708
ON_PIN_JCT | 810 | 230 | ON | Junction | -81.5989 | 49.8526 | 219 | 0.001083 | 0.13125 | 0.20955
ON_PIN_TSS | 811 | 500 | ON | Terminal | -81.5989 | 49.8518 | 219 | 0.002354 | 0.13125 | 0.20955
ON_PKA_SWS | 812 | 230 | ON | Switching | -79.0685 | 43.8119 | 74 | 0.002601 | 0.15976 | 0.33763
ON_PKB_SWS | 813 | 230 | ON | Switching | -79.063 | 43.8113 | 77 | 0.002601 | 0.15976 | 0.33763
ON_PKH_ISS | 814 | 500 | ON | Industrial | -81.5809 | 43.1229 | 220 | 0.004953 | 0.15948 | 0.3621
ON_PKW_JCT | 815 | 500 | ON | Junction | -79.3387 | 43.8412 | 183 | 0.006964 | 0.16025 | 0.33269
ON_PKW_TSS | 816 | 230 | ON | Terminal | -79.3373 | 43.8382 | 183 | 0.003203 | 0.16025 | 0.33269
ON_PLE_DSS | 817 | 230 | ON | Distribution | -79.8022 | 43.6804 | 234 | 0.003487 | 0.15982 | 0.33717
ON_PLK_JCT | 818 | 230 | ON | Junction | -82.3684 | 42.9499 | 186 | 0.001321 | 0.16296 | 0.34885
ON_PMA_GSS | 819 | 230 | ON | Generation | -82.3276 | 42.2681 | 182 | 0.001217 | 0.16592 | 0.34204
ON_PNC_JCT | 820 | 230 | ON | Junction | -77.4425 | 44.344 | 161 | 0.001391 | 0.15599 | 0.2518
ON_PRE_DSS | 821 | 230 | ON | Distribution | -80.3324 | 43.4124 | 289 | 0.002429 | 0.16004 | 0.35187
ON_PRE_JCT | 822 | 230 | ON | Junction | -80.2963 | 43.3774 | 284 | 0.002429 | 0.16004 | 0.35187
ON_PRS_DSS | 823 | 230 | ON | Distribution | -79.9445 | 45.3023 | 215 | 0.000884 | 0.15462 | 0.27339
ON_PRS_JCT | 824 | 230 | ON | Junction | -79.9389 | 45.3023 | 221 | 0.000884 | 0.15462 | 0.27339
ON_RCV_DSS | 825 | 230 | ON | Distribution | -79.5779 | 43.6834 | 155 | 0.004533 | 0.16045 | 0.33497
ON_RJ1_JCT | 826 | 230 | ON | Junction | -79.418 | 43.84 | 193 | 0.003203 | 0.16044 | 0.33204
ON_RJ2_JCT | 827 | 230 | ON | Junction | -79.415 | 43.8402 | 199 | 0.003203 | 0.16044 | 0.33204
ON_RM1_DSS | 828 | 230 | ON | Distribution | -79.4174 | 43.84 | 193 | 0.003203 | 0.16044 | 0.33204
ON_RM2_DSS | 829 | 230 | ON | Distribution | -79.4162 | 43.84 | 199 | 0.003203 | 0.16044 | 0.33204
ON_RMN_JCT | 830 | 230 | ON | Junction | -82.4623 | 42.2453 | 179 | 0.00213 | 0.16622 | 0.33895
ON_RRG_ISS | 831 | 230 | ON | Industrial | -93.9986 | 48.8492 | 371 | 0.000621 | 0.15222 | 0.24708
ON_RRG_JCT | 832 | 230 | ON | Junction | -93.8412 | 48.9473 | 390 | 0.000621 | 0.15091 | 0.24605
ON_RSR_JCT | 833 | 230 | ON | Junction | -74.8475 | 45.1023 | 86 | 0.001263 | 0.14814 | 0.225
ON_RXD_DSS | 834 | 230 | ON | Distribution | -79.603 | 43.7375 | 166 | 0.004533 | 0.16045 | 0.33497
ON_SAU_JCT | 835 | 230 | ON | Junction | -74.7891 | 45.0102 | 56 | 0.001263 | 0.14795 | 0.22763
ON_SCB_DSS | 836 | 230 | ON | Distribution | -79.2712 | 43.747 | 168 | 0.004533 | 0.16051 | 0.33481
ON_SCB_JCT | 837 | 230 | ON | Junction | -79.2696 | 43.7451 | 168 | 0.004533 | 0.16051 | 0.33481
ON_SCF_DSS | 838 | 230 | ON | Distribution | -80.5347 | 43.4973 | 334 | 0.002429 | 0.15965 | 0.35896
ON_SCF_JCT | 839 | 230 | ON | Junction | -80.5354 | 43.4976 | 334 | 0.002429 | 0.15965 | 0.35896
ON_SCT_JCT | 840 | 230 | ON | Junction | -79.9512 | 43.1988 | 245 | 0.002399 | 0.16073 | 0.35021
ON_SEN_DSS | 841 | 230 | ON | Distribution | -79.106 | 43.8799 | 143 | 0.002601 | 0.15967 | 0.33463
ON_SEN_JCT | 842 | 230 | ON | Junction | -79.1055 | 43.8791 | 143 | 0.002601 | 0.15967 | 0.33463
ON_SFD_JCT | 843 | 230 | ON | Junction | -80.8129 | 42.9916 | 287 | 0.001294 | 0.16137 | 0.36734
ON_SFT_DSS | 844 | 230 | ON | Distribution | -81.3731 | 43.5402 | 310 | 0.000984 | 0.15693 | 0.37203
ON_SGW_JCT | 845 | 230 | ON | Junction | -79.6647 | 43.7301 | 171 | 0.003487 | 0.16001 | 0.33513
ON_SHL_ISS | 846 | 230 | ON | Industrial | -82.4297 | 42.9051 | 183 | 0.001321 | 0.16296 | 0.34885
ON_SHP_DSS | 847 | 230 | ON | Distribution | -79.1755 | 43.8089 | 122 | 0.004533 | 0.16 | 0.33522
ON_SKF_GSS | 848 | 230 | ON | Generation | -82.1624 | 50.0611 | 152 | 0.001083 | 0.13299 | 0.20297
ON_SKF_JCT | 849 | 230 | ON | Junction | -82.1841 | 50.0411 | 180 | 0.001083 | 0.13285 | 0.20447
ON_SKW_GSS | 850 | 230 | ON | Generation | -82.0957 | 42.39 | 181 | 0.001217 | 0.16486 | 0.34975
ON_SKW_JCT | 851 | 230 | ON | Junction | -82.0954 | 42.3898 | 181 | 0.001217 | 0.16486 | 0.34975
ON_SMF_DSS | 852 | 230 | ON | Distribution | -76.0012 | 44.8792 | 120 | 0.001216 | 0.15075 | 0.22799
ON_SMR_DSS | 853 | 230 | ON | Distribution | -82.6101 | 42.2009 | 185 | 0.00213 | 0.16648 | 0.3352
ON_SND_JCT | 854 | 230 | ON | Junction | -80.0635 | 42.849 | 197 | 0.001273 | 0.16247 | 0.34363
ON_SND_SWS | 855 | 230 | ON | Switching | -80.0689 | 42.8675 | 199 | 0.001273 | 0.16214 | 0.34736
ON_SNS_JCT | 856 | 230 | ON | Junction | -82.3975 | 42.9331 | 187 | 0.001321 | 0.16296 | 0.34885
ON_SNS_TSS | 857 | 230 | ON | Terminal | -82.394 | 42.9313 | 187 | 0.001321 | 0.16296 | 0.34885
ON_SNW_JCT | 858 | 230 | ON | Junction | -82.8639 | 42.2134 | 187 | 0.00213 | 0.16631 | 0.32865
ON_SOC_JCT | 859 | 230 | ON | Junction | -82.4327 | 42.9282 | 182 | 0.001321 | 0.16296 | 0.34885
ON_SOG_GSS | 860 | 230 | ON | Generation | -80.7565 | 44.1023 | 406 | 0.001201 | 0.15577 | 0.36797
ON_SOG_JCT | 861 | 230 | ON | Junction | -80.7578 | 44.101 | 406 | 0.001201 | 0.15577 | 0.36797
ON_SOM_DSS | 862 | 230 | ON | Distribution | -75.9204 | 45.3371 | 89 | 0.003026 | 0.151 | 0.2233
ON_SPC_SWS | 863 | 230 | ON | Switching | -81.8875 | 42.4976 | 197 | 0.001217 | 0.16384 | 0.35963
ON_SPF_JCT | 864 | 230 | ON | Junction | -82.4317 | 49.3993 | 217 | 0.001083 | 0.13384 | 0.2108
ON_SPR_JCT | 865 | 230 | ON | Junction | -80.2659 | 43.5213 | 307 | 0.001701 | 0.15963 | 0.34883
ON_STE_GSS | 866 | 230 | ON | Generation | -82.3983 | 42.8988 | 190 | 0.001321 | 0.16296 | 0.34885
ON_STE_JCT | 867 | 230 | ON | Junction | -82.3983 | 42.9005 | 188 | 0.001321 | 0.16296 | 0.34885
ON_STF_DSS | 868 | 230 | ON | Distribution | -80.9554 | 43.3758 | 351 | 0.001103 | 0.15862 | 0.36603
ON_STF_JCT | 869 | 230 | ON | Junction | -80.9396 | 43.38 | 353 | 0.001103 | 0.15866 | 0.36589
ON_STI_DSS | 870 | 230 | ON | Distribution | -74.85 | 45.3752 | 81 | 0.001175 | 0.15013 | 0.22118
ON_STL_DSS | 871 | 230 | ON | Distribution | -74.8018 | 45.0388 | 64 | 0.001263 | 0.14795 | 0.22763
ON_STN_JCT | 872 | 230 | ON | Junction | -79.5309 | 43.0698 | 183 | 0.002237 | 0.15991 | 0.33294
ON_STO_JCT | 873 | 230 | ON | Junction | -80.0583 | 42.8069 | 183 | 0.001273 | 0.16247 | 0.34363
ON_STS_GSS | 874 | 230 | ON | Generation | -76.9154 | 44.4084 | 157 | 0.000871 | 0.15446 | 0.24579
ON_STS_JCT | 875 | 230 | ON | Junction | -76.9646 | 44.4676 | 157 | 0.000871 | 0.15421 | 0.24391
ON_STY_DSS | 876 | 230 | ON | Distribution | -80.1107 | 44.416 | 229 | 0.002337 | 0.15615 | 0.33007
ON_SUM_GSS | 877 | 230 | ON | Generation | -80.0611 | 42.8475 | 197 | 0.001273 | 0.16247 | 0.34363
ON_SUM_SWS | 878 | 230 | ON | Switching | -80.0616 | 42.848 | 197 | 0.001273 | 0.16247 | 0.34363
ON_T23_JCT | 879 | 230 | ON | Junction | -79.1001 | 43.8574 | 117 | 0.002601 | 0.15967 | 0.33463
ON_TCV_ISS | 880 | 230 | ON | Industrial | -93.6334 | 49.8281 | 398 | 0.001013 | 0.14473 | 0.2492
ON_TCV_JCT | 881 | 230 | ON | Junction | -93.6327 | 49.8269 | 398 | 0.001013 | 0.14473 | 0.2492
ON_TDL_DSS | 882 | 230 | ON | Distribution | -84.3274 | 46.5549 | 222 | 0.00126 | 0.15144 | 0.25633
ON_TFL_DSS | 883 | 500 | ON | Distribution | -79.7336 | 43.5279 | 183 | 0.005313 | 0.16101 | 0.33856
ON_TFL_JCT | 884 | 230 | ON | Junction | -79.7348 | 43.5267 | 183 | 0.002444 | 0.16101 | 0.33856
ON_THO_DSS | 885 | 230 | ON | Distribution | -78.8894 | 43.8812 | 102 | 0.002601 | 0.15931 | 0.33875
ON_THO_JCT | 886 | 230 | ON | Junction | -78.9087 | 43.8758 | 91 | 0.002601 | 0.15931 | 0.33875
ON_TLF_JCT | 887 | 230 | ON | Junction | -82.4246 | 42.901 | 184 | 0.001321 | 0.16296 | 0.34885
ON_TMB_GSS | 888 | 230 | ON | Generation | -82.4257 | 49.4074 | 212 | 0.001083 | 0.13384 | 0.2108
ON_TOM_DSS | 889 | 230 | ON | Distribution | -79.6258 | 43.6219 | 145 | 0.003487 | 0.16091 | 0.33689
ON_TOM_JCT | 890 | 230 | ON | Junction | -79.625 | 43.6216 | 145 | 0.003487 | 0.16091 | 0.33689
ON_TOS_JCT | 891 | 230 | ON | Junction | -79.5408 | 43.7763 | 187 | 0.003203 | 0.16038 | 0.33241
ON_TRA_GSS | 892 | 230 | ON | Generation | -82.4369 | 42.934 | 182 | 0.001321 | 0.16296 | 0.34885
ON_TRA_JCT | 893 | 230 | ON | Junction | -82.4276 | 42.9338 | 183 | 0.001321 | 0.16296 | 0.34885
ON_TRF_DSS | 894 | 230 | ON | Distribution | -75.8748 | 45.2837 | 104 | 0.003026 | 0.151 | 0.2233
ON_TRF_JCT | 895 | 230 | ON | Junction | -75.874 | 45.2829 | 106 | 0.003026 | 0.151 | 0.2233
ON_TRL_DSS | 896 | 230 | ON | Distribution | -79.3835 | 46.3342 | 284 | 0.00112 | 0.14903 | 0.23252
ON_TRM_DSS | 897 | 230 | ON | Distribution | -79.8077 | 43.4294 | 162 | 0.002444 | 0.16057 | 0.33935
ON_TRM_JCT | 898 | 230 | ON | Junction | -79.8085 | 43.4292 | 166 | 0.002444 | 0.16057 | 0.33935
ON_TRN_JCT | 899 | 230 | ON | Junction | -80.0486 | 43.1812 | 223 | 0.002399 | 0.16073 | 0.35021
ON_UDW_GSS | 900 | 230 | ON | Generation | -81.4639 | 44.3072 | 249 | 0.001057 | 0.1549 | 0.38166
ON_UDW_JCT | 901 | 230 | ON | Junction | -81.4636 | 44.3084 | 246 | 0.001057 | 0.1549 | 0.38166
ON_VDL_JCT | 902 | 230 | ON | Junction | -82.4274 | 42.934 | 183 | 0.001321 | 0.16296 | 0.34885
ON_VJ1_JCT | 903 | 230 | ON | Junction | -79.4766 | 43.8078 | 189 | 0.003203 | 0.16038 | 0.33241
ON_VJ3_JCT | 904 | 230 | ON | Junction | -79.6474 | 43.8041 | 188 | 0.003203 | 0.15996 | 0.33411
ON_VJ4_JCT | 905 | 230 | ON | Junction | -79.6236 | 43.8713 | 225 | 0.003203 | 0.15954 | 0.3335
ON_VLC_ISS | 906 | 230 | ON | Industrial | -80.9979 | 46.5317 | 307 | 0.001466 | 0.15171 | 0.22648
ON_VLF_ISS | 907 | 230 | ON | Industrial | -80.9877 | 46.5374 | 305 | 0.001466 | 0.15171 | 0.22648
ON_VLF_JCT | 908 | 230 | ON | Junction | -80.973 | 46.5346 | 301 | 0.001466 | 0.15171 | 0.22648
ON_VM1_DSS | 909 | 230 | ON | Distribution | -79.4783 | 43.8104 | 198 | 0.003203 | 0.16038 | 0.33241
ON_VM2_DSS | 910 | 230 | ON | Distribution | -79.5425 | 43.7801 | 184 | 0.003203 | 0.16038 | 0.33241
ON_VM3_DSS | 911 | 230 | ON | Distribution | -79.6468 | 43.8044 | 188 | 0.003203 | 0.15996 | 0.33411
ON_VM4_DSS | 912 | 230 | ON | Distribution | -79.6229 | 43.8711 | 225 | 0.003203 | 0.15954 | 0.3335
ON_VNO_JCT | 913 | 230 | ON | Junction | -79.534 | 43.6237 | 108 | 0.004533 | 0.16082 | 0.33562
ON_WAN_DSS | 914 | 230 | ON | Distribution | -82.0555 | 42.9265 | 198 | 0.001321 | 0.1613 | 0.35466
ON_WAN_JCT | 915 | 230 | ON | Junction | -82.0556 | 42.9253 | 198 | 0.001321 | 0.1613 | 0.35466
ON_WAW_TSS | 916 | 230 | ON | Terminal | -84.5446 | 47.8851 | 298 | 0.00126 | 0.14913 | 0.24355
ON_WBS_DSS | 917 | 230 | ON | Distribution | -79.7231 | 44.7375 | 194 | 0.002337 | 0.15516 | 0.28231
ON_WBS_JCT | 918 | 230 | ON | Junction | -79.704 | 44.7193 | 252 | 0.002337 | 0.15516 | 0.28231
ON_WDB_DSS | 919 | 230 | ON | Distribution | -79.6153 | 43.7716 | 167 | 0.003203 | 0.15996 | 0.33411
ON_WDB_JCT | 920 | 230 | ON | Junction | -79.6141 | 43.7717 | 167 | 0.003203 | 0.15996 | 0.33411
ON_WDN_DSS | 921 | 230 | ON | Distribution | -79.2782 | 43.7094 | 134 | 0.004533 | 0.16051 | 0.33481
ON_WEL_GSS | 922 | 230 | ON | Generation | -83.3853 | 46.4316 | 233 | 0.00126 | 0.15267 | 0.25524
ON_WFD_SWS | 923 | 230 | ON | Switching | -79.3604 | 46.3837 | 364 | 0.00112 | 0.14884 | 0.23069
ON_WHB_DSS | 924 | 230 | ON | Distribution | -79.0019 | 43.9158 | 118 | 0.002601 | 0.15934 | 0.33561
ON_WHB_JCT | 925 | 230 | ON | Junction | -79.0032 | 43.917 | 128 | 0.002601 | 0.15934 | 0.33561
ON_WHI_GSS | 926 | 230 | ON | Generation | -78.9035 | 43.8601 | 85 | 0.002601 | 0.15931 | 0.33875
ON_WHI_JCT | 927 | 230 | ON | Junction | -78.9063 | 43.8601 | 85 | 0.002601 | 0.15931 | 0.33875
ON_WLC_JCT | 928 | 500 | ON | Junction | -81.398 | 44.2413 | 273 | 0.002298 | 0.15496 | 0.38011
ON_WLL_DSS | 929 | 230 | ON | Distribution | -78.0773 | 45.3898 | 457 | 0.00112 | 0.15151 | 0.25024
ON_WLL_JCT | 930 | 230 | ON | Junction | -78.0782 | 45.3908 | 457 | 0.00112 | 0.15151 | 0.25024
ON_WLS_DSS | 931 | 230 | ON | Distribution | -78.8556 | 43.9244 | 114 | 0.002601 | 0.15931 | 0.33875
ON_WLS_JCT | 932 | 230 | ON | Junction | -78.8808 | 43.9757 | 191 | 0.002601 | 0.15906 | 0.33617
ON_WND_DSS | 933 | 230 | ON | Distribution | -81.2861 | 42.9392 | 273 | 0.002278 | 0.16122 | 0.36351
ON_WNG_DSS | 934 | 230 | ON | Distribution | -81.2215 | 43.8899 | 333 | 0.000984 | 0.15594 | 0.37358
ON_WNG_JCT | 935 | 230 | ON | Junction | -81.2207 | 43.8898 | 333 | 0.000984 | 0.15594 | 0.37358
ON_WTB_JCT | 936 | 230 | ON | Junction | -76.6442 | 44.2754 | 120 | 0.00145 | 0.1543 | 0.24452
ON_WTM_JCT | 937 | 230 | ON | Junction | -79.6002 | 43.7378 | 166 | 0.004533 | 0.16045 | 0.33497
ON_WTN_DSS | 938 | 230 | ON | Distribution | -80.5664 | 43.4707 | 339 | 0.002429 | 0.15973 | 0.36042
ON_WTN_JCT | 939 | 230 | ON | Junction | -80.5666 | 43.4711 | 339 | 0.002429 | 0.15973 | 0.36042
ON_WTY_SWS | 940 | 230 | ON | Switching | -92.3984 | 49.6344 | 417 | 0.001013 | 0.14274 | 0.23549
ON_WTY_TSS | 941 | 230 | ON | Terminal | -90.1542 | 51.4813 | 348 | 0.001013 | 0.13469 | 0.22826
ON_YEC_GSS | 942 | 230 | ON | Generation | -79.5307 | 44.0755 | 239 | 0.003203 | 0.15876 | 0.32525
ON_YEC_JCT | 943 | 230 | ON | Junction | -79.5301 | 44.0746 | 240 | 0.003203 | 0.15876 | 0.32525
ON_ZUR_DSS | 944 | 230 | ON | Distribution | -81.3663 | 43.5155 | 312 | 0.000984 | 0.15693 | 0.37203
ON_ZUR_JCT | 945 | 230 | ON | Junction | -81.3659 | 43.5161 | 312 | 0.000984 | 0.15693 | 0.37203
PE_BED_SWS | 946 | 138 | PE | Switching | -63.6696 | 46.3151 | 25 | 0.074822 | 0.15019 | 0.35864
PE_BOR_SWS | 947 | 138 | PE | Switching | -63.6881 | 46.2493 | 5 | 0.074822 | 0.15024 | 0.33923
PE_CHR_TSS | 948 | 138 | PE | Terminal | -62.4185 | 46.3946 | 29 | 0.051675 | 0.15013 | 0.4431
PE_EKS_GSS | 949 | 138 | PE | Generation | -62.0682 | 46.4525 | 27 | 0.051675 | 0.14796 | 0.45081
PE_ERY_DSS | 950 | 138 | PE | Distribution | -63.0511 | 46.2998 | 7 | 0.097565 | 0.14983 | 0.39596
PE_HRM_GSS | 951 | 138 | PE | Generation | -62.3143 | 46.4549 | 36 | 0.051675 | 0.14971 | 0.4577
PE_HRM_JCT | 952 | 138 | PE | Junction | -62.25 | 46.3975 | 63 | 0.051675 | 0.14907 | 0.43989
PE_RCV_TSS | 953 | 138 | PE | Terminal | -63.7831 | 46.324 | 8 | 0.074822 | 0.15024 | 0.35217
PE_SCF_DSS | 954 | 138 | PE | Distribution | -62.9181 | 46.3488 | 14 | 0.097565 | 0.14995 | 0.41458
PE_SHB_DSS | 955 | 138 | PE | Distribution | -63.7704 | 46.4217 | 15 | 0.074822 | 0.15029 | 0.37977
PE_WCP_GSS | 956 | 138 | PE | Generation | -64.3832 | 46.6827 | 29 | 0.074822 | 0.15146 | 0.35697
PE_WRY_DSS | 957 | 138 | PE | Distribution | -63.1611 | 46.2773 | 24 | 0.097565 | 0.14981 | 0.38468
PE_WSK_SWS | 958 | 138 | PE | Switching | -64.1654 | 46.7163 | 23 | 0.074822 | 0.15185 | 0.38936
PE_WSP_DSS | 959 | 138 | PE | Distribution | -62.7771 | 46.4112 | 26 | 0.051675 | 0.15033 | 0.43794
QC_AAD_ISS | 960 | 315 | QC | Industrial | -71.9446 | 46.6988 | 72 | 0.003408 | 0.15122 | 0.21395
QC_ABC_ISS | 961 | 230 | QC | Industrial | -72.3898 | 46.3778 | 25 | 0.001679 | 0.15174 | 0.22285
QC_ABT_TSS | 962 | 315 | QC | Terminal | -75.4679 | 49.8268 | 330 | 0.003154 | 0.12904 | 0.23336
QC_AGB_DSS | 963 | 315 | QC | Distribution | -72.1143 | 46.6592 | 31 | 0.003408 | 0.15149 | 0.21422
QC_ALB_SWS | 964 | 735 | QC | Switching | -75.6037 | 51.67 | 362 | 0.007359 | 0.12105 | 0.24474
QC_ALM_DSS | 965 | 230 | QC | Distribution | -71.6136 | 48.521 | 123 | 0.002433 | 0.1502 | 0.2363
QC_ANH_DSS | 966 | 315 | QC | Distribution | -71.4632 | 46.7518 | 60 | 0.008764 | 0.1518 | 0.22797
QC_ANJ_DSS | 967 | 315 | QC | Distribution | -73.5967 | 45.612 | 28 | 0.014306 | 0.15191 | 0.27073
QC_ANL_DSS | 968 | 230 | QC | Distribution | -71.2909 | 46.1157 | 339 | 0.002255 | 0.14765 | 0.24422
QC_APP_TSS | 969 | 735 | QC | Terminal | -71.398 | 46.1345 | 462 | 0.007207 | 0.14822 | 0.24305
QC_AQD_TSS | 970 | 315 | QC | Terminal | -73.6171 | 45.428 | 39 | 0.014306 | 0.15093 | 0.27083
QC_ARN_TSS | 971 | 315 | QC | Terminal | -66.5914 | 50.1941 | 68 | 0.002936 | 0.14915 | 0.25652
QC_ATW_DSS | 972 | 315 | QC | Distribution | -73.5714 | 45.4737 | 18 | 0.014306 | 0.15125 | 0.27309
QC_AUS_ISS | 973 | 230 | QC | Industrial | -72.7351 | 46.5622 | 111 | 0.002379 | 0.15236 | 0.22245
QC_BCH_TSS | 974 | 230 | QC | Terminal | -73.3653 | 45.6009 | 26 | 0.002884 | 0.15146 | 0.26682
QC_BCV_TSS | 975 | 230 | QC | Terminal | -70.7953 | 46.2245 | 157 | 0.001629 | 0.14728 | 0.26095
QC_BDI_DSS | 976 | 315 | QC | Distribution | -73.525 | 45.6648 | 27 | 0.014306 | 0.15203 | 0.26502
QC_BEC_GSS | 977 | 230 | QC | Generation | -72.3524 | 46.3925 | 24 | 0.001679 | 0.15174 | 0.22285
QC_BEC_TSS | 978 | 230 | QC | Terminal | -72.3735 | 46.3635 | 27 | 0.001679 | 0.15174 | 0.22285
QC_BEO_TSS | 979 | 230 | QC | Terminal | -73.917 | 45.3132 | 33 | 0.002704 | 0.14986 | 0.25827
QC_BGT_DSS | 980 | 230 | QC | Distribution | -71.156 | 46.8065 | 92 | 0.0037 | 0.15249 | 0.23735
QC_BLV_DSS | 981 | 315 | QC | Distribution | -73.9201 | 45.6878 | 61 | 0.005252 | 0.15189 | 0.25699
QC_BMT_GSS | 982 | 230 | QC | Generation | -72.8367 | 47.5559 | 246 | 0.001476 | 0.14782 | 0.2305
QC_BOU_DSS | 983 | 315 | QC | Distribution | -73.5639 | 45.6393 | 41 | 0.014306 | 0.15191 | 0.27073
QC_BPR_DSS | 984 | 315 | QC | Distribution | -70.9229 | 47.0575 | 118 | 0.002673 | 0.15445 | 0.23603
QC_BPT_DSS | 985 | 315 | QC | Distribution | -71.2099 | 46.8842 | 93 | 0.008764 | 0.15294 | 0.23389
QC_BRG_SWS | 986 | 735 | QC | Switching | -69.4674 | 48.3414 | 107 | 0.00405 | 0.15562 | 0.2379
QC_BRS_DSS | 987 | 315 | QC | Distribution | -73.4398 | 45.4602 | 19 | 0.007778 | 0.15099 | 0.27171
QC_BS1_GSS | 988 | 315 | QC | Generation | -69.5511 | 49.2952 | 217 | 0.001736 | 0.14572 | 0.24872
QC_BS2_GSS | 989 | 315 | QC | Generation | -69.2259 | 49.1713 | 79 | 0.001736 | 0.1493 | 0.24385
QC_BSP_DSS | 990 | 315 | QC | Distribution | -70.5716 | 47.4524 | 284 | 0.001928 | 0.15404 | 0.24675
QC_BSQ_DSS | 991 | 315 | QC | Distribution | -69.463 | 48.3465 | 83 | 0.001736 | 0.15562 | 0.2379
QC_BSY_GSS | 992 | 315 | QC | Generation | -70.5128 | 54.449 | 530 | 0.003154 | 0.1212 | 0.39263
QC_CAL_GSS | 993 | 230 | QC | Generation | -73.7179 | 47.8915 | 373 | 0.001476 | 0.14563 | 0.2401
QC_CDP_DSS | 994 | 315 | QC | Distribution | -71.1633 | 49.8407 | 330 | 0.005305 | 0.13761 | 0.21834
QC_CHB_DSS | 995 | 230 | QC | Distribution | -71.3214 | 46.8861 | 161 | 0.006399 | 0.15261 | 0.23083
QC_CHB_TSS | 996 | 735 | QC | Terminal | -74.651 | 49.7835 | 365 | 0.007359 | 0.12971 | 0.23988
QC_CHE_DSS | 997 | 230 | QC | Distribution | -72.5457 | 46.3555 | 23 | 0.003784 | 0.15216 | 0.22482
QC_CHG_DSS | 998 | 735 | QC | Distribution | -73.8698 | 45.2533 | 39 | 0.00864 | 0.14986 | 0.25827
QC_CHM_SWS | 999 | 735 | QC | Switching | -72.7138 | 48.6656 | 292 | 0.006307 | 0.14446 | 0.23951
QC_CHN_TSS | 1000 | 315 | QC | Terminal | -74.0604 | 45.5877 | 46 | 0.003541 | 0.15126 | 0.25124
QC_CHO_TSS | 1001 | 315 | QC | Terminal | -73.8029 | 45.5612 | 39 | 0.007789 | 0.15201 | 0.27029
QC_CHS_SWS | 1002 | 735 | QC | Switching | -76.0092 | 53.7335 | 174 | 0.007359 | 0.12077 | 0.37816
QC_CHU_DSS | 1003 | 230 | QC | Distribution | -71.2949 | 46.6999 | 70 | 0.0037 | 0.15203 | 0.23674
QC_CHX_DSS | 1004 | 315 | QC | Distribution | -70.2545 | 47.6908 | 166 | 0.002041 | 0.15287 | 0.24383
QC_CLD_DSS | 1005 | 315 | QC | Distribution | -73.6466 | 45.5602 | 39 | 0.014306 | 0.15191 | 0.27073
QC_CLT_GSS | 1006 | 230 | QC | Generation | -66.1184 | 48.1737 | 518 | 0.00141 | 0.14901 | 0.25197
QC_CPM_DSS | 1007 | 230 | QC | Distribution | -72.4123 | 46.5484 | 46 | 0.003784 | 0.1522 | 0.21646
QC_CPS_ISS | 1008 | 230 | QC | Industrial | -71.2155 | 46.8281 | 25 | 0.006399 | 0.15249 | 0.23735
QC_CRG_TSS | 1009 | 230 | QC | Terminal | -73.1576 | 45.9727 | 19 | 0.002421 | 0.15461 | 0.25053
QC_CSC_DSS | 1010 | 230 | QC | Distribution | -65.815 | 48.1718 | 46 | 0.00157 | 0.15082 | 0.25007
QC_DEC_TSS | 1011 | 735 | QC | Terminal | -71.9515 | 45.5658 | 218 | 0.006343 | 0.14674 | 0.24257
QC_DEH_DSS | 1012 | 230 | QC | Distribution | -72.7147 | 46.5728 | 89 | 0.002379 | 0.15236 | 0.22245
QC_DEL_DSS | 1013 | 315 | QC | Distribution | -73.5535 | 45.5275 | 26 | 0.014306 | 0.15125 | 0.27309
QC_DLS_ISS | 1014 | 345 | QC | Industrial | -71.6261 | 48.5916 | 130 | 0.003649 | 0.14904 | 0.2336
QC_DOR_DSS | 1015 | 315 | QC | Distribution | -73.5632 | 45.5084 | 28 | 0.014306 | 0.15125 | 0.27309
QC_DSM_SWS | 1016 | 315 | QC | Switching | -71.9365 | 46.7021 | 82 | 0.003408 | 0.15122 | 0.21395
QC_DUC_DSS | 1017 | 315 | QC | Distribution | -71.6049 | 46.8281 | 150 | 0.00321 | 0.15157 | 0.22254
QC_DUT_DSS | 1018 | 315 | QC | Distribution | -73.4498 | 45.5475 | 23 | 0.007778 | 0.15099 | 0.27171
QC_DUV_TSS | 1019 | 315 | QC | Terminal | -73.6716 | 45.6621 | 29 | 0.007789 | 0.15225 | 0.26715
QC_EM1_GSS | 1020 | 315 | QC | Generation | -76.0556 | 52.183 | 271 | 0.003154 | 0.12083 | 0.28176
QC_EST_ISS | 1021 | 230 | QC | Industrial | -72.7938 | 47.4471 | 124 | 0.001476 | 0.14804 | 0.23118
QC_FIG_TSS | 1022 | 315 | QC | Terminal | -78.0905 | 48.5471 | 305 | 0.002468 | 0.13685 | 0.22147
QC_FR1_DSS | 1023 | 315 | QC | Distribution | -71.2622 | 46.8328 | 22 | 0.008764 | 0.15257 | 0.23402
QC_FR2_DSS | 1024 | 315 | QC | Distribution | -71.2613 | 46.8319 | 22 | 0.008764 | 0.15257 | 0.23402
QC_FRA_DSS | 1025 | 230 | QC | Distribution | -72.6259 | 46.3531 | 70 | 0.003784 | 0.15227 | 0.22518
QC_GOE_TSS | 1026 | 230 | QC | Terminal | -66.6388 | 49.0912 | 80 | 0.0013 | 0.1466 | 0.28777
QC_GRB_TSS | 1027 | 735 | QC | Terminal | -74.5663 | 46.0606 | 239 | 0.007673 | 0.15124 | 0.23861
QC_GRM_GSS | 1028 | 230 | QC | Generation | -65.4618 | 49.181 | 481 | 0.0013 | 0.14361 | 0.36457
QC_GRO_SWS | 1029 | 450 | QC | Switching | -72.0144 | 46.6257 | 35 | 0.004869 | 0.15144 | 0.21351
QC_GSA_ISS | 1030 | 230 | QC | Industrial | -64.6804 | 48.3472 | 18 | 0.001558 | 0.15116 | 0.31906
QC_GUY_DSS | 1031 | 315 | QC | Distribution | -73.5711 | 45.4911 | 20 | 0.014306 | 0.15125 | 0.27309
QC_HER_TSS | 1032 | 230 | QC | Terminal | -72.4774 | 45.8235 | 93 | 0.003247 | 0.1497 | 0.2455
QC_HRT_TSS | 1033 | 315 | QC | Terminal | -73.428 | 45.4099 | 17 | 0.005523 | 0.1505 | 0.26786
QC_HTR_DSS | 1034 | 315 | QC | Distribution | -68.3874 | 49.1891 | 87 | 0.00267 | 0.1533 | 0.2432
QC_IRL_DSS | 1035 | 315 | QC | Distribution | -73.5463 | 45.488 | 16 | 0.014306 | 0.15127 | 0.2735
QC_IRQ_ISS | 1036 | 735 | QC | Industrial | -73.3827 | 45.6122 | 27 | 0.009218 | 0.15146 | 0.26682
QC_JQC_TSS | 1037 | 315 | QC | Terminal | -71.7227 | 46.7927 | 131 | 0.003408 | 0.15128 | 0.21912
QC_JRM_ISS | 1038 | 315 | QC | Industrial | -73.5264 | 45.6756 | 16 | 0.014306 | 0.15203 | 0.26502
QC_JUB_DSS | 1039 | 230 | QC | Distribution | -68.4958 | 48.4618 | 28 | 0.002518 | 0.15445 | 0.2777
QC_JUJ_DSS | 1040 | 735 | QC | Distribution | -73.7246 | 45.7176 | 60 | 0.012475 | 0.15225 | 0.26715
QC_KAM_SWS | 1041 | 315 | QC | Switching | -69.8039 | 47.4621 | 170 | 0.002324 | 0.15278 | 0.24402
QC_KRT_ISS | 1042 | 230 | QC | Industrial | -72.5577 | 46.325 | 18 | 0.003784 | 0.15213 | 0.22654
QC_KSY_TSS | 1043 | 230 | QC | Terminal | -72.0048 | 45.8417 | 136 | 0.002797 | 0.14774 | 0.24651
QC_LAC_DSS | 1044 | 315 | QC | Distribution | -73.5402 | 45.7257 | 16 | 0.005346 | 0.15203 | 0.26502
QC_LAD_DSS | 1045 | 230 | QC | Distribution | -70.8471 | 46.8155 | 91 | 0.002138 | 0.15256 | 0.24501
QC_LAD_GSS | 1046 | 315 | QC | Generation | -67.7548 | 48.39 | 585 | 0.002152 | 0.14996 | 0.29352
QC_LAF_TSS | 1047 | 315 | QC | Terminal | -74.0574 | 45.7116 | 52 | 0.003541 | 0.15157 | 0.24893
QC_LAG_GSS | 1048 | 230 | QC | Generation | -72.7392 | 46.4491 | 36 | 0.003784 | 0.15254 | 0.22435
QC_LBL_ISS | 1049 | 315 | QC | Industrial | -76.9504 | 49.0045 | 298 | 0.003154 | 0.13228 | 0.22373
QC_LBM_ISS | 1050 | 315 | QC | Industrial | -67.2552 | 52.7978 | 688 | 0.002936 | 0.12828 | 0.35881
QC_LBS_TSS | 1051 | 230 | QC | Terminal | -67.9661 | 48.6671 | 107 | 0.001599 | 0.15323 | 0.29189
QC_LDS_TSS | 1052 | 230 | QC | Terminal | -71.3144 | 46.8591 | 102 | 0.006399 | 0.15261 | 0.23083
QC_LEC_DSS | 1053 | 315 | QC | Distribution | -73.75 | 45.5902 | 39 | 0.007789 | 0.15225 | 0.27253
QC_LEF_DSS | 1054 | 315 | QC | Distribution | -71.1072 | 46.9356 | 130 | 0.002673 | 0.15352 | 0.2338
QC_LEM_SWS | 1055 | 735 | QC | Switching | -75.0345 | 53.4841 | 273 | 0.007359 | 0.11952 | 0.3746
QC_LF1_GSS | 1056 | 315 | QC | Generation | -72.609 | 54.1675 | 400 | 0.003154 | 0.11784 | 0.36269
QC_LF2_GSS | 1057 | 315 | QC | Generation | -71.2781 | 54.5884 | 459 | 0.003154 | 0.11924 | 0.37311
QC_LG1_GSS | 1058 | 315 | QC | Generation | -78.5724 | 53.7319 | 38 | 0.003154 | 0.12608 | 0.36822
QC_LG2_GSS | 1059 | 735 | QC | Generation | -77.532 | 53.7828 | 168 | 0.007359 | 0.12233 | 0.35887
QC_LG2A_GSS | 1060 | 315 | QC | Generation | -77.5491 | 53.7814 | 157 | 0.003154 | 0.12233 | 0.35887
QC_LG3_GSS | 1061 | 735 | QC | Generation | -75.9901 | 53.7274 | 196 | 0.007359 | 0.12077 | 0.37816
QC_LG4_GSS | 1062 | 735 | QC | Generation | -73.4655 | 53.8864 | 334 | 0.007359 | 0.11796 | 0.3589
QC_LGL_DSS | 1063 | 315 | QC | Distribution | -73.5706 | 45.6016 | 37 | 0.014306 | 0.15191 | 0.27073
QC_LGS_TSS | 1064 | 315 | QC | Terminal | -74.0128 | 45.2875 | 39 | 0.003703 | 0.1498 | 0.25105
QC_LIM_ISS | 1065 | 230 | QC | Industrial | -71.6308 | 48.5767 | 115 | 0.002433 | 0.14904 | 0.2336
QC_LLL_DSS | 1066 | 230 | QC | Distribution | -71.2237 | 46.8299 | 23 | 0.006399 | 0.15249 | 0.23735
QC_LN1_GSS | 1067 | 230 | QC | Generation | -66.756 | 49.0541 | 180 | 0.0013 | 0.14684 | 0.28073
QC_LN2_GSS | 1068 | 230 | QC | Generation | -67.5796 | 48.8013 | 75 | 0.001683 | 0.15337 | 0.28481
QC_LND_TSS | 1069 | 315 | QC | Terminal | -73.4137 | 46.016 | 31 | 0.003763 | 0.15422 | 0.24983
QC_LNF_DSS | 1070 | 315 | QC | Distribution | -71.7923 | 46.7233 | 64 | 0.003408 | 0.1512 | 0.21657
QC_LPL_DSS | 1071 | 230 | QC | Distribution | -65.644 | 49.2382 | 49 | 0.0013 | 0.14442 | 0.36851
QC_LPR_TSS | 1072 | 315 | QC | Terminal | -73.4238 | 45.437 | 18 | 0.007778 | 0.1505 | 0.26786
QC_LPT_GSS | 1073 | 315 | QC | Generation | -67.4388 | 48.1381 | 348 | 0.001931 | 0.14829 | 0.27165
QC_LRY_ISS | 1074 | 315 | QC | Industrial | -73.8958 | 45.2855 | 39 | 0.003703 | 0.14986 | 0.25827
QC_LST_DSS | 1075 | 230 | QC | Distribution | -71.3228 | 46.7829 | 44 | 0.006399 | 0.15257 | 0.23402
QC_LTB_SWS | 1076 | 450 | QC | Switching | -71.9712 | 46.593 | 30 | 0.004029 | 0.15144 | 0.21351
QC_LTU_GSS | 1077 | 230 | QC | Generation | -72.7981 | 47.4429 | 124 | 0.001476 | 0.14804 | 0.23118
QC_LVR_TSS | 1078 | 735 | QC | Terminal | -74.9338 | 47.4961 | 410 | 0.006721 | 0.14393 | 0.23866
QC_LVS_DSS | 1079 | 230 | QC | Distribution | -71.1923 | 46.7073 | 91 | 0.0037 | 0.15201 | 0.24044
QC_M5A_GSS | 1080 | 315 | QC | Generation | -68.8338 | 50.6568 | 411 | 0.00267 | 0.13772 | 0.23287
QC_MAD_SWS | 1081 | 315 | QC | Switching | -68.5237 | 47.5088 | 138 | 0.002242 | 0.15092 | 0.26356
QC_MAT_DSS | 1082 | 230 | QC | Distribution | -66.6387 | 49.0911 | 80 | 0.0013 | 0.1466 | 0.28777
QC_MAU_TSS | 1083 | 230 | QC | Terminal | -72.6414 | 46.4772 | 97 | 0.003784 | 0.15249 | 0.22129
QC_MC2_GSS | 1084 | 315 | QC | Generation | -68.3475 | 49.3213 | 80 | 0.00267 | 0.15185 | 0.24065
QC_MC3_GSS | 1085 | 315 | QC | Generation | -68.601 | 49.7385 | 147 | 0.00267 | 0.14583 | 0.23048
QC_MC5_GSS | 1086 | 315 | QC | Generation | -68.7267 | 50.6398 | 238 | 0.00267 | 0.13804 | 0.23219
QC_MCI_ISS | 1087 | 315 | QC | Industrial | -73.4581 | 45.5696 | 20 | 0.007778 | 0.15183 | 0.26717
QC_MCM_DSS | 1088 | 230 | QC | Distribution | -64.7013 | 48.3536 | 18 | 0.001558 | 0.15102 | 0.31708
QC_MEK_DSS | 1089 | 230 | QC | Distribution | -72.5472 | 46.7486 | 152 | 0.001382 | 0.15193 | 0.22109
QC_MGN_TSS | 1090 | 315 | QC | Terminal | -68.3913 | 49.2919 | 105 | 0.00267 | 0.15208 | 0.24026
QC_MIC_TSS | 1091 | 315 | QC | Terminal | -68.7397 | 49.7673 | 222 | 0.00267 | 0.14483 | 0.22871
QC_MMI_ISS | 1092 | 230 | QC | Industrial | -72.0012 | 45.7613 | 190 | 0.001459 | 0.14774 | 0.24651
QC_MNM_DSS | 1093 | 230 | QC | Distribution | -70.5266 | 46.9635 | 35 | 0.001733 | 0.15427 | 0.24362
QC_MSS_DSS | 1094 | 230 | QC | Distribution | -75.4213 | 45.5435 | 58 | 0.004828 | 0.15197 | 0.21998
QC_MTC_ISS | 1095 | 230 | QC | Industrial | -73.2588 | 45.8186 | 19 | 0.002884 | 0.15296 | 0.2559
QC_MTE_DSS | 1096 | 315 | QC | Distribution | -73.5221 | 45.6229 | 22 | 0.014306 | 0.15183 | 0.26717
QC_MTG_TSS | 1097 | 315 | QC | Terminal | -65.7282 | 51.8926 | 597 | 0.002936 | 0.12733 | 0.24826
QC_MTJ_DSS | 1098 | 230 | QC | Distribution | -68.1802 | 48.568 | 119 | 0.001599 | 0.15351 | 0.2997
QC_MTL_GSS | 1099 | 230 | QC | Generation | -65.6499 | 49.1818 | 548 | 0.0013 | 0.14442 | 0.36851
QC_MTP_DSS | 1100 | 230 | QC | Distribution | -66.9274 | 48.0169 | 291 | 0.00141 | 0.14865 | 0.25924
QC_MTR_TSS | 1101 | 735 | QC | Terminal | -72.7131 | 45.4983 | 99 | 0.009766 | 0.14819 | 0.25393
QC_MUR_TSS | 1102 | 315 | QC | Terminal | -63.1776 | 50.6179 | 125 | 0.001706 | 0.1415 | 0.24594
QC_NDA_TSS | 1103 | 315 | QC | Terminal | -73.5135 | 45.5825 | 15 | 0.014306 | 0.15183 | 0.26717
QC_NEM_DSS | 1104 | 315 | QC | Distribution | -76.0553 | 51.71 | 253 | 0.003154 | 0.12165 | 0.23613
QC_NEU_DSS | 1105 | 315 | QC | Distribution | -71.3599 | 46.8356 | 78 | 0.008764 | 0.15229 | 0.23033
QC_NIC_TSS | 1106 | 230 | QC | Terminal | -72.255 | 46.0799 | 92 | 0.001775 | 0.15056 | 0.24292
QC_NIK_SWS | 1107 | 315 | QC | Switching | -72.5588 | 54.1545 | 402 | 0.003154 | 0.11784 | 0.36269
QC_NRD_GSS | 1108 | 230 | QC | Generation | -65.7204 | 48.202 | 295 | 0.00157 | 0.15121 | 0.25167
QC_NRM_DSS | 1109 | 315 | QC | Distribution | -67.3329 | 52.7744 | 647 | 0.002936 | 0.12828 | 0.35881
QC_OT2_GSS | 1110 | 315 | QC | Generation | -68.3899 | 49.1445 | 50 | 0.00267 | 0.15384 | 0.24457
QC_OT3_GSS | 1111 | 315 | QC | Generation | -68.7217 | 49.5573 | 114 | 0.00267 | 0.14846 | 0.23341
QC_OT4_GSS | 1112 | 315 | QC | Generation | -68.9039 | 49.7037 | 304 | 0.00267 | 0.14489 | 0.23238
QC_OTD_TSS | 1113 | 735 | QC | Terminal | -68.6978 | 49.7278 | 253 | 0.00623 | 0.14565 | 0.22974
QC_OUT_TSS | 1114 | 230 | QC | Terminal | -75.4457 | 45.5997 | 149 | 0.00247 | 0.15159 | 0.22096
QC_PAT_DSS | 1115 | 315 | QC | Distribution | -73.9202 | 45.5812 | 38 | 0.004348 | 0.15165 | 0.26091
QC_PAU_GSS | 1116 | 230 | QC | Generation | -75.9376 | 45.8078 | 118 | 0.001672 | 0.15041 | 0.22414
QC_PER_SWS | 1117 | 735 | QC | Switching | -70.3083 | 48.166 | 224 | 0.012378 | 0.149 | 0.2594
QC_PLG_TSS | 1118 | 315 | QC | Terminal | -73.5455 | 45.7369 | 18 | 0.005346 | 0.15203 | 0.26502
QC_PMT_ISS | 1119 | 230 | QC | Industrial | -73.4269 | 45.6943 | 13 | 0.002884 | 0.15211 | 0.26192
QC_PSP_DSS | 1120 | 230 | QC | Distribution | -65.2922 | 48.0396 | 64 | 0.00157 | 0.15376 | 0.26358
QC_PTN_TSS | 1121 | 315 | QC | Terminal | -75.031 | 45.6548 | 168 | 0.002449 | 0.15136 | 0.22245
QC_QBC_TSS | 1122 | 230 | QC | Terminal | -71.2641 | 46.831 | 22 | 0.006399 | 0.15257 | 0.23402
QC_QFT_ISS | 1123 | 230 | QC | Industrial | -73.1384 | 46.0427 | 17 | 0.002421 | 0.15482 | 0.24832
QC_QUY_TSS | 1124 | 230 | QC | Terminal | -76.1983 | 45.5441 | 92 | 0.00247 | 0.15074 | 0.22649
QC_RAD_TSS | 1125 | 450 | QC | Terminal | -77.7401 | 53.7261 | 179 | 0.004506 | 0.12256 | 0.35705
QC_RDL_TSS | 1126 | 230 | QC | Terminal | -69.458 | 47.7932 | 132 | 0.002077 | 0.15193 | 0.25517
QC_RDM_GSS | 1127 | 345 | QC | Generation | -71.0958 | 47.9696 | 823 | 0.002112 | 0.14236 | 0.28387
QC_RIM_TSS | 1128 | 230 | QC | Terminal | -68.5431 | 48.4079 | 58 | 0.002518 | 0.15409 | 0.27402
QC_RM1_GSS | 1129 | 315 | QC | Generation | -63.2615 | 50.3901 | 61 | 0.001706 | 0.14407 | 0.26677
QC_RM2_GSS | 1130 | 315 | QC | Generation | -63.1763 | 50.6158 | 128 | 0.001706 | 0.1415 | 0.24594
QC_RM3_GSS | 1131 | 735 | QC | Generation | -63.4029 | 51.1134 | 268 | 0.003982 | 0.1361 | 0.26455
QC_RM4_GSS | 1132 | 315 | QC | Generation | -63.4983 | 51.3497 | 503 | 0.001706 | 0.13188 | 0.26334
QC_RPB_TSS | 1133 | 230 | QC | Terminal | -72.9732 | 47.7963 | 266 | 0.001476 | 0.14812 | 0.22783
QC_RPC_GSS | 1134 | 230 | QC | Generation | -73.3737 | 47.7878 | 295 | 0.001476 | 0.14755 | 0.23177
QC_RSN_DSS | 1135 | 315 | QC | Distribution | -73.495 | 45.3955 | 21 | 0.005523 | 0.15031 | 0.26604
QC_RVL_DSS | 1136 | 230 | QC | Distribution | -73.1977 | 45.5322 | 36 | 0.003517 | 0.15075 | 0.26984
QC_SAB_DSS | 1137 | 230 | QC | Distribution | -73.2675 | 45.534 | 12 | 0.003517 | 0.15089 | 0.26995
QC_SAG_TSS | 1138 | 735 | QC | Terminal | -71.2865 | 48.3758 | 145 | 0.012378 | 0.1482 | 0.2525
QC_SBM_DSS | 1139 | 315 | QC | Distribution | -73.3671 | 45.5137 | 27 | 0.007778 | 0.15099 | 0.27171
QC_SCS_DSS | 1140 | 230 | QC | Distribution | -72.9904 | 45.4115 | 34 | 0.002136 | 0.14908 | 0.25674
QC_SDB_GSS | 1141 | 315 | QC | Generation | -70.8564 | 47.3256 | 862 | 0.002673 | 0.15271 | 0.25068
QC_SDD_ISS | 1142 | 230 | QC | Industrial | -73.2456 | 45.8367 | 19 | 0.002884 | 0.15313 | 0.25515
QC_SHR_TSS | 1143 | 230 | QC | Terminal | -72.0019 | 45.4126 | 224 | 0.00392 | 0.14663 | 0.24088
QC_SJE_DSS | 1144 | 315 | QC | Distribution | -73.8331 | 45.473 | 40 | 0.014306 | 0.1518 | 0.27297
QC_SM1_GSS | 1145 | 315 | QC | Generation | -66.6363 | 50.1971 | 27 | 0.002936 | 0.14915 | 0.25652
QC_SM2_GSS | 1146 | 315 | QC | Generation | -66.6585 | 50.2124 | 38 | 0.002936 | 0.14887 | 0.25516
QC_SM3_GSS | 1147 | 315 | QC | Generation | -66.7817 | 50.7149 | 165 | 0.002936 | 0.14104 | 0.23751
QC_SMC_DSS | 1148 | 315 | QC | Distribution | -73.6267 | 45.5844 | 32 | 0.014306 | 0.15191 | 0.27073
QC_SOR_DSS | 1149 | 230 | QC | Distribution | -73.1375 | 46.0321 | 17 | 0.002421 | 0.15482 | 0.24832
QC_SOU_DSS | 1150 | 315 | QC | Distribution | -73.8038 | 45.4882 | 38 | 0.014306 | 0.1518 | 0.27297
QC_SPF_ISS | 1151 | 230 | QC | Industrial | -66.6697 | 49.0854 | 27 | 0.0013 | 0.14671 | 0.28622
QC_SPK_DSS | 1152 | 315 | QC | Distribution | -73.5763 | 45.4747 | 20 | 0.014306 | 0.15125 | 0.27309
QC_SRC_GSS | 1153 | 315 | QC | Generation | -76.6305 | 52.6679 | 213 | 0.003154 | 0.12264 | 0.33958
QC_SRG_DSS | 1154 | 315 | QC | Distribution | -73.7477 | 45.5057 | 33 | 0.014306 | 0.15212 | 0.27758
QC_SRS_DSS | 1155 | 230 | QC | Distribution | -73.0866 | 46.0161 | 19 | 0.002421 | 0.15482 | 0.24832
QC_SUL_GSS | 1156 | 230 | QC | Generation | -67.6661 | 48.7354 | 147 | 0.001683 | 0.15276 | 0.2863
QC_TCE_ISS | 1157 | 230 | QC | Industrial | -72.4051 | 46.3669 | 25 | 0.001679 | 0.15174 | 0.22285
QC_THT_DSS | 1158 | 230 | QC | Distribution | -71.3425 | 46.0755 | 296 | 0.002255 | 0.14765 | 0.24422
QC_TLC_GSS | 1159 | 315 | QC | Generation | -68.162 | 49.9706 | 166 | 0.00267 | 0.14522 | 0.23644
QC_TLY_TSS | 1160 | 735 | QC | Terminal | -73.4669 | 53.8717 | 313 | 0.007359 | 0.11796 | 0.3589
QC_TRC_GSS | 1161 | 230 | QC | Generation | -72.8794 | 47.7516 | 232 | 0.001476 | 0.14789 | 0.22805
QC_TRP_DSS | 1162 | 230 | QC | Distribution | -69.1416 | 48.1097 | 140 | 0.001195 | 0.15368 | 0.25559
QC_TRR_SWS | 1163 | 230 | QC | Switching | -72.6018 | 46.3645 | 40 | 0.003784 | 0.15227 | 0.22518
QC_VGN_TSS | 1164 | 315 | QC | Terminal | -75.7021 | 45.4961 | 66 | 0.006612 | 0.15205 | 0.22145
QC_VIG_SWS | 1165 | 315 | QC | Switching | -73.5442 | 45.488 | 16 | 0.014306 | 0.15127 | 0.2735
QC_VRN_DSS | 1166 | 230 | QC | Distribution | -73.405 | 45.7031 | 15 | 0.002884 | 0.15211 | 0.26192
QC_WSW_DSS | 1167 | 315 | QC | Distribution | -75.698 | 49.8137 | 347 | 0.003154 | 0.1293 | 0.23134
SK_ASS_DSS | 1168 | 230 | SK | Distribution | -105.9617 | 49.6113 | 734 | 0.019372 | 0.16756 | 0.39037
SK_BDM_GSS | 1169 | 230 | SK | Generation | -103.0305 | 49.0961 | 551 | 0.027836 | 0.16756 | 0.35879
SK_BFD_GSS | 1170 | 230 | SK | Generation | -108.2803 | 52.7582 | 497 | 0.030453 | 0.15779 | 0.32769
SK_BLP_DSS | 1171 | 230 | SK | Distribution | -105.1557 | 50.3936 | 579 | 0.067369 | 0.16396 | 0.35829
SK_BRA_DSS | 1172 | 230 | SK | Distribution | -108.1727 | 52.7022 | 508 | 0.030453 | 0.15809 | 0.33081
SK_BTY_DSS | 1173 | 230 | SK | Distribution | -104.8442 | 52.911 | 441 | 0.042803 | 0.15444 | 0.30584
SK_CCK_GSS | 1174 | 230 | SK | Generation | -106.8736 | 51.2748 | 526 | 0.025003 | 0.16165 | 0.35276
SK_CDT_DSS | 1175 | 230 | SK | Distribution | -104.0377 | 53.2877 | 365 | 0.029613 | 0.1483 | 0.23848
SK_CND_SWS | 1176 | 230 | SK | Switching | -104.7567 | 50.5195 | 579 | 0.067369 | 0.16335 | 0.35231
SK_EBC_GSS | 1177 | 230 | SK | Generation | -103.3475 | 53.689 | 304 | 0.029613 | 0.14174 | 0.19812
SK_FLS_SWS | 1178 | 230 | SK | Switching | -104.5475 | 50.4787 | 587 | 0.067369 | 0.16333 | 0.35359
SK_GPL_GSS | 1179 | 230 | SK | Generation | -105.4902 | 50.374 | 550 | 0.033274 | 0.16402 | 0.36287
SK_KDY_DSS | 1180 | 230 | SK | Distribution | -102.4242 | 50.0455 | 672 | 0.027836 | 0.16539 | 0.37433
SK_LDM_DSS | 1181 | 230 | SK | Distribution | -109.9743 | 53.247 | 645 | 0.033392 | 0.15362 | 0.32479
SK_MDL_DSS | 1182 | 230 | SK | Distribution | -108.4375 | 54.0884 | 481 | 0.033392 | 0.1457 | 0.22469
SK_PBL_DSS | 1183 | 230 | SK | Distribution | -102.9828 | 50.1065 | 673 | 0.028283 | 0.16583 | 0.36252
SK_PPR_GSS | 1184 | 230 | SK | Generation | -105.4851 | 49.0579 | 762 | 0.019372 | 0.17058 | 0.38
SK_PQA_DSS | 1185 | 230 | SK | Distribution | -105.4012 | 50.3915 | 555 | 0.033274 | 0.16398 | 0.36094
SK_QEB_GSS | 1186 | 230 | SK | Generation | -106.705 | 52.0944 | 487 | 0.07196 | 0.15984 | 0.32472
SK_REG_SWS | 1187 | 230 | SK | Switching | -104.5752 | 50.3959 | 573 | 0.067369 | 0.1637 | 0.35488
SK_RUC_DSS | 1188 | 230 | SK | Distribution | -107.4016 | 50.3425 | 727 | 0.033274 | 0.16322 | 0.38788
SK_RWT_DSS | 1189 | 230 | SK | Distribution | -104.4813 | 50.3084 | 573 | 0.067369 | 0.16409 | 0.3561
SK_SHD_GSS | 1190 | 230 | SK | Generation | -102.8641 | 49.0751 | 529 | 0.027836 | 0.16736 | 0.3596
SK_SWC_DSS | 1191 | 230 | SK | Distribution | -107.9262 | 50.2983 | 760 | 0.028015 | 0.16284 | 0.39313
SK_TTL_DSS | 1192 | 230 | SK | Distribution | -101.8554 | 50.5961 | 491 | 0.028283 | 0.16233 | 0.34647
SK_YKT_DSS | 1193 | 230 | SK | Distribution | -102.4527 | 51.1867 | 497 | 0.029819 | 0.16174 | 0.33977
XX_ABUS1_INT | 1194 | 230 | US | Distribution | -112.2097 | 48.9987 | 1147 | 0.17651 | 0.16634 | 0.40679
XX_BCUS1_INT | 1195 | 500 | US | Distribution | -122.724 | 49.0021 | 40 | 0 | 0.13241 | 0.1053
XX_BCUS2_INT | 1196 | 230 | US | Distribution | -117.3423 | 49.0002 | 621 | 0 | 0.15159 | 0.054886
XX_MBUS1_INT | 1197 | 230 | US | Distribution | -97.2779 | 49.0005 | 240 | 0.11209 | 0.15811 | 0.35613
XX_MBUS2_INT | 1198 | 500 | US | Distribution | -95.5394 | 48.9993 | 327 | 0 | 0.15696 | 0.30762
XX_MBUS3_INT | 1199 | 500 | US | Distribution | -95.914 | 48.9998 | 327 | 0 | 0.15727 | 0.32644
XX_MBUS4_INT | 1200 | 230 | US | Distribution | -95.5071 | 48.9992 | 327 | 0 | 0.15696 | 0.30762
XX_MBUS5_INT | 1201 | 230 | US | Distribution | -99.5592 | 48.9994 | 540 | 0 | 0.16345 | 0.35414
XX_NBUS5_INT | 1202 | 345 | US | Distribution | -67.7895 | 45.8516 | 152 | 0 | 0.15036 | 0.24039
XX_NBUS6_INT | 1203 | 345 | US | Distribution | -67.4313 | 45.2098 | 55 | 0.12254 | 0.15354 | 0.24111
XX_ONUS2_INT | 1204 | 230 | US | Distribution | -82.4564 | 42.9235 | 166 | 0 | 0.16319 | 0.34892
XX_ONUS3_INT | 1205 | 345 | US | Distribution | -82.4742 | 42.7903 | 178 | 0 | 0.16366 | 0.34503
XX_ONUS4_INT | 1206 | 230 | US | Distribution | -83.0946 | 42.2923 | 174 | 0 | 0.16592 | 0.32458
XX_ONUS5_INT | 1207 | 230 | US | Distribution | -79.0425 | 43.1428 | 109 | 0 | 0.15788 | 0.32008
XX_ONUS6_INT | 1208 | 230 | US | Distribution | -74.7862 | 45.0047 | 51 | 0 | 0.14795 | 0.22763
XX_QCUS1_INT | 1209 | 450 | US | Distribution | -71.7365 | 45.0114 | 485 | 0.14068 | 0.14795 | 0.24659
XX_QCUS4_INT | 1210 | 765 | US | Distribution | -74.4541 | 44.997 | 61 | 0.25509 | 0.14929 | 0.23675
XX_QCUS6_INT | 1211 | 400 | US | Distribution | -73.3431 | 45.0102 | 29 | 0 | 0.14757 | 0.23697
XX_QCUS7_INT | 1212 | 320 | US | Distribution | -70.7232 | 45.508 | 799 | 0.10619 | 0.14792 | 0.26617
XX_SKUS1_INT | 1213 | 230 | US | Distribution | -103.0244 | 48.9993 | 514 | 0.086892 | 0.168 | 0.36301

## exist
ID | Node | province | latitude | longitude | network_node_code | gen_type | emissions | heat_rate | unit_installed_capacity | fixed_om_costs | variable_om_costs | Max_cap | Prod_cost_t1 | Prod_cost_t2 | Prod_cost_t3 | Prod_cost_t4 | Prod_cost_t5 | Prod_cost_t6 | x1 | x2 | x3 | x4 | x5 | x6 | x7 | x8 | x9 | x10 | x11 | x12 | x13 | x14 | x15 | x16 | x17 | x18 | x19 | x20 | x21 | x22 | x23 | x24 | x25 | x26 | x27 | x28 | x29 | x30 | x31 | x32 | x33 | x34 | x35 | x36 | x37 | x38 | x39 | x40 | x41 | x42 | x43 | x44 | x45 | x46 | x47 | x48
26 | 101 | AB | 52.4688 | -112.1339 | AB_757S_GSS | coal | 0.80892 | 8.47 | 148 | 59384 | 6.58 | 1.48 | 6.58 | 6.58 | 6.58 | 6.58 | 6.58 | 6.58 | 0 | 0 | 0 | 0 | 0 | 0 | 0 | 0 | 0 | 0 | 0 | 0 | 0 | 0 | 0 | 0 | 0 | 0 | 0 | 0 | 0 | 0 | 0 | 0 | 0 | 0 | 0 | 0 | 0 | 0 | 0 | 0 | 0 | 0 | 0 | 0 | 0 | 0 | 0 | 0 | 0 | 0 | 0 | 0 | 0 | 0 | 0 | 0
27 | 101 | AB | 52.4688 | -112.1339 | AB_757S_GSS | coal | 0.80892 | 8.47 | 407 | 59384 | 6.58 | 4.07 | 6.58 | 6.58 | 6.58 | 6.58 | 6.58 | 6.58 | 0 | 0 | 0 | 0 | 0 | 0 | 0 | 0 | 0 | 0 | 0 | 0 | 0 | 0 | 0 | 0 | 0 | 0 | 0 | 0 | 0 | 0 | 0 | 0 | 0 | 0 | 0 | 0 | 0 | 0 | 0 | 0 | 0 | 0 | 0 | 0 | 0 | 0 | 0 | 0 | 0 | 0 | 0 | 0 | 0 | 0 | 0 | 0
97 | 43 | AB | 53.3445 | -114.3048 | AB_320P_GSS | coal | 0.80892 | 8.47 | 422 | 59384 | 6.58 | 4.22 | 6.58 | 6.58 | 6.58 | 6.58 | 6.58 | 6.58 | 0 | 0 | 0 | 0 | 0 | 0 | 0 | 0 | 0 | 0 | 0 | 0 | 0 | 0 | 0 | 0 | 0 | 0 | 0 | 0 | 0 | 0 | 0 | 0 | 0 | 0 | 0 | 0 | 0 | 0 | 0 | 0 | 0 | 0 | 0 | 0 | 0 | 0 | 0 | 0 | 0 | 0 | 0 | 0 | 0 | 0 | 0 | 0
98 | 43 | AB | 53.3445 | -114.3048 | AB_320P_GSS | coal | 0.80892 | 8.47 | 422 | 59384 | 6.58 | 4.22 | 6.58 | 6.58 | 6.58 | 6.58 | 6.58 | 6.58 | 0 | 0 | 0 | 0 | 0 | 0 | 0 | 0 | 0 | 0 | 0 | 0 | 0 | 0 | 0 | 0 | 0 | 0 | 0 | 0 | 0 | 0 | 0 | 0 | 0 | 0 | 0 | 0 | 0 | 0 | 0 | 0 | 0 | 0 | 0 | 0 | 0 | 0 | 0 | 0 | 0 | 0 | 0 | 0 | 0 | 0 | 0 | 0
99 | 43 | AB | 53.3445 | -114.3048 | AB_320P_GSS | coal | 0.80892 | 8.47 | 527 | 59384 | 6.58 | 5.27 | 6.58 | 6.58 | 6.58 | 6.58 | 6.58 | 6.58 | 0 | 0 | 0 | 0 | 0 | 0 | 0 | 0 | 0 | 0 | 0 | 0 | 0 | 0 | 0 | 0 | 0 | 0 | 0 | 0 | 0 | 0 | 0 | 0 | 0 | 0 | 0 | 0 | 0 | 0 | 0 | 0 | 0 | 0 | 0 | 0 | 0 | 0 | 0 | 0 | 0 | 0 | 0 | 0 | 0 | 0 | 0 | 0
141 | 43 | AB | 53.4486 | -114.45 | AB_320P_GSS | coal | 0.80892 | 8.47 | 434 | 59384 | 6.58 | 4.34 | 6.58 | 6.58 | 6.58 | 6.58 | 6.58 | 6.58 | 0 | 0 | 0 | 0 | 0 | 0 | 0 | 0 | 0 | 0 | 0 | 0 | 0 | 0 | 0 | 0 | 0 | 0 | 0 | 0 | 0 | 0 | 0 | 0 | 0 | 0 | 0 | 0 | 0 | 0 | 0 | 0 | 0 | 0 | 0 | 0 | 0 | 0 | 0 | 0 | 0 | 0 | 0 | 0 | 0 | 0 | 0 | 0
142 | 43 | AB | 53.4486 | -114.45 | AB_320P_GSS | coal | 0.80892 | 8.47 | 434 | 59384 | 6.58 | 4.34 | 6.58 | 6.58 | 6.58 | 6.58 | 6.58 | 6.58 | 0 | 0 | 0 | 0 | 0 | 0 | 0 | 0 | 0 | 0 | 0 | 0 | 0 | 0 | 0 | 0 | 0 | 0 | 0 | 0 | 0 | 0 | 0 | 0 | 0 | 0 | 0 | 0 | 0 | 0 | 0 | 0 | 0 | 0 | 0 | 0 | 0 | 0 | 0 | 0 | 0 | 0 | 0 | 0 | 0 | 0 | 0 | 0
143 | 43 | AB | 53.4486 | -114.45 | AB_320P_GSS | coal | 0.80892 | 8.47 | 498 | 59384 | 6.58 | 4.98 | 6.58 | 6.58 | 6.58 | 6.58 | 6.58 | 6.58 | 0 | 0 | 0 | 0 | 0 | 0 | 0 | 0 | 0 | 0 | 0 | 0 | 0 | 0 | 0 | 0 | 0 | 0 | 0 | 0 | 0 | 0 | 0 | 0 | 0 | 0 | 0 | 0 | 0 | 0 | 0 | 0 | 0 | 0 | 0 | 0 | 0 | 0 | 0 | 0 | 0 | 0 | 0 | 0 | 0 | 0 | 0 | 0
198 | 41 | AB | 53.5074 | -114.5568 | AB_310P_GSS | coal | 0.80892 | 8.47 | 406 | 59384 | 6.58 | 4.06 | 6.58 | 6.58 | 6.58 | 6.58 | 6.58 | 6.58 | 0 | 0 | 0 | 0 | 0 | 0 | 0 | 0 | 0 | 0 | 0 | 0 | 0 | 0 | 0 | 0 | 0 | 0 | 0 | 0 | 0 | 0 | 0 | 0 | 0 | 0 | 0 | 0 | 0 | 0 | 0 | 0 | 0 | 0 | 0 | 0 | 0 | 0 | 0 | 0 | 0 | 0 | 0 | 0 | 0 | 0 | 0 | 0
199 | 41 | AB | 53.5074 | -114.5568 | AB_310P_GSS | coal | 0.80892 | 8.47 | 401 | 59384 | 6.58 | 4.01 | 6.58 | 6.58 | 6.58 | 6.58 | 6.58 | 6.58 | 0 | 0 | 0 | 0 | 0 | 0 | 0 | 0 | 0 | 0 | 0 | 0 | 0 | 0 | 0 | 0 | 0 | 0 | 0 | 0 | 0 | 0 | 0 | 0 | 0 | 0 | 0 | 0 | 0 | 0 | 0 | 0 | 0 | 0 | 0 | 0 | 0 | 0 | 0 | 0 | 0 | 0 | 0 | 0 | 0 | 0 | 0 | 0
206 | 108 | AB | 51.4425 | -111.7918 | AB_807S_GSS | coal | 0.80892 | 8.47 | 408 | 59384 | 6.58 | 4.08 | 6.58 | 6.58 | 6.58 | 6.58 | 6.58 | 6.58 | 0 | 0 | 0 | 0 | 0 | 0 | 0 | 0 | 0 | 0 | 0 | 0 | 0 | 0 | 0 | 0 | 0 | 0 | 0 | 0 | 0 | 0 | 0 | 0 | 0 | 0 | 0 | 0 | 0 | 0 | 0 | 0 | 0 | 0 | 0 | 0 | 0 | 0 | 0 | 0 | 0 | 0 | 0 | 0 | 0 | 0 | 0 | 0
207 | 108 | AB | 51.4425 | -111.7918 | AB_807S_GSS | coal | 0.80892 | 8.47 | 408 | 59384 | 6.58 | 4.08 | 6.58 | 6.58 | 6.58 | 6.58 | 6.58 | 6.58 | 0 | 0 | 0 | 0 | 0 | 0 | 0 | 0 | 0 | 0 | 0 | 0 | 0 | 0 | 0 | 0 | 0 | 0 | 0 | 0 | 0 | 0 | 0 | 0 | 0 | 0 | 0 | 0 | 0 | 0 | 0 | 0 | 0 | 0 | 0 | 0 | 0 | 0 | 0 | 0 | 0 | 0 | 0 | 0 | 0 | 0 | 0 | 0
628 | 413 | NB | 47.8903 | -65.8727 | NB_BELL_GSS | coal | 0.80892 | 8.47 | 466 | 59384 | 6.58 | 4.66 | 6.58 | 6.58 | 6.58 | 6.58 | 6.58 | 6.58 | 0 | 0 | 0 | 0 | 0 | 0 | 0 | 0 | 0 | 0 | 0 | 0 | 0 | 0 | 0 | 0 | 0 | 0 | 0 | 0 | 0 | 0 | 0 | 0 | 0 | 0 | 0 | 0 | 0 | 0 | 0 | 0 | 0 | 0 | 0 | 0 | 0 | 0 | 0 | 0 | 0 | 0 | 0 | 0 | 0 | 0 | 0 | 0
816 | 461 | NS | 46.2394 | -60.038 | NS_88S_GSS | coal | 0.80892 | 8.47 | 150 | 59384 | 6.58 | 1.5 | 6.58 | 6.58 | 6.58 | 6.58 | 6.58 | 6.58 | 0 | 0 | 0 | 0 | 0 | 0 | 0 | 0 | 0 | 0 | 0 | 0 | 0 | 0 | 0 | 0 | 0 | 0 | 0 | 0 | 0 | 0 | 0 | 0 | 0 | 0 | 0 | 0 | 0 | 0 | 0 | 0 | 0 | 0 | 0 | 0 | 0 | 0 | 0 | 0 | 0 | 0 | 0 | 0 | 0 | 0 | 0 | 0
817 | 461 | NS | 46.2394 | -60.038 | NS_88S_GSS | coal | 0.80892 | 8.47 | 150 | 59384 | 6.58 | 1.5 | 6.58 | 6.58 | 6.58 | 6.58 | 6.58 | 6.58 | 0 | 0 | 0 | 0 | 0 | 0 | 0 | 0 | 0 | 0 | 0 | 0 | 0 | 0 | 0 | 0 | 0 | 0 | 0 | 0 | 0 | 0 | 0 | 0 | 0 | 0 | 0 | 0 | 0 | 0 | 0 | 0 | 0 | 0 | 0 | 0 | 0 | 0 | 0 | 0 | 0 | 0 | 0 | 0 | 0 | 0 | 0 | 0
818 | 461 | NS | 46.2394 | -60.038 | NS_88S_GSS | coal | 0.80892 | 8.47 | 150 | 59384 | 6.58 | 1.5 | 6.58 | 6.58 | 6.58 | 6.58 | 6.58 | 6.58 | 0 | 0 | 0 | 0 | 0 | 0 | 0 | 0 | 0 | 0 | 0 | 0 | 0 | 0 | 0 | 0 | 0 | 0 | 0 | 0 | 0 | 0 | 0 | 0 | 0 | 0 | 0 | 0 | 0 | 0 | 0 | 0 | 0 | 0 | 0 | 0 | 0 | 0 | 0 | 0 | 0 | 0 | 0 | 0 | 0 | 0 | 0 | 0
819 | 461 | NS | 46.2394 | -60.038 | NS_88S_GSS | coal | 0.80892 | 8.47 | 153 | 59384 | 6.58 | 1.53 | 6.58 | 6.58 | 6.58 | 6.58 | 6.58 | 6.58 | 0 | 0 | 0 | 0 | 0 | 0 | 0 | 0 | 0 | 0 | 0 | 0 | 0 | 0 | 0 | 0 | 0 | 0 | 0 | 0 | 0 | 0 | 0 | 0 | 0 | 0 | 0 | 0 | 0 | 0 | 0 | 0 | 0 | 0 | 0 | 0 | 0 | 0 | 0 | 0 | 0 | 0 | 0 | 0 | 0 | 0 | 0 | 0
846 | 462 | NS | 46.3207 | -60.3302 | NS_89S_DSS | coal | 0.80892 | 8.47 | 165 | 59384 | 6.58 | 1.65 | 6.58 | 6.58 | 6.58 | 6.58 | 6.58 | 6.58 | 0 | 0 | 0 | 0 | 0 | 0 | 0 | 0 | 0 | 0 | 0 | 0 | 0 | 0 | 0 | 0 | 0 | 0 | 0 | 0 | 0 | 0 | 0 | 0 | 0 | 0 | 0 | 0 | 0 | 0 | 0 | 0 | 0 | 0 | 0 | 0 | 0 | 0 | 0 | 0 | 0 | 0 | 0 | 0 | 0 | 0 | 0 | 0
852 | 458 | NS | 45.5879 | -61.3486 | NS_3C_DSS | coal | 0.80892 | 8.47 | 150 | 59384 | 6.58 | 1.5 | 6.58 | 6.58 | 6.58 | 6.58 | 6.58 | 6.58 | 0 | 0 | 0 | 0 | 0 | 0 | 0 | 0 | 0 | 0 | 0 | 0 | 0 | 0 | 0 | 0 | 0 | 0 | 0 | 0 | 0 | 0 | 0 | 0 | 0 | 0 | 0 | 0 | 0 | 0 | 0 | 0 | 0 | 0 | 0 | 0 | 0 | 0 | 0 | 0 | 0 | 0 | 0 | 0 | 0 | 0 | 0 | 0
886 | 460 | NS | 45.6201 | -62.6482 | NS_79N_DSS | coal | 0.80892 | 8.47 | 150 | 59384 | 6.58 | 1.5 | 6.58 | 6.58 | 6.58 | 6.58 | 6.58 | 6.58 | 0 | 0 | 0 | 0 | 0 | 0 | 0 | 0 | 0 | 0 | 0 | 0 | 0 | 0 | 0 | 0 | 0 | 0 | 0 | 0 | 0 | 0 | 0 | 0 | 0 | 0 | 0 | 0 | 0 | 0 | 0 | 0 | 0 | 0 | 0 | 0 | 0 | 0 | 0 | 0 | 0 | 0 | 0 | 0 | 0 | 0 | 0 | 0
887 | 460 | NS | 45.6201 | -62.6482 | NS_79N_DSS | coal | 0.80892 | 8.47 | 160 | 59384 | 6.58 | 1.6 | 6.58 | 6.58 | 6.58 | 6.58 | 6.58 | 6.58 | 0 | 0 | 0 | 0 | 0 | 0 | 0 | 0 | 0 | 0 | 0 | 0 | 0 | 0 | 0 | 0 | 0 | 0 | 0 | 0 | 0 | 0 | 0 | 0 | 0 | 0 | 0 | 0 | 0 | 0 | 0 | 0 | 0 | 0 | 0 | 0 | 0 | 0 | 0 | 0 | 0 | 0 | 0 | 0 | 0 | 0 | 0 | 0
1469 | 1169 | SK | 49.096 | -103.0305 | SK_BDM_GSS | coal | 0.80892 | 8.47 | 139 | 59384 | 6.58 | 1.39 | 6.58 | 6.58 | 6.58 | 6.58 | 6.58 | 6.58 | 0 | 0 | 0 | 0 | 0 | 0 | 0 | 0 | 0 | 0 | 0 | 0 | 0 | 0 | 0 | 0 | 0 | 0 | 0 | 0 | 0 | 0 | 0 | 0 | 0 | 0 | 0 | 0 | 0 | 0 | 0 | 0 | 0 | 0 | 0 | 0 | 0 | 0 | 0 | 0 | 0 | 0 | 0 | 0 | 0 | 0 | 0 | 0
1470 | 1169 | SK | 49.096 | -103.0305 | SK_BDM_GSS | coal | 0.80892 | 8.47 | 139 | 59384 | 6.58 | 1.39 | 6.58 | 6.58 | 6.58 | 6.58 | 6.58 | 6.58 | 0 | 0 | 0 | 0 | 0 | 0 | 0 | 0 | 0 | 0 | 0 | 0 | 0 | 0 | 0 | 0 | 0 | 0 | 0 | 0 | 0 | 0 | 0 | 0 | 0 | 0 | 0 | 0 | 0 | 0 | 0 | 0 | 0 | 0 | 0 | 0 | 0 | 0 | 0 | 0 | 0 | 0 | 0 | 0 | 0 | 0 | 0 | 0
1471 | 1169 | SK | 49.096 | -103.0305 | SK_BDM_GSS | coal | 0.80892 | 8.47 | 284 | 59384 | 6.58 | 2.84 | 6.58 | 6.58 | 6.58 | 6.58 | 6.58 | 6.58 | 0 | 0 | 0 | 0 | 0 | 0 | 0 | 0 | 0 | 0 | 0 | 0 | 0 | 0 | 0 | 0 | 0 | 0 | 0 | 0 | 0 | 0 | 0 | 0 | 0 | 0 | 0 | 0 | 0 | 0 | 0 | 0 | 0 | 0 | 0 | 0 | 0 | 0 | 0 | 0 | 0 | 0 | 0 | 0 | 0 | 0 | 0 | 0
1525 | 1184 | SK | 49.0579 | -105.4848 | SK_PPR_GSS | coal | 0.80892 | 8.47 | 291 | 59384 | 6.58 | 2.91 | 6.58 | 6.58 | 6.58 | 6.58 | 6.58 | 6.58 | 0 | 0 | 0 | 0 | 0 | 0 | 0 | 0 | 0 | 0 | 0 | 0 | 0 | 0 | 0 | 0 | 0 | 0 | 0 | 0 | 0 | 0 | 0 | 0 | 0 | 0 | 0 | 0 | 0 | 0 | 0 | 0 | 0 | 0 | 0 | 0 | 0 | 0 | 0 | 0 | 0 | 0 | 0 | 0 | 0 | 0 | 0 | 0
1526 | 1184 | SK | 49.0579 | -105.4848 | SK_PPR_GSS | coal | 0.80892 | 8.47 | 291 | 59384 | 6.58 | 2.91 | 6.58 | 6.58 | 6.58 | 6.58 | 6.58 | 6.58 | 0 | 0 | 0 | 0 | 0 | 0 | 0 | 0 | 0 | 0 | 0 | 0 | 0 | 0 | 0 | 0 | 0 | 0 | 0 | 0 | 0 | 0 | 0 | 0 | 0 | 0 | 0 | 0 | 0 | 0 | 0 | 0 | 0 | 0 | 0 | 0 | 0 | 0 | 0 | 0 | 0 | 0 | 0 | 0 | 0 | 0 | 0 | 0
1548 | 1190 | SK | 49.0883 | -102.8642 | SK_SHD_GSS | coal | 0.80892 | 8.47 | 276 | 59384 | 6.58 | 2.76 | 6.58 | 6.58 | 6.58 | 6.58 | 6.58 | 6.58 | 0 | 0 | 0 | 0 | 0 | 0 | 0 | 0 | 0 | 0 | 0 | 0 | 0 | 0 | 0 | 0 | 0 | 0 | 0 | 0 | 0 | 0 | 0 | 0 | 0 | 0 | 0 | 0 | 0 | 0 | 0 | 0 | 0 | 0 | 0 | 0 | 0 | 0 | 0 | 0 | 0 | 0 | 0 | 0 | 0 | 0 | 0 | 0
3 | 63 | AB | 50.4722 | -111.607 | AB_498S_DSS | NG_SC | 0.51584 | 9.72 | 7 | 23855 | 6.88 | 0.07 | 6.88 | 6.88 | 6.88 | 6.88 | 6.88 | 6.88 | 0 | 0 | 0 | 0 | 0 | 0 | 0 | 0 | 0 | 0 | 0 | 0 | 0 | 0 | 0 | 0 | 0 | 0 | 0 | 0 | 0 | 0 | 0 | 0 | 0 | 0 | 0 | 0 | 0 | 0 | 0 | 0 | 0 | 0 | 0 | 0 | 0 | 0 | 0 | 0 | 0 | 0 | 0 | 0 | 0 | 0 | 0 | 0
4 | 33 | AB | 50.2441 | -113.6107 | AB_266S_TSS | NG_SC | 0.51584 | 9.72 | 10 | 23855 | 6.88 | 0.1 | 6.88 | 6.88 | 6.88 | 6.88 | 6.88 | 6.88 | 0 | 0 | 0 | 0 | 0 | 0 | 0 | 0 | 0 | 0 | 0 | 0 | 0 | 0 | 0 | 0 | 0 | 0 | 0 | 0 | 0 | 0 | 0 | 0 | 0 | 0 | 0 | 0 | 0 | 0 | 0 | 0 | 0 | 0 | 0 | 0 | 0 | 0 | 0 | 0 | 0 | 0 | 0 | 0 | 0 | 0 | 0 | 0
6 | 10 | AB | 54.1795 | -115.8053 | AB_122S_GSS | NG_SC | 0.51584 | 9.72 | 63 | 23855 | 6.88 | 0.63 | 6.88 | 6.88 | 6.88 | 6.88 | 6.88 | 6.88 | 0 | 0 | 0 | 0 | 0 | 0 | 0 | 0 | 0 | 0 | 0 | 0 | 0 | 0 | 0 | 0 | 0 | 0 | 0 | 0 | 0 | 0 | 0 | 0 | 0 | 0 | 0 | 0 | 0 | 0 | 0 | 0 | 0 | 0 | 0 | 0 | 0 | 0 | 0 | 0 | 0 | 0 | 0 | 0 | 0 | 0 | 0 | 0
15 | 125 | AB | 52.5525 | -111.6733 | AB_863S_ISS | NG_SC | 0.51584 | 9.72 | 5 | 23855 | 6.88 | 0.05 | 6.88 | 6.88 | 6.88 | 6.88 | 6.88 | 6.88 | 0 | 0 | 0 | 0 | 0 | 0 | 0 | 0 | 0 | 0 | 0 | 0 | 0 | 0 | 0 | 0 | 0 | 0 | 0 | 0 | 0 | 0 | 0 | 0 | 0 | 0 | 0 | 0 | 0 | 0 | 0 | 0 | 0 | 0 | 0 | 0 | 0 | 0 | 0 | 0 | 0 | 0 | 0 | 0 | 0 | 0 | 0 | 0
60 | 83 | AB | 51.3971 | -114.0144 | AB_64S_JCT | NG_SC | 0.51584 | 9.72 | 48 | 23855 | 6.88 | 0.48 | 6.88 | 6.88 | 6.88 | 6.88 | 6.88 | 6.88 | 0 | 0 | 0 | 0 | 0 | 0 | 0 | 0 | 0 | 0 | 0 | 0 | 0 | 0 | 0 | 0 | 0 | 0 | 0 | 0 | 0 | 0 | 0 | 0 | 0 | 0 | 0 | 0 | 0 | 0 | 0 | 0 | 0 | 0 | 0 | 0 | 0 | 0 | 0 | 0 | 0 | 0 | 0 | 0 | 0 | 0 | 0 | 0
61 | 83 | AB | 51.3971 | -114.0144 | AB_64S_JCT | NG_SC | 0.51584 | 9.72 | 48 | 23855 | 6.88 | 0.48 | 6.88 | 6.88 | 6.88 | 6.88 | 6.88 | 6.88 | 0 | 0 | 0 | 0 | 0 | 0 | 0 | 0 | 0 | 0 | 0 | 0 | 0 | 0 | 0 | 0 | 0 | 0 | 0 | 0 | 0 | 0 | 0 | 0 | 0 | 0 | 0 | 0 | 0 | 0 | 0 | 0 | 0 | 0 | 0 | 0 | 0 | 0 | 0 | 0 | 0 | 0 | 0 | 0 | 0 | 0 | 0 | 0
62 | 83 | AB | 51.3971 | -114.0144 | AB_64S_JCT | NG_SC | 0.51584 | 9.72 | 48 | 23855 | 6.88 | 0.48 | 6.88 | 6.88 | 6.88 | 6.88 | 6.88 | 6.88 | 0 | 0 | 0 | 0 | 0 | 0 | 0 | 0 | 0 | 0 | 0 | 0 | 0 | 0 | 0 | 0 | 0 | 0 | 0 | 0 | 0 | 0 | 0 | 0 | 0 | 0 | 0 | 0 | 0 | 0 | 0 | 0 | 0 | 0 | 0 | 0 | 0 | 0 | 0 | 0 | 0 | 0 | 0 | 0 | 0 | 0 | 0 | 0
75 | 5 | AB | 49.3099 | -113.8053 | AB_103S_DSS | NG_SC | 0.51584 | 9.72 | 6 | 23855 | 6.88 | 0.06 | 6.88 | 6.88 | 6.88 | 6.88 | 6.88 | 6.88 | 0 | 0 | 0 | 0 | 0 | 0 | 0 | 0 | 0 | 0 | 0 | 0 | 0 | 0 | 0 | 0 | 0 | 0 | 0 | 0 | 0 | 0 | 0 | 0 | 0 | 0 | 0 | 0 | 0 | 0 | 0 | 0 | 0 | 0 | 0 | 0 | 0 | 0 | 0 | 0 | 0 | 0 | 0 | 0 | 0 | 0 | 0 | 0
81 | 151 | AB | 53.5871 | -113.3651 | AB_987S_GSS | NG_SC | 0.51584 | 9.72 | 48 | 23855 | 6.88 | 0.48 | 6.88 | 6.88 | 6.88 | 6.88 | 6.88 | 6.88 | 0 | 0 | 0 | 0 | 0 | 0 | 0 | 0 | 0 | 0 | 0 | 0 | 0 | 0 | 0 | 0 | 0 | 0 | 0 | 0 | 0 | 0 | 0 | 0 | 0 | 0 | 0 | 0 | 0 | 0 | 0 | 0 | 0 | 0 | 0 | 0 | 0 | 0 | 0 | 0 | 0 | 0 | 0 | 0 | 0 | 0 | 0 | 0
82 | 151 | AB | 53.5871 | -113.3651 | AB_987S_GSS | NG_SC | 0.51584 | 9.72 | 101 | 23855 | 6.88 | 1.01 | 6.88 | 6.88 | 6.88 | 6.88 | 6.88 | 6.88 | 0 | 0 | 0 | 0 | 0 | 0 | 0 | 0 | 0 | 0 | 0 | 0 | 0 | 0 | 0 | 0 | 0 | 0 | 0 | 0 | 0 | 0 | 0 | 0 | 0 | 0 | 0 | 0 | 0 | 0 | 0 | 0 | 0 | 0 | 0 | 0 | 0 | 0 | 0 | 0 | 0 | 0 | 0 | 0 | 0 | 0 | 0 | 0
83 | 151 | AB | 53.5871 | -113.3651 | AB_987S_GSS | NG_SC | 0.51584 | 9.72 | 101 | 23855 | 6.88 | 1.01 | 6.88 | 6.88 | 6.88 | 6.88 | 6.88 | 6.88 | 0 | 0 | 0 | 0 | 0 | 0 | 0 | 0 | 0 | 0 | 0 | 0 | 0 | 0 | 0 | 0 | 0 | 0 | 0 | 0 | 0 | 0 | 0 | 0 | 0 | 0 | 0 | 0 | 0 | 0 | 0 | 0 | 0 | 0 | 0 | 0 | 0 | 0 | 0 | 0 | 0 | 0 | 0 | 0 | 0 | 0 | 0 | 0
91 | 10 | AB | 54.284 | -115.6989 | AB_122S_GSS | NG_SC | 0.51584 | 9.72 | 15 | 23855 | 6.88 | 0.15 | 6.88 | 6.88 | 6.88 | 6.88 | 6.88 | 6.88 | 0 | 0 | 0 | 0 | 0 | 0 | 0 | 0 | 0 | 0 | 0 | 0 | 0 | 0 | 0 | 0 | 0 | 0 | 0 | 0 | 0 | 0 | 0 | 0 | 0 | 0 | 0 | 0 | 0 | 0 | 0 | 0 | 0 | 0 | 0 | 0 | 0 | 0 | 0 | 0 | 0 | 0 | 0 | 0 | 0 | 0 | 0 | 0
92 | 109 | AB | 54.5706 | -115.5219 | AB_809S_DSS | NG_SC | 0.51584 | 9.72 | 15 | 23855 | 6.88 | 0.15 | 6.88 | 6.88 | 6.88 | 6.88 | 6.88 | 6.88 | 0 | 0 | 0 | 0 | 0 | 0 | 0 | 0 | 0 | 0 | 0 | 0 | 0 | 0 | 0 | 0 | 0 | 0 | 0 | 0 | 0 | 0 | 0 | 0 | 0 | 0 | 0 | 0 | 0 | 0 | 0 | 0 | 0 | 0 | 0 | 0 | 0 | 0 | 0 | 0 | 0 | 0 | 0 | 0 | 0 | 0 | 0 | 0
101 | 43 | AB | 53.3445 | -114.3048 | AB_320P_GSS | NG_SC | 0.51584 | 9.72 | 411 | 23855 | 6.88 | 4.11 | 6.88 | 6.88 | 6.88 | 6.88 | 6.88 | 6.88 | 0 | 0 | 0 | 0 | 0 | 0 | 0 | 0 | 0 | 0 | 0 | 0 | 0 | 0 | 0 | 0 | 0 | 0 | 0 | 0 | 0 | 0 | 0 | 0 | 0 | 0 | 0 | 0 | 0 | 0 | 0 | 0 | 0 | 0 | 0 | 0 | 0 | 0 | 0 | 0 | 0 | 0 | 0 | 0 | 0 | 0 | 0 | 0
102 | 43 | AB | 53.3445 | -114.3048 | AB_320P_GSS | NG_SC | 0.51584 | 9.72 | 411 | 23855 | 6.88 | 4.11 | 6.88 | 6.88 | 6.88 | 6.88 | 6.88 | 6.88 | 0 | 0 | 0 | 0 | 0 | 0 | 0 | 0 | 0 | 0 | 0 | 0 | 0 | 0 | 0 | 0 | 0 | 0 | 0 | 0 | 0 | 0 | 0 | 0 | 0 | 0 | 0 | 0 | 0 | 0 | 0 | 0 | 0 | 0 | 0 | 0 | 0 | 0 | 0 | 0 | 0 | 0 | 0 | 0 | 0 | 0 | 0 | 0
113 | 29 | AB | 50.6049 | -113.9055 | AB_237S_DSS | NG_SC | 0.51584 | 9.72 | 10 | 23855 | 6.88 | 0.1 | 6.88 | 6.88 | 6.88 | 6.88 | 6.88 | 6.88 | 0 | 0 | 0 | 0 | 0 | 0 | 0 | 0 | 0 | 0 | 0 | 0 | 0 | 0 | 0 | 0 | 0 | 0 | 0 | 0 | 0 | 0 | 0 | 0 | 0 | 0 | 0 | 0 | 0 | 0 | 0 | 0 | 0 | 0 | 0 | 0 | 0 | 0 | 0 | 0 | 0 | 0 | 0 | 0 | 0 | 0 | 0 | 0
114 | 29 | AB | 50.6049 | -113.9055 | AB_237S_DSS | NG_SC | 0.51584 | 9.72 | 10 | 23855 | 6.88 | 0.1 | 6.88 | 6.88 | 6.88 | 6.88 | 6.88 | 6.88 | 0 | 0 | 0 | 0 | 0 | 0 | 0 | 0 | 0 | 0 | 0 | 0 | 0 | 0 | 0 | 0 | 0 | 0 | 0 | 0 | 0 | 0 | 0 | 0 | 0 | 0 | 0 | 0 | 0 | 0 | 0 | 0 | 0 | 0 | 0 | 0 | 0 | 0 | 0 | 0 | 0 | 0 | 0 | 0 | 0 | 0 | 0 | 0
153 | 9 | AB | 49.8156 | -112.0701 | AB_120S_DSS | NG_SC | 0.51584 | 9.72 | 8 | 23855 | 6.88 | 0.08 | 6.88 | 6.88 | 6.88 | 6.88 | 6.88 | 6.88 | 0 | 0 | 0 | 0 | 0 | 0 | 0 | 0 | 0 | 0 | 0 | 0 | 0 | 0 | 0 | 0 | 0 | 0 | 0 | 0 | 0 | 0 | 0 | 0 | 0 | 0 | 0 | 0 | 0 | 0 | 0 | 0 | 0 | 0 | 0 | 0 | 0 | 0 | 0 | 0 | 0 | 0 | 0 | 0 | 0 | 0 | 0 | 0
154 | 1 | AB | 49.8152 | -111.5387 | AB_1018S_DSS | NG_SC | 0.51584 | 9.72 | 7 | 23855 | 6.88 | 0.07 | 6.88 | 6.88 | 6.88 | 6.88 | 6.88 | 6.88 | 0 | 0 | 0 | 0 | 0 | 0 | 0 | 0 | 0 | 0 | 0 | 0 | 0 | 0 | 0 | 0 | 0 | 0 | 0 | 0 | 0 | 0 | 0 | 0 | 0 | 0 | 0 | 0 | 0 | 0 | 0 | 0 | 0 | 0 | 0 | 0 | 0 | 0 | 0 | 0 | 0 | 0 | 0 | 0 | 0 | 0 | 0 | 0
155 | 9 | AB | 49.7926 | -112.555 | AB_120S_DSS | NG_SC | 0.51584 | 9.72 | 6 | 23855 | 6.88 | 0.06 | 6.88 | 6.88 | 6.88 | 6.88 | 6.88 | 6.88 | 0 | 0 | 0 | 0 | 0 | 0 | 0 | 0 | 0 | 0 | 0 | 0 | 0 | 0 | 0 | 0 | 0 | 0 | 0 | 0 | 0 | 0 | 0 | 0 | 0 | 0 | 0 | 0 | 0 | 0 | 0 | 0 | 0 | 0 | 0 | 0 | 0 | 0 | 0 | 0 | 0 | 0 | 0 | 0 | 0 | 0 | 0 | 0
156 | 13 | AB | 49.7639 | -113.3879 | AB_138S_DSS | NG_SC | 0.51584 | 9.72 | 4 | 23855 | 6.88 | 0.04 | 6.88 | 6.88 | 6.88 | 6.88 | 6.88 | 6.88 | 0 | 0 | 0 | 0 | 0 | 0 | 0 | 0 | 0 | 0 | 0 | 0 | 0 | 0 | 0 | 0 | 0 | 0 | 0 | 0 | 0 | 0 | 0 | 0 | 0 | 0 | 0 | 0 | 0 | 0 | 0 | 0 | 0 | 0 | 0 | 0 | 0 | 0 | 0 | 0 | 0 | 0 | 0 | 0 | 0 | 0 | 0 | 0
163 | 63 | AB | 50.3384 | -111.1749 | AB_498S_DSS | NG_SC | 0.51584 | 9.72 | 20 | 23855 | 6.88 | 0.2 | 6.88 | 6.88 | 6.88 | 6.88 | 6.88 | 6.88 | 0 | 0 | 0 | 0 | 0 | 0 | 0 | 0 | 0 | 0 | 0 | 0 | 0 | 0 | 0 | 0 | 0 | 0 | 0 | 0 | 0 | 0 | 0 | 0 | 0 | 0 | 0 | 0 | 0 | 0 | 0 | 0 | 0 | 0 | 0 | 0 | 0 | 0 | 0 | 0 | 0 | 0 | 0 | 0 | 0 | 0 | 0 | 0
166 | 282 | AB | 55.0412 | -119.6347 | BC_QTY_GSS | NG_SC | 0.51584 | 9.72 | 3 | 23855 | 6.88 | 0.03 | 6.88 | 6.88 | 6.88 | 6.88 | 6.88 | 6.88 | 0 | 0 | 0 | 0 | 0 | 0 | 0 | 0 | 0 | 0 | 0 | 0 | 0 | 0 | 0 | 0 | 0 | 0 | 0 | 0 | 0 | 0 | 0 | 0 | 0 | 0 | 0 | 0 | 0 | 0 | 0 | 0 | 0 | 0 | 0 | 0 | 0 | 0 | 0 | 0 | 0 | 0 | 0 | 0 | 0 | 0 | 0 | 0
167 | 282 | AB | 55.0412 | -119.6347 | BC_QTY_GSS | NG_SC | 0.51584 | 9.72 | 9 | 23855 | 6.88 | 0.09 | 6.88 | 6.88 | 6.88 | 6.88 | 6.88 | 6.88 | 0 | 0 | 0 | 0 | 0 | 0 | 0 | 0 | 0 | 0 | 0 | 0 | 0 | 0 | 0 | 0 | 0 | 0 | 0 | 0 | 0 | 0 | 0 | 0 | 0 | 0 | 0 | 0 | 0 | 0 | 0 | 0 | 0 | 0 | 0 | 0 | 0 | 0 | 0 | 0 | 0 | 0 | 0 | 0 | 0 | 0 | 0 | 0
168 | 282 | AB | 55.0471 | -119.6335 | BC_QTY_GSS | NG_SC | 0.51584 | 9.72 | 9 | 23855 | 6.88 | 0.09 | 6.88 | 6.88 | 6.88 | 6.88 | 6.88 | 6.88 | 0 | 0 | 0 | 0 | 0 | 0 | 0 | 0 | 0 | 0 | 0 | 0 | 0 | 0 | 0 | 0 | 0 | 0 | 0 | 0 | 0 | 0 | 0 | 0 | 0 | 0 | 0 | 0 | 0 | 0 | 0 | 0 | 0 | 0 | 0 | 0 | 0 | 0 | 0 | 0 | 0 | 0 | 0 | 0 | 0 | 0 | 0 | 0
169 | 185 | AB | 55.331 | -119.2107 | BC_BMT_DSS | NG_SC | 0.51584 | 9.72 | 105 | 23855 | 6.88 | 1.05 | 6.88 | 6.88 | 6.88 | 6.88 | 6.88 | 6.88 | 0 | 0 | 0 | 0 | 0 | 0 | 0 | 0 | 0 | 0 | 0 | 0 | 0 | 0 | 0 | 0 | 0 | 0 | 0 | 0 | 0 | 0 | 0 | 0 | 0 | 0 | 0 | 0 | 0 | 0 | 0 | 0 | 0 | 0 | 0 | 0 | 0 | 0 | 0 | 0 | 0 | 0 | 0 | 0 | 0 | 0 | 0 | 0
180 | 185 | AB | 55.3389 | -119.2185 | BC_BMT_DSS | NG_SC | 0.51584 | 9.72 | 48 | 23855 | 6.88 | 0.48 | 6.88 | 6.88 | 6.88 | 6.88 | 6.88 | 6.88 | 0 | 0 | 0 | 0 | 0 | 0 | 0 | 0 | 0 | 0 | 0 | 0 | 0 | 0 | 0 | 0 | 0 | 0 | 0 | 0 | 0 | 0 | 0 | 0 | 0 | 0 | 0 | 0 | 0 | 0 | 0 | 0 | 0 | 0 | 0 | 0 | 0 | 0 | 0 | 0 | 0 | 0 | 0 | 0 | 0 | 0 | 0 | 0
181 | 77 | AB | 53.0399 | -115.9567 | AB_62S_GSS | NG_SC | 0.51584 | 9.72 | 13 | 23855 | 6.88 | 0.13 | 6.88 | 6.88 | 6.88 | 6.88 | 6.88 | 6.88 | 0 | 0 | 0 | 0 | 0 | 0 | 0 | 0 | 0 | 0 | 0 | 0 | 0 | 0 | 0 | 0 | 0 | 0 | 0 | 0 | 0 | 0 | 0 | 0 | 0 | 0 | 0 | 0 | 0 | 0 | 0 | 0 | 0 | 0 | 0 | 0 | 0 | 0 | 0 | 0 | 0 | 0 | 0 | 0 | 0 | 0 | 0 | 0
183 | 297 | AB | 58.4486 | -119.2387 | BC_SBK_DSS | NG_SC | 0.51584 | 9.72 | 50 | 23855 | 6.88 | 0.5 | 6.88 | 6.88 | 6.88 | 6.88 | 6.88 | 6.88 | 0 | 0 | 0 | 0 | 0 | 0 | 0 | 0 | 0 | 0 | 0 | 0 | 0 | 0 | 0 | 0 | 0 | 0 | 0 | 0 | 0 | 0 | 0 | 0 | 0 | 0 | 0 | 0 | 0 | 0 | 0 | 0 | 0 | 0 | 0 | 0 | 0 | 0 | 0 | 0 | 0 | 0 | 0 | 0 | 0 | 0 | 0 | 0
202 | 55 | AB | 53.5427 | -113.3556 | AB_38S_DSS | NG_SC | 0.51584 | 9.72 | 20 | 23855 | 6.88 | 0.2 | 6.88 | 6.88 | 6.88 | 6.88 | 6.88 | 6.88 | 0 | 0 | 0 | 0 | 0 | 0 | 0 | 0 | 0 | 0 | 0 | 0 | 0 | 0 | 0 | 0 | 0 | 0 | 0 | 0 | 0 | 0 | 0 | 0 | 0 | 0 | 0 | 0 | 0 | 0 | 0 | 0 | 0 | 0 | 0 | 0 | 0 | 0 | 0 | 0 | 0 | 0 | 0 | 0 | 0 | 0 | 0 | 0
210 | 94 | AB | 53.7198 | -113.1903 | AB_71S_DSS | NG_SC | 0.51584 | 9.72 | 10 | 23855 | 6.88 | 0.1 | 6.88 | 6.88 | 6.88 | 6.88 | 6.88 | 6.88 | 0 | 0 | 0 | 0 | 0 | 0 | 0 | 0 | 0 | 0 | 0 | 0 | 0 | 0 | 0 | 0 | 0 | 0 | 0 | 0 | 0 | 0 | 0 | 0 | 0 | 0 | 0 | 0 | 0 | 0 | 0 | 0 | 0 | 0 | 0 | 0 | 0 | 0 | 0 | 0 | 0 | 0 | 0 | 0 | 0 | 0 | 0 | 0
235 | 110 | AB | 54.9388 | -117.2034 | AB_813S_DSS | NG_SC | 0.51584 | 9.72 | 50 | 23855 | 6.88 | 0.5 | 6.88 | 6.88 | 6.88 | 6.88 | 6.88 | 6.88 | 0 | 0 | 0 | 0 | 0 | 0 | 0 | 0 | 0 | 0 | 0 | 0 | 0 | 0 | 0 | 0 | 0 | 0 | 0 | 0 | 0 | 0 | 0 | 0 | 0 | 0 | 0 | 0 | 0 | 0 | 0 | 0 | 0 | 0 | 0 | 0 | 0 | 0 | 0 | 0 | 0 | 0 | 0 | 0 | 0 | 0 | 0 | 0
236 | 110 | AB | 54.9388 | -117.2034 | AB_813S_DSS | NG_SC | 0.51584 | 9.72 | 50 | 23855 | 6.88 | 0.5 | 6.88 | 6.88 | 6.88 | 6.88 | 6.88 | 6.88 | 0 | 0 | 0 | 0 | 0 | 0 | 0 | 0 | 0 | 0 | 0 | 0 | 0 | 0 | 0 | 0 | 0 | 0 | 0 | 0 | 0 | 0 | 0 | 0 | 0 | 0 | 0 | 0 | 0 | 0 | 0 | 0 | 0 | 0 | 0 | 0 | 0 | 0 | 0 | 0 | 0 | 0 | 0 | 0 | 0 | 0 | 0 | 0
238 | 115 | AB | 56.3141 | -116.7753 | AB_834S_DSS | NG_SC | 0.51584 | 9.72 | 20 | 23855 | 6.88 | 0.2 | 6.88 | 6.88 | 6.88 | 6.88 | 6.88 | 6.88 | 0 | 0 | 0 | 0 | 0 | 0 | 0 | 0 | 0 | 0 | 0 | 0 | 0 | 0 | 0 | 0 | 0 | 0 | 0 | 0 | 0 | 0 | 0 | 0 | 0 | 0 | 0 | 0 | 0 | 0 | 0 | 0 | 0 | 0 | 0 | 0 | 0 | 0 | 0 | 0 | 0 | 0 | 0 | 0 | 0 | 0 | 0 | 0
246 | 90 | AB | 52.7021 | -114.573 | AB_68S_DSS | NG_SC | 0.51584 | 9.72 | 9 | 23855 | 6.88 | 0.09 | 6.88 | 6.88 | 6.88 | 6.88 | 6.88 | 6.88 | 0 | 0 | 0 | 0 | 0 | 0 | 0 | 0 | 0 | 0 | 0 | 0 | 0 | 0 | 0 | 0 | 0 | 0 | 0 | 0 | 0 | 0 | 0 | 0 | 0 | 0 | 0 | 0 | 0 | 0 | 0 | 0 | 0 | 0 | 0 | 0 | 0 | 0 | 0 | 0 | 0 | 0 | 0 | 0 | 0 | 0 | 0 | 0
443 | 290 | BC | 54.3143 | -130.2944 | BC_RUP_DSS | NG_SC | 0.51584 | 9.72 | 23 | 23855 | 6.88 | 0.23 | 6.88 | 6.88 | 6.88 | 6.88 | 6.88 | 6.88 | 0 | 0 | 0 | 0 | 0 | 0 | 0 | 0 | 0 | 0 | 0 | 0 | 0 | 0 | 0 | 0 | 0 | 0 | 0 | 0 | 0 | 0 | 0 | 0 | 0 | 0 | 0 | 0 | 0 | 0 | 0 | 0 | 0 | 0 | 0 | 0 | 0 | 0 | 0 | 0 | 0 | 0 | 0 | 0 | 0 | 0 | 0 | 0
444 | 290 | BC | 54.3143 | -130.2944 | BC_RUP_DSS | NG_SC | 0.51584 | 9.72 | 23 | 23855 | 6.88 | 0.23 | 6.88 | 6.88 | 6.88 | 6.88 | 6.88 | 6.88 | 0 | 0 | 0 | 0 | 0 | 0 | 0 | 0 | 0 | 0 | 0 | 0 | 0 | 0 | 0 | 0 | 0 | 0 | 0 | 0 | 0 | 0 | 0 | 0 | 0 | 0 | 0 | 0 | 0 | 0 | 0 | 0 | 0 | 0 | 0 | 0 | 0 | 0 | 0 | 0 | 0 | 0 | 0 | 0 | 0 | 0 | 0 | 0
520 | 347 | MB | 49.8456 | -99.8901 | MB_CNW_DSS | NG_SC | 0.51584 | 9.72 | 140 | 23855 | 6.88 | 1.4 | 6.88 | 6.88 | 6.88 | 6.88 | 6.88 | 6.88 | 0 | 0 | 0 | 0 | 0 | 0 | 0 | 0 | 0 | 0 | 0 | 0 | 0 | 0 | 0 | 0 | 0 | 0 | 0 | 0 | 0 | 0 | 0 | 0 | 0 | 0 | 0 | 0 | 0 | 0 | 0 | 0 | 0 | 0 | 0 | 0 | 0 | 0 | 0 | 0 | 0 | 0 | 0 | 0 | 0 | 0 | 0 | 0
521 | 347 | MB | 49.8456 | -99.8901 | MB_CNW_DSS | NG_SC | 0.51584 | 9.72 | 140 | 23855 | 6.88 | 1.4 | 6.88 | 6.88 | 6.88 | 6.88 | 6.88 | 6.88 | 0 | 0 | 0 | 0 | 0 | 0 | 0 | 0 | 0 | 0 | 0 | 0 | 0 | 0 | 0 | 0 | 0 | 0 | 0 | 0 | 0 | 0 | 0 | 0 | 0 | 0 | 0 | 0 | 0 | 0 | 0 | 0 | 0 | 0 | 0 | 0 | 0 | 0 | 0 | 0 | 0 | 0 | 0 | 0 | 0 | 0 | 0 | 0
601 | 394 | MB | 50.1347 | -96.852 | MB_SKK_GSS | NG_SC | 0.51584 | 9.72 | 66 | 23855 | 6.88 | 0.66 | 6.88 | 6.88 | 6.88 | 6.88 | 6.88 | 6.88 | 0 | 0 | 0 | 0 | 0 | 0 | 0 | 0 | 0 | 0 | 0 | 0 | 0 | 0 | 0 | 0 | 0 | 0 | 0 | 0 | 0 | 0 | 0 | 0 | 0 | 0 | 0 | 0 | 0 | 0 | 0 | 0 | 0 | 0 | 0 | 0 | 0 | 0 | 0 | 0 | 0 | 0 | 0 | 0 | 0 | 0 | 0 | 0
602 | 394 | MB | 50.1347 | -96.852 | MB_SKK_GSS | NG_SC | 0.51584 | 9.72 | 66 | 23855 | 6.88 | 0.66 | 6.88 | 6.88 | 6.88 | 6.88 | 6.88 | 6.88 | 0 | 0 | 0 | 0 | 0 | 0 | 0 | 0 | 0 | 0 | 0 | 0 | 0 | 0 | 0 | 0 | 0 | 0 | 0 | 0 | 0 | 0 | 0 | 0 | 0 | 0 | 0 | 0 | 0 | 0 | 0 | 0 | 0 | 0 | 0 | 0 | 0 | 0 | 0 | 0 | 0 | 0 | 0 | 0 | 0 | 0 | 0 | 0
635 | 425 | NB | 44.7224 | -66.8239 | NB_PLPR_GSS | NG_SC | 0.51584 | 9.72 | 28 | 23855 | 6.88 | 0.28 | 6.88 | 6.88 | 6.88 | 6.88 | 6.88 | 6.88 | 0 | 0 | 0 | 0 | 0 | 0 | 0 | 0 | 0 | 0 | 0 | 0 | 0 | 0 | 0 | 0 | 0 | 0 | 0 | 0 | 0 | 0 | 0 | 0 | 0 | 0 | 0 | 0 | 0 | 0 | 0 | 0 | 0 | 0 | 0 | 0 | 0 | 0 | 0 | 0 | 0 | 0 | 0 | 0 | 0 | 0 | 0 | 0
880 | 456 | NS | 44.6768 | -63.5959 | NS_103H_DSS | NG_SC | 0.51584 | 9.72 | 47 | 23855 | 6.88 | 0.47 | 6.88 | 6.88 | 6.88 | 6.88 | 6.88 | 6.88 | 0 | 0 | 0 | 0 | 0 | 0 | 0 | 0 | 0 | 0 | 0 | 0 | 0 | 0 | 0 | 0 | 0 | 0 | 0 | 0 | 0 | 0 | 0 | 0 | 0 | 0 | 0 | 0 | 0 | 0 | 0 | 0 | 0 | 0 | 0 | 0 | 0 | 0 | 0 | 0 | 0 | 0 | 0 | 0 | 0 | 0 | 0 | 0
881 | 456 | NS | 44.6768 | -63.5959 | NS_103H_DSS | NG_SC | 0.51584 | 9.72 | 47 | 23855 | 6.88 | 0.47 | 6.88 | 6.88 | 6.88 | 6.88 | 6.88 | 6.88 | 0 | 0 | 0 | 0 | 0 | 0 | 0 | 0 | 0 | 0 | 0 | 0 | 0 | 0 | 0 | 0 | 0 | 0 | 0 | 0 | 0 | 0 | 0 | 0 | 0 | 0 | 0 | 0 | 0 | 0 | 0 | 0 | 0 | 0 | 0 | 0 | 0 | 0 | 0 | 0 | 0 | 0 | 0 | 0 | 0 | 0 | 0 | 0
981 | 519 | ON | 44.7935 | -75.3863 | ON_BRO_DSS | NG_SC | 0.51584 | 9.72 | 156.34 | 23855 | 6.88 | 1.5634 | 6.88 | 6.88 | 6.88 | 6.88 | 6.88 | 6.88 | 0 | 0 | 0 | 0 | 0 | 0 | 0 | 0 | 0 | 0 | 0 | 0 | 0 | 0 | 0 | 0 | 0 | 0 | 0 | 0 | 0 | 0 | 0 | 0 | 0 | 0 | 0 | 0 | 0 | 0 | 0 | 0 | 0 | 0 | 0 | 0 | 0 | 0 | 0 | 0 | 0 | 0 | 0 | 0 | 0 | 0 | 0 | 0
1024 | 630 | ON | 42.7702 | -82.4521 | ON_GRF_GSS | NG_SC | 0.51584 | 9.72 | 170 | 23855 | 6.88 | 1.7 | 6.88 | 6.88 | 6.88 | 6.88 | 6.88 | 6.88 | 0 | 0 | 0 | 0 | 0 | 0 | 0 | 0 | 0 | 0 | 0 | 0 | 0 | 0 | 0 | 0 | 0 | 0 | 0 | 0 | 0 | 0 | 0 | 0 | 0 | 0 | 0 | 0 | 0 | 0 | 0 | 0 | 0 | 0 | 0 | 0 | 0 | 0 | 0 | 0 | 0 | 0 | 0 | 0 | 0 | 0 | 0 | 0
1025 | 630 | ON | 42.7702 | -82.4521 | ON_GRF_GSS | NG_SC | 0.51584 | 9.72 | 170 | 23855 | 6.88 | 1.7 | 6.88 | 6.88 | 6.88 | 6.88 | 6.88 | 6.88 | 0 | 0 | 0 | 0 | 0 | 0 | 0 | 0 | 0 | 0 | 0 | 0 | 0 | 0 | 0 | 0 | 0 | 0 | 0 | 0 | 0 | 0 | 0 | 0 | 0 | 0 | 0 | 0 | 0 | 0 | 0 | 0 | 0 | 0 | 0 | 0 | 0 | 0 | 0 | 0 | 0 | 0 | 0 | 0 | 0 | 0 | 0 | 0
1026 | 630 | ON | 42.7702 | -82.4521 | ON_GRF_GSS | NG_SC | 0.51584 | 9.72 | 170 | 23855 | 6.88 | 1.7 | 6.88 | 6.88 | 6.88 | 6.88 | 6.88 | 6.88 | 0 | 0 | 0 | 0 | 0 | 0 | 0 | 0 | 0 | 0 | 0 | 0 | 0 | 0 | 0 | 0 | 0 | 0 | 0 | 0 | 0 | 0 | 0 | 0 | 0 | 0 | 0 | 0 | 0 | 0 | 0 | 0 | 0 | 0 | 0 | 0 | 0 | 0 | 0 | 0 | 0 | 0 | 0 | 0 | 0 | 0 | 0 | 0
1027 | 630 | ON | 42.7702 | -82.4521 | ON_GRF_GSS | NG_SC | 0.51584 | 9.72 | 495 | 23855 | 6.88 | 4.95 | 6.88 | 6.88 | 6.88 | 6.88 | 6.88 | 6.88 | 0 | 0 | 0 | 0 | 0 | 0 | 0 | 0 | 0 | 0 | 0 | 0 | 0 | 0 | 0 | 0 | 0 | 0 | 0 | 0 | 0 | 0 | 0 | 0 | 0 | 0 | 0 | 0 | 0 | 0 | 0 | 0 | 0 | 0 | 0 | 0 | 0 | 0 | 0 | 0 | 0 | 0 | 0 | 0 | 0 | 0 | 0 | 0
1046 | 808 | ON | 43.5613 | -79.8459 | ON_PEC_JCT | NG_SC | 0.51584 | 9.72 | 211 | 23855 | 6.88 | 2.11 | 6.88 | 6.88 | 6.88 | 6.88 | 6.88 | 6.88 | 0 | 0 | 0 | 0 | 0 | 0 | 0 | 0 | 0 | 0 | 0 | 0 | 0 | 0 | 0 | 0 | 0 | 0 | 0 | 0 | 0 | 0 | 0 | 0 | 0 | 0 | 0 | 0 | 0 | 0 | 0 | 0 | 0 | 0 | 0 | 0 | 0 | 0 | 0 | 0 | 0 | 0 | 0 | 0 | 0 | 0 | 0 | 0
1047 | 808 | ON | 43.5613 | -79.8459 | ON_PEC_JCT | NG_SC | 0.51584 | 9.72 | 211 | 23855 | 6.88 | 2.11 | 6.88 | 6.88 | 6.88 | 6.88 | 6.88 | 6.88 | 0 | 0 | 0 | 0 | 0 | 0 | 0 | 0 | 0 | 0 | 0 | 0 | 0 | 0 | 0 | 0 | 0 | 0 | 0 | 0 | 0 | 0 | 0 | 0 | 0 | 0 | 0 | 0 | 0 | 0 | 0 | 0 | 0 | 0 | 0 | 0 | 0 | 0 | 0 | 0 | 0 | 0 | 0 | 0 | 0 | 0 | 0 | 0
1048 | 808 | ON | 43.5613 | -79.8459 | ON_PEC_JCT | NG_SC | 0.51584 | 9.72 | 290 | 23855 | 6.88 | 2.9 | 6.88 | 6.88 | 6.88 | 6.88 | 6.88 | 6.88 | 0 | 0 | 0 | 0 | 0 | 0 | 0 | 0 | 0 | 0 | 0 | 0 | 0 | 0 | 0 | 0 | 0 | 0 | 0 | 0 | 0 | 0 | 0 | 0 | 0 | 0 | 0 | 0 | 0 | 0 | 0 | 0 | 0 | 0 | 0 | 0 | 0 | 0 | 0 | 0 | 0 | 0 | 0 | 0 | 0 | 0 | 0 | 0
1054 | 630 | ON | 42.7842 | -82.4278 | ON_GRF_GSS | NG_SC | 0.51584 | 9.72 | 195 | 23855 | 6.88 | 1.95 | 6.88 | 6.88 | 6.88 | 6.88 | 6.88 | 6.88 | 0 | 0 | 0 | 0 | 0 | 0 | 0 | 0 | 0 | 0 | 0 | 0 | 0 | 0 | 0 | 0 | 0 | 0 | 0 | 0 | 0 | 0 | 0 | 0 | 0 | 0 | 0 | 0 | 0 | 0 | 0 | 0 | 0 | 0 | 0 | 0 | 0 | 0 | 0 | 0 | 0 | 0 | 0 | 0 | 0 | 0 | 0 | 0
1068 | 584 | ON | 48.1348 | -80.0406 | ON_DYM_DSS | NG_SC | 0.51584 | 9.72 | 29.87 | 23855 | 6.88 | 0.2987 | 6.88 | 6.88 | 6.88 | 6.88 | 6.88 | 6.88 | 0 | 0 | 0 | 0 | 0 | 0 | 0 | 0 | 0 | 0 | 0 | 0 | 0 | 0 | 0 | 0 | 0 | 0 | 0 | 0 | 0 | 0 | 0 | 0 | 0 | 0 | 0 | 0 | 0 | 0 | 0 | 0 | 0 | 0 | 0 | 0 | 0 | 0 | 0 | 0 | 0 | 0 | 0 | 0 | 0 | 0 | 0 | 0
1079 | 704 | ON | 44.1442 | -76.848 | ON_LEN_TSS | NG_SC | 0.51584 | 9.72 | 500 | 23855 | 6.88 | 5 | 6.88 | 6.88 | 6.88 | 6.88 | 6.88 | 6.88 | 0 | 0 | 0 | 0 | 0 | 0 | 0 | 0 | 0 | 0 | 0 | 0 | 0 | 0 | 0 | 0 | 0 | 0 | 0 | 0 | 0 | 0 | 0 | 0 | 0 | 0 | 0 | 0 | 0 | 0 | 0 | 0 | 0 | 0 | 0 | 0 | 0 | 0 | 0 | 0 | 0 | 0 | 0 | 0 | 0 | 0 | 0 | 0
1080 | 704 | ON | 44.1442 | -76.848 | ON_LEN_TSS | NG_SC | 0.51584 | 9.72 | 500 | 23855 | 6.88 | 5 | 6.88 | 6.88 | 6.88 | 6.88 | 6.88 | 6.88 | 0 | 0 | 0 | 0 | 0 | 0 | 0 | 0 | 0 | 0 | 0 | 0 | 0 | 0 | 0 | 0 | 0 | 0 | 0 | 0 | 0 | 0 | 0 | 0 | 0 | 0 | 0 | 0 | 0 | 0 | 0 | 0 | 0 | 0 | 0 | 0 | 0 | 0 | 0 | 0 | 0 | 0 | 0 | 0 | 0 | 0 | 0 | 0
1081 | 704 | ON | 44.1442 | -76.848 | ON_LEN_TSS | NG_SC | 0.51584 | 9.72 | 500 | 23855 | 6.88 | 5 | 6.88 | 6.88 | 6.88 | 6.88 | 6.88 | 6.88 | 0 | 0 | 0 | 0 | 0 | 0 | 0 | 0 | 0 | 0 | 0 | 0 | 0 | 0 | 0 | 0 | 0 | 0 | 0 | 0 | 0 | 0 | 0 | 0 | 0 | 0 | 0 | 0 | 0 | 0 | 0 | 0 | 0 | 0 | 0 | 0 | 0 | 0 | 0 | 0 | 0 | 0 | 0 | 0 | 0 | 0 | 0 | 0
1082 | 704 | ON | 44.1442 | -76.848 | ON_LEN_TSS | NG_SC | 0.51584 | 9.72 | 500 | 23855 | 6.88 | 5 | 6.88 | 6.88 | 6.88 | 6.88 | 6.88 | 6.88 | 0 | 0 | 0 | 0 | 0 | 0 | 0 | 0 | 0 | 0 | 0 | 0 | 0 | 0 | 0 | 0 | 0 | 0 | 0 | 0 | 0 | 0 | 0 | 0 | 0 | 0 | 0 | 0 | 0 | 0 | 0 | 0 | 0 | 0 | 0 | 0 | 0 | 0 | 0 | 0 | 0 | 0 | 0 | 0 | 0 | 0 | 0 | 0
1115 | 633 | ON | 49.2946 | -88.0999 | ON_GRH_JCT | NG_SC | 0.51584 | 9.72 | 23 | 23855 | 6.88 | 0.23 | 6.88 | 6.88 | 6.88 | 6.88 | 6.88 | 6.88 | 0 | 0 | 0 | 0 | 0 | 0 | 0 | 0 | 0 | 0 | 0 | 0 | 0 | 0 | 0 | 0 | 0 | 0 | 0 | 0 | 0 | 0 | 0 | 0 | 0 | 0 | 0 | 0 | 0 | 0 | 0 | 0 | 0 | 0 | 0 | 0 | 0 | 0 | 0 | 0 | 0 | 0 | 0 | 0 | 0 | 0 | 0 | 0
1188 | 483 | ON | 48.871 | -80.8934 | ON_ANS_TSS | NG_SC | 0.51584 | 9.72 | 36.5 | 23855 | 6.88 | 0.365 | 6.88 | 6.88 | 6.88 | 6.88 | 6.88 | 6.88 | 0 | 0 | 0 | 0 | 0 | 0 | 0 | 0 | 0 | 0 | 0 | 0 | 0 | 0 | 0 | 0 | 0 | 0 | 0 | 0 | 0 | 0 | 0 | 0 | 0 | 0 | 0 | 0 | 0 | 0 | 0 | 0 | 0 | 0 | 0 | 0 | 0 | 0 | 0 | 0 | 0 | 0 | 0 | 0 | 0 | 0 | 0 | 0
1206 | 681 | ON | 42.2805 | -83.0873 | ON_KEI_DSS | NG_SC | 0.51584 | 9.72 | 122.78 | 23855 | 6.88 | 1.2278 | 6.88 | 6.88 | 6.88 | 6.88 | 6.88 | 6.88 | 0 | 0 | 0 | 0 | 0 | 0 | 0 | 0 | 0 | 0 | 0 | 0 | 0 | 0 | 0 | 0 | 0 | 0 | 0 | 0 | 0 | 0 | 0 | 0 | 0 | 0 | 0 | 0 | 0 | 0 | 0 | 0 | 0 | 0 | 0 | 0 | 0 | 0 | 0 | 0 | 0 | 0 | 0 | 0 | 0 | 0 | 0 | 0
1208 | 942 | ON | 44.0754 | -79.5321 | ON_YEC_GSS | NG_SC | 0.51584 | 9.72 | 393 | 23855 | 6.88 | 3.93 | 6.88 | 6.88 | 6.88 | 6.88 | 6.88 | 6.88 | 0 | 0 | 0 | 0 | 0 | 0 | 0 | 0 | 0 | 0 | 0 | 0 | 0 | 0 | 0 | 0 | 0 | 0 | 0 | 0 | 0 | 0 | 0 | 0 | 0 | 0 | 0 | 0 | 0 | 0 | 0 | 0 | 0 | 0 | 0 | 0 | 0 | 0 | 0 | 0 | 0 | 0 | 0 | 0 | 0 | 0 | 0 | 0
1472 | 1170 | SK | 52.6832 | -108.1715 | SK_BFD_GSS | NG_SC | 0.51584 | 9.72 | 176 | 23855 | 6.88 | 1.76 | 6.88 | 6.88 | 6.88 | 6.88 | 6.88 | 6.88 | 0 | 0 | 0 | 0 | 0 | 0 | 0 | 0 | 0 | 0 | 0 | 0 | 0 | 0 | 0 | 0 | 0 | 0 | 0 | 0 | 0 | 0 | 0 | 0 | 0 | 0 | 0 | 0 | 0 | 0 | 0 | 0 | 0 | 0 | 0 | 0 | 0 | 0 | 0 | 0 | 0 | 0 | 0 | 0 | 0 | 0 | 0 | 0
1494 | 136 | SK | 51.8578 | -109.0334 | AB_932S_DSS | NG_SC | 0.51584 | 9.72 | 46 | 23855 | 6.88 | 0.46 | 6.88 | 6.88 | 6.88 | 6.88 | 6.88 | 6.88 | 0 | 0 | 0 | 0 | 0 | 0 | 0 | 0 | 0 | 0 | 0 | 0 | 0 | 0 | 0 | 0 | 0 | 0 | 0 | 0 | 0 | 0 | 0 | 0 | 0 | 0 | 0 | 0 | 0 | 0 | 0 | 0 | 0 | 0 | 0 | 0 | 0 | 0 | 0 | 0 | 0 | 0 | 0 | 0 | 0 | 0 | 0 | 0
1495 | 136 | SK | 51.8578 | -109.0334 | AB_932S_DSS | NG_SC | 0.51584 | 9.72 | 46 | 23855 | 6.88 | 0.46 | 6.88 | 6.88 | 6.88 | 6.88 | 6.88 | 6.88 | 0 | 0 | 0 | 0 | 0 | 0 | 0 | 0 | 0 | 0 | 0 | 0 | 0 | 0 | 0 | 0 | 0 | 0 | 0 | 0 | 0 | 0 | 0 | 0 | 0 | 0 | 0 | 0 | 0 | 0 | 0 | 0 | 0 | 0 | 0 | 0 | 0 | 0 | 0 | 0 | 0 | 0 | 0 | 0 | 0 | 0 | 0 | 0
1496 | 136 | SK | 51.8578 | -109.0334 | AB_932S_DSS | NG_SC | 0.51584 | 9.72 | 46 | 23855 | 6.88 | 0.46 | 6.88 | 6.88 | 6.88 | 6.88 | 6.88 | 6.88 | 0 | 0 | 0 | 0 | 0 | 0 | 0 | 0 | 0 | 0 | 0 | 0 | 0 | 0 | 0 | 0 | 0 | 0 | 0 | 0 | 0 | 0 | 0 | 0 | 0 | 0 | 0 | 0 | 0 | 0 | 0 | 0 | 0 | 0 | 0 | 0 | 0 | 0 | 0 | 0 | 0 | 0 | 0 | 0 | 0 | 0 | 0 | 0
1510 | 1172 | SK | 52.2244 | -108.433 | SK_BRA_DSS | NG_SC | 0.51584 | 9.72 | 79 | 23855 | 6.88 | 0.79 | 6.88 | 6.88 | 6.88 | 6.88 | 6.88 | 6.88 | 0 | 0 | 0 | 0 | 0 | 0 | 0 | 0 | 0 | 0 | 0 | 0 | 0 | 0 | 0 | 0 | 0 | 0 | 0 | 0 | 0 | 0 | 0 | 0 | 0 | 0 | 0 | 0 | 0 | 0 | 0 | 0 | 0 | 0 | 0 | 0 | 0 | 0 | 0 | 0 | 0 | 0 | 0 | 0 | 0 | 0 | 0 | 0
1511 | 1182 | SK | 54.0884 | -108.4375 | SK_MDL_DSS | NG_SC | 0.51584 | 9.72 | 44 | 23855 | 6.88 | 0.44 | 6.88 | 6.88 | 6.88 | 6.88 | 6.88 | 6.88 | 0 | 0 | 0 | 0 | 0 | 0 | 0 | 0 | 0 | 0 | 0 | 0 | 0 | 0 | 0 | 0 | 0 | 0 | 0 | 0 | 0 | 0 | 0 | 0 | 0 | 0 | 0 | 0 | 0 | 0 | 0 | 0 | 0 | 0 | 0 | 0 | 0 | 0 | 0 | 0 | 0 | 0 | 0 | 0 | 0 | 0 | 0 | 0
1550 | 1192 | SK | 50.5989 | -101.8474 | SK_TTL_DSS | NG_SC | 0.51584 | 9.72 | 89 | 23855 | 6.88 | 0.89 | 6.88 | 6.88 | 6.88 | 6.88 | 6.88 | 6.88 | 0 | 0 | 0 | 0 | 0 | 0 | 0 | 0 | 0 | 0 | 0 | 0 | 0 | 0 | 0 | 0 | 0 | 0 | 0 | 0 | 0 | 0 | 0 | 0 | 0 | 0 | 0 | 0 | 0 | 0 | 0 | 0 | 0 | 0 | 0 | 0 | 0 | 0 | 0 | 0 | 0 | 0 | 0 | 0 | 0 | 0 | 0 | 0
1551 | 1192 | SK | 50.5989 | -101.8474 | SK_TTL_DSS | NG_SC | 0.51584 | 9.72 | 89 | 23855 | 6.88 | 0.89 | 6.88 | 6.88 | 6.88 | 6.88 | 6.88 | 6.88 | 0 | 0 | 0 | 0 | 0 | 0 | 0 | 0 | 0 | 0 | 0 | 0 | 0 | 0 | 0 | 0 | 0 | 0 | 0 | 0 | 0 | 0 | 0 | 0 | 0 | 0 | 0 | 0 | 0 | 0 | 0 | 0 | 0 | 0 | 0 | 0 | 0 | 0 | 0 | 0 | 0 | 0 | 0 | 0 | 0 | 0 | 0 | 0
1555 | 1172 | SK | 52.7232 | -108.2318 | SK_BRA_DSS | NG_SC | 0.51584 | 9.72 | 46 | 23855 | 6.88 | 0.46 | 6.88 | 6.88 | 6.88 | 6.88 | 6.88 | 6.88 | 0 | 0 | 0 | 0 | 0 | 0 | 0 | 0 | 0 | 0 | 0 | 0 | 0 | 0 | 0 | 0 | 0 | 0 | 0 | 0 | 0 | 0 | 0 | 0 | 0 | 0 | 0 | 0 | 0 | 0 | 0 | 0 | 0 | 0 | 0 | 0 | 0 | 0 | 0 | 0 | 0 | 0 | 0 | 0 | 0 | 0 | 0 | 0
1556 | 1172 | SK | 52.7232 | -108.2318 | SK_BRA_DSS | NG_SC | 0.51584 | 9.72 | 46 | 23855 | 6.88 | 0.46 | 6.88 | 6.88 | 6.88 | 6.88 | 6.88 | 6.88 | 0 | 0 | 0 | 0 | 0 | 0 | 0 | 0 | 0 | 0 | 0 | 0 | 0 | 0 | 0 | 0 | 0 | 0 | 0 | 0 | 0 | 0 | 0 | 0 | 0 | 0 | 0 | 0 | 0 | 0 | 0 | 0 | 0 | 0 | 0 | 0 | 0 | 0 | 0 | 0 | 0 | 0 | 0 | 0 | 0 | 0 | 0 | 0
1557 | 1172 | SK | 52.7232 | -108.2318 | SK_BRA_DSS | NG_SC | 0.51584 | 9.72 | 46 | 23855 | 6.88 | 0.46 | 6.88 | 6.88 | 6.88 | 6.88 | 6.88 | 6.88 | 0 | 0 | 0 | 0 | 0 | 0 | 0 | 0 | 0 | 0 | 0 | 0 | 0 | 0 | 0 | 0 | 0 | 0 | 0 | 0 | 0 | 0 | 0 | 0 | 0 | 0 | 0 | 0 | 0 | 0 | 0 | 0 | 0 | 0 | 0 | 0 | 0 | 0 | 0 | 0 | 0 | 0 | 0 | 0 | 0 | 0 | 0 | 0
1558 | 1172 | SK | 52.7232 | -108.2318 | SK_BRA_DSS | NG_SC | 0.51584 | 9.72 | 46 | 23855 | 6.88 | 0.46 | 6.88 | 6.88 | 6.88 | 6.88 | 6.88 | 6.88 | 0 | 0 | 0 | 0 | 0 | 0 | 0 | 0 | 0 | 0 | 0 | 0 | 0 | 0 | 0 | 0 | 0 | 0 | 0 | 0 | 0 | 0 | 0 | 0 | 0 | 0 | 0 | 0 | 0 | 0 | 0 | 0 | 0 | 0 | 0 | 0 | 0 | 0 | 0 | 0 | 0 | 0 | 0 | 0 | 0 | 0 | 0 | 0
631 | 415 | NB | 45.154 | -66.2019 | NB_CLCV_GSS | oil_ST | 0.51547 | 8.295 | 324 | 51441 | 8.32 | 3.24 | 8.32 | 8.32 | 8.32 | 8.32 | 8.32 | 8.32 | 0 | 0 | 0 | 0 | 0 | 0 | 0 | 0 | 0 | 0 | 0 | 0 | 0 | 0 | 0 | 0 | 0 | 0 | 0 | 0 | 0 | 0 | 0 | 0 | 0 | 0 | 0 | 0 | 0 | 0 | 0 | 0 | 0 | 0 | 0 | 0 | 0 | 0 | 0 | 0 | 0 | 0 | 0 | 0 | 0 | 0 | 0 | 0
632 | 415 | NB | 45.154 | -66.2019 | NB_CLCV_GSS | oil_ST | 0.51547 | 8.295 | 324 | 51441 | 8.32 | 3.24 | 8.32 | 8.32 | 8.32 | 8.32 | 8.32 | 8.32 | 0 | 0 | 0 | 0 | 0 | 0 | 0 | 0 | 0 | 0 | 0 | 0 | 0 | 0 | 0 | 0 | 0 | 0 | 0 | 0 | 0 | 0 | 0 | 0 | 0 | 0 | 0 | 0 | 0 | 0 | 0 | 0 | 0 | 0 | 0 | 0 | 0 | 0 | 0 | 0 | 0 | 0 | 0 | 0 | 0 | 0 | 0 | 0
633 | 415 | NB | 45.154 | -66.2019 | NB_CLCV_GSS | oil_ST | 0.51547 | 8.295 | 324 | 51441 | 8.32 | 3.24 | 8.32 | 8.32 | 8.32 | 8.32 | 8.32 | 8.32 | 0 | 0 | 0 | 0 | 0 | 0 | 0 | 0 | 0 | 0 | 0 | 0 | 0 | 0 | 0 | 0 | 0 | 0 | 0 | 0 | 0 | 0 | 0 | 0 | 0 | 0 | 0 | 0 | 0 | 0 | 0 | 0 | 0 | 0 | 0 | 0 | 0 | 0 | 0 | 0 | 0 | 0 | 0 | 0 | 0 | 0 | 0 | 0
648 | 421 | NB | 47.071 | -65.4541 | NB_MLBK_GSS | diesel_CT | 0.51547 | 8.295 | 99 | 47853 | 8.32 | 0.99 | 8.32 | 8.32 | 8.32 | 8.32 | 8.32 | 8.32 | 0 | 0 | 0 | 0 | 0 | 0 | 0 | 0 | 0 | 0 | 0 | 0 | 0 | 0 | 0 | 0 | 0 | 0 | 0 | 0 | 0 | 0 | 0 | 0 | 0 | 0 | 0 | 0 | 0 | 0 | 0 | 0 | 0 | 0 | 0 | 0 | 0 | 0 | 0 | 0 | 0 | 0 | 0 | 0 | 0 | 0 | 0 | 0
649 | 421 | NB | 47.071 | -65.4541 | NB_MLBK_GSS | diesel_CT | 0.51547 | 8.295 | 99 | 47853 | 8.32 | 0.99 | 8.32 | 8.32 | 8.32 | 8.32 | 8.32 | 8.32 | 0 | 0 | 0 | 0 | 0 | 0 | 0 | 0 | 0 | 0 | 0 | 0 | 0 | 0 | 0 | 0 | 0 | 0 | 0 | 0 | 0 | 0 | 0 | 0 | 0 | 0 | 0 | 0 | 0 | 0 | 0 | 0 | 0 | 0 | 0 | 0 | 0 | 0 | 0 | 0 | 0 | 0 | 0 | 0 | 0 | 0 | 0 | 0
650 | 421 | NB | 47.071 | -65.4541 | NB_MLBK_GSS | diesel_CT | 0.51547 | 8.295 | 99 | 47853 | 8.32 | 0.99 | 8.32 | 8.32 | 8.32 | 8.32 | 8.32 | 8.32 | 0 | 0 | 0 | 0 | 0 | 0 | 0 | 0 | 0 | 0 | 0 | 0 | 0 | 0 | 0 | 0 | 0 | 0 | 0 | 0 | 0 | 0 | 0 | 0 | 0 | 0 | 0 | 0 | 0 | 0 | 0 | 0 | 0 | 0 | 0 | 0 | 0 | 0 | 0 | 0 | 0 | 0 | 0 | 0 | 0 | 0 | 0 | 0
651 | 421 | NB | 47.071 | -65.4541 | NB_MLBK_GSS | diesel_CT | 0.51547 | 8.295 | 99 | 47853 | 8.32 | 0.99 | 8.32 | 8.32 | 8.32 | 8.32 | 8.32 | 8.32 | 0 | 0 | 0 | 0 | 0 | 0 | 0 | 0 | 0 | 0 | 0 | 0 | 0 | 0 | 0 | 0 | 0 | 0 | 0 | 0 | 0 | 0 | 0 | 0 | 0 | 0 | 0 | 0 | 0 | 0 | 0 | 0 | 0 | 0 | 0 | 0 | 0 | 0 | 0 | 0 | 0 | 0 | 0 | 0 | 0 | 0 | 0 | 0
661 | 425 | NB | 45.0687 | -66.4543 | NB_PLPR_GSS | diesel_CT | 0.51547 | 8.295 | 5 | 47853 | 8.32 | 0.05 | 8.32 | 8.32 | 8.32 | 8.32 | 8.32 | 8.32 | 0 | 0 | 0 | 0 | 0 | 0 | 0 | 0 | 0 | 0 | 0 | 0 | 0 | 0 | 0 | 0 | 0 | 0 | 0 | 0 | 0 | 0 | 0 | 0 | 0 | 0 | 0 | 0 | 0 | 0 | 0 | 0 | 0 | 0 | 0 | 0 | 0 | 0 | 0 | 0 | 0 | 0 | 0 | 0 | 0 | 0 | 0 | 0
665 | 411 | NB | 47.6263 | -64.954 | NB_6432_DSS | diesel_CT | 0.51547 | 8.295 | 99 | 47853 | 8.32 | 0.99 | 8.32 | 8.32 | 8.32 | 8.32 | 8.32 | 8.32 | 0 | 0 | 0 | 0 | 0 | 0 | 0 | 0 | 0 | 0 | 0 | 0 | 0 | 0 | 0 | 0 | 0 | 0 | 0 | 0 | 0 | 0 | 0 | 0 | 0 | 0 | 0 | 0 | 0 | 0 | 0 | 0 | 0 | 0 | 0 | 0 | 0 | 0 | 0 | 0 | 0 | 0 | 0 | 0 | 0 | 0 | 0 | 0
723 | 429 | NL | 47.1019 | -55.7601 | NL_BD1_GSS | gasoline_CT | 0.51547 | 8.295 | 20 | 47853 | 8.32 | 0.2 | 8.32 | 8.32 | 8.32 | 8.32 | 8.32 | 8.32 | 0 | 0 | 0 | 0 | 0 | 0 | 0 | 0 | 0 | 0 | 0 | 0 | 0 | 0 | 0 | 0 | 0 | 0 | 0 | 0 | 0 | 0 | 0 | 0 | 0 | 0 | 0 | 0 | 0 | 0 | 0 | 0 | 0 | 0 | 0 | 0 | 0 | 0 | 0 | 0 | 0 | 0 | 0 | 0 | 0 | 0 | 0 | 0
724 | 432 | NL | 50.6095 | -57.1691 | NL_CAM_GSS | diesel_CT | 0.51547 | 8.295 | 5 | 47853 | 8.32 | 0.05 | 8.32 | 8.32 | 8.32 | 8.32 | 8.32 | 8.32 | 0 | 0 | 0 | 0 | 0 | 0 | 0 | 0 | 0 | 0 | 0 | 0 | 0 | 0 | 0 | 0 | 0 | 0 | 0 | 0 | 0 | 0 | 0 | 0 | 0 | 0 | 0 | 0 | 0 | 0 | 0 | 0 | 0 | 0 | 0 | 0 | 0 | 0 | 0 | 0 | 0 | 0 | 0 | 0 | 0 | 0 | 0 | 0
727 | 438 | NL | 47.3858 | -53.1277 | NL_HOL_GSS | diesel_CT | 0.51547 | 8.295 | 12 | 47853 | 8.32 | 0.12 | 8.32 | 8.32 | 8.32 | 8.32 | 8.32 | 8.32 | 0 | 0 | 0 | 0 | 0 | 0 | 0 | 0 | 0 | 0 | 0 | 0 | 0 | 0 | 0 | 0 | 0 | 0 | 0 | 0 | 0 | 0 | 0 | 0 | 0 | 0 | 0 | 0 | 0 | 0 | 0 | 0 | 0 | 0 | 0 | 0 | 0 | 0 | 0 | 0 | 0 | 0 | 0 | 0 | 0 | 0 | 0 | 0
729 | 438 | NL | 47.3858 | -53.1277 | NL_HOL_GSS | oil_ST | 0.51547 | 8.295 | 170 | 51441 | 8.32 | 1.7 | 8.32 | 8.32 | 8.32 | 8.32 | 8.32 | 8.32 | 0 | 0 | 0 | 0 | 0 | 0 | 0 | 0 | 0 | 0 | 0 | 0 | 0 | 0 | 0 | 0 | 0 | 0 | 0 | 0 | 0 | 0 | 0 | 0 | 0 | 0 | 0 | 0 | 0 | 0 | 0 | 0 | 0 | 0 | 0 | 0 | 0 | 0 | 0 | 0 | 0 | 0 | 0 | 0 | 0 | 0 | 0 | 0
730 | 438 | NL | 47.3858 | -53.1277 | NL_HOL_GSS | oil_ST | 0.51547 | 8.295 | 170 | 51441 | 8.32 | 1.7 | 8.32 | 8.32 | 8.32 | 8.32 | 8.32 | 8.32 | 0 | 0 | 0 | 0 | 0 | 0 | 0 | 0 | 0 | 0 | 0 | 0 | 0 | 0 | 0 | 0 | 0 | 0 | 0 | 0 | 0 | 0 | 0 | 0 | 0 | 0 | 0 | 0 | 0 | 0 | 0 | 0 | 0 | 0 | 0 | 0 | 0 | 0 | 0 | 0 | 0 | 0 | 0 | 0 | 0 | 0 | 0 | 0
731 | 438 | NL | 47.3858 | -53.1277 | NL_HOL_GSS | oil_ST | 0.51547 | 8.295 | 150 | 51441 | 8.32 | 1.5 | 8.32 | 8.32 | 8.32 | 8.32 | 8.32 | 8.32 | 0 | 0 | 0 | 0 | 0 | 0 | 0 | 0 | 0 | 0 | 0 | 0 | 0 | 0 | 0 | 0 | 0 | 0 | 0 | 0 | 0 | 0 | 0 | 0 | 0 | 0 | 0 | 0 | 0 | 0 | 0 | 0 | 0 | 0 | 0 | 0 | 0 | 0 | 0 | 0 | 0 | 0 | 0 | 0 | 0 | 0 | 0 | 0
732 | 438 | NL | 47.3858 | -53.1277 | NL_HOL_GSS | gasoline_CT | 0.51547 | 8.295 | 123.5 | 47853 | 8.32 | 1.235 | 8.32 | 8.32 | 8.32 | 8.32 | 8.32 | 8.32 | 0 | 0 | 0 | 0 | 0 | 0 | 0 | 0 | 0 | 0 | 0 | 0 | 0 | 0 | 0 | 0 | 0 | 0 | 0 | 0 | 0 | 0 | 0 | 0 | 0 | 0 | 0 | 0 | 0 | 0 | 0 | 0 | 0 | 0 | 0 | 0 | 0 | 0 | 0 | 0 | 0 | 0 | 0 | 0 | 0 | 0 | 0 | 0
733 | 450 | NL | 53.2986 | -60.3798 | NL_TS2_CSS | gasoline_CT | 0.51547 | 8.295 | 25 | 47853 | 8.32 | 0.25 | 8.32 | 8.32 | 8.32 | 8.32 | 8.32 | 8.32 | 0 | 0 | 0 | 0 | 0 | 0 | 0 | 0 | 0 | 0 | 0 | 0 | 0 | 0 | 0 | 0 | 0 | 0 | 0 | 0 | 0 | 0 | 0 | 0 | 0 | 0 | 0 | 0 | 0 | 0 | 0 | 0 | 0 | 0 | 0 | 0 | 0 | 0 | 0 | 0 | 0 | 0 | 0 | 0 | 0 | 0 | 0 | 0
734 | 439 | NL | 47.5882 | -52.7823 | NL_HWD_DSS | gasoline_CT | 0.51547 | 8.295 | 50 | 47853 | 8.32 | 0.5 | 8.32 | 8.32 | 8.32 | 8.32 | 8.32 | 8.32 | 0 | 0 | 0 | 0 | 0 | 0 | 0 | 0 | 0 | 0 | 0 | 0 | 0 | 0 | 0 | 0 | 0 | 0 | 0 | 0 | 0 | 0 | 0 | 0 | 0 | 0 | 0 | 0 | 0 | 0 | 0 | 0 | 0 | 0 | 0 | 0 | 0 | 0 | 0 | 0 | 0 | 0 | 0 | 0 | 0 | 0 | 0 | 0
744 | 447 | NL | 47.5743 | -59.137 | NL_STX_DSS | diesel_CT | 0.51547 | 8.295 | 2.5 | 47853 | 8.32 | 0.025 | 8.32 | 8.32 | 8.32 | 8.32 | 8.32 | 8.32 | 0 | 0 | 0 | 0 | 0 | 0 | 0 | 0 | 0 | 0 | 0 | 0 | 0 | 0 | 0 | 0 | 0 | 0 | 0 | 0 | 0 | 0 | 0 | 0 | 0 | 0 | 0 | 0 | 0 | 0 | 0 | 0 | 0 | 0 | 0 | 0 | 0 | 0 | 0 | 0 | 0 | 0 | 0 | 0 | 0 | 0 | 0 | 0
755 | 444 | NL | 51.371 | -55.5986 | NL_SBI_JCT | diesel_CT | 0.51547 | 8.295 | 9.7 | 47853 | 8.32 | 0.097 | 8.32 | 8.32 | 8.32 | 8.32 | 8.32 | 8.32 | 0 | 0 | 0 | 0 | 0 | 0 | 0 | 0 | 0 | 0 | 0 | 0 | 0 | 0 | 0 | 0 | 0 | 0 | 0 | 0 | 0 | 0 | 0 | 0 | 0 | 0 | 0 | 0 | 0 | 0 | 0 | 0 | 0 | 0 | 0 | 0 | 0 | 0 | 0 | 0 | 0 | 0 | 0 | 0 | 0 | 0 | 0 | 0
757 | 446 | NL | 48.5485 | -58.579 | NL_STV_GSS | gasoline_CT | 0.51547 | 8.295 | 50 | 47853 | 8.32 | 0.5 | 8.32 | 8.32 | 8.32 | 8.32 | 8.32 | 8.32 | 0 | 0 | 0 | 0 | 0 | 0 | 0 | 0 | 0 | 0 | 0 | 0 | 0 | 0 | 0 | 0 | 0 | 0 | 0 | 0 | 0 | 0 | 0 | 0 | 0 | 0 | 0 | 0 | 0 | 0 | 0 | 0 | 0 | 0 | 0 | 0 | 0 | 0 | 0 | 0 | 0 | 0 | 0 | 0 | 0 | 0 | 0 | 0
761 | 440 | NL | 47.4668 | -53.7412 | NL_LHB_ISS | diesel_CT | 0.51547 | 8.295 | 15 | 47853 | 8.32 | 0.15 | 8.32 | 8.32 | 8.32 | 8.32 | 8.32 | 8.32 | 0 | 0 | 0 | 0 | 0 | 0 | 0 | 0 | 0 | 0 | 0 | 0 | 0 | 0 | 0 | 0 | 0 | 0 | 0 | 0 | 0 | 0 | 0 | 0 | 0 | 0 | 0 | 0 | 0 | 0 | 0 | 0 | 0 | 0 | 0 | 0 | 0 | 0 | 0 | 0 | 0 | 0 | 0 | 0 | 0 | 0 | 0 | 0
763 | 449 | NL | 49.1218 | -53.5993 | NL_SUN_TSS | gasoline_CT | 0.51547 | 8.295 | 8 | 47853 | 8.32 | 0.08 | 8.32 | 8.32 | 8.32 | 8.32 | 8.32 | 8.32 | 0 | 0 | 0 | 0 | 0 | 0 | 0 | 0 | 0 | 0 | 0 | 0 | 0 | 0 | 0 | 0 | 0 | 0 | 0 | 0 | 0 | 0 | 0 | 0 | 0 | 0 | 0 | 0 | 0 | 0 | 0 | 0 | 0 | 0 | 0 | 0 | 0 | 0 | 0 | 0 | 0 | 0 | 0 | 0 | 0 | 0 | 0 | 0
785 | 456 | NS | 44.7136 | -63.5826 | NS_103H_DSS | oil_CT | 0.51547 | 8.295 | 30 | 51441 | 8.32 | 0.3 | 8.32 | 8.32 | 8.32 | 8.32 | 8.32 | 8.32 | 0 | 0 | 0 | 0 | 0 | 0 | 0 | 0 | 0 | 0 | 0 | 0 | 0 | 0 | 0 | 0 | 0 | 0 | 0 | 0 | 0 | 0 | 0 | 0 | 0 | 0 | 0 | 0 | 0 | 0 | 0 | 0 | 0 | 0 | 0 | 0 | 0 | 0 | 0 | 0 | 0 | 0 | 0 | 0 | 0 | 0 | 0 | 0
786 | 456 | NS | 44.7136 | -63.5826 | NS_103H_DSS | oil_CT | 0.51547 | 8.295 | 30 | 51441 | 8.32 | 0.3 | 8.32 | 8.32 | 8.32 | 8.32 | 8.32 | 8.32 | 0 | 0 | 0 | 0 | 0 | 0 | 0 | 0 | 0 | 0 | 0 | 0 | 0 | 0 | 0 | 0 | 0 | 0 | 0 | 0 | 0 | 0 | 0 | 0 | 0 | 0 | 0 | 0 | 0 | 0 | 0 | 0 | 0 | 0 | 0 | 0 | 0 | 0 | 0 | 0 | 0 | 0 | 0 | 0 | 0 | 0 | 0 | 0
787 | 456 | NS | 44.7136 | -63.5826 | NS_103H_DSS | oil_CT | 0.51547 | 8.295 | 30 | 51441 | 8.32 | 0.3 | 8.32 | 8.32 | 8.32 | 8.32 | 8.32 | 8.32 | 0 | 0 | 0 | 0 | 0 | 0 | 0 | 0 | 0 | 0 | 0 | 0 | 0 | 0 | 0 | 0 | 0 | 0 | 0 | 0 | 0 | 0 | 0 | 0 | 0 | 0 | 0 | 0 | 0 | 0 | 0 | 0 | 0 | 0 | 0 | 0 | 0 | 0 | 0 | 0 | 0 | 0 | 0 | 0 | 0 | 0 | 0 | 0
788 | 456 | NS | 44.7136 | -63.5826 | NS_103H_DSS | oil_CT | 0.51547 | 8.295 | 30 | 51441 | 8.32 | 0.3 | 8.32 | 8.32 | 8.32 | 8.32 | 8.32 | 8.32 | 0 | 0 | 0 | 0 | 0 | 0 | 0 | 0 | 0 | 0 | 0 | 0 | 0 | 0 | 0 | 0 | 0 | 0 | 0 | 0 | 0 | 0 | 0 | 0 | 0 | 0 | 0 | 0 | 0 | 0 | 0 | 0 | 0 | 0 | 0 | 0 | 0 | 0 | 0 | 0 | 0 | 0 | 0 | 0 | 0 | 0 | 0 | 0
877 | 456 | NS | 44.6768 | -63.5959 | NS_103H_DSS | oil_CT | 0.51547 | 8.295 | 100 | 51441 | 8.32 | 1 | 8.32 | 8.32 | 8.32 | 8.32 | 8.32 | 8.32 | 0 | 0 | 0 | 0 | 0 | 0 | 0 | 0 | 0 | 0 | 0 | 0 | 0 | 0 | 0 | 0 | 0 | 0 | 0 | 0 | 0 | 0 | 0 | 0 | 0 | 0 | 0 | 0 | 0 | 0 | 0 | 0 | 0 | 0 | 0 | 0 | 0 | 0 | 0 | 0 | 0 | 0 | 0 | 0 | 0 | 0 | 0 | 0
878 | 456 | NS | 44.6768 | -63.5959 | NS_103H_DSS | oil_CT | 0.51547 | 8.295 | 100 | 51441 | 8.32 | 1 | 8.32 | 8.32 | 8.32 | 8.32 | 8.32 | 8.32 | 0 | 0 | 0 | 0 | 0 | 0 | 0 | 0 | 0 | 0 | 0 | 0 | 0 | 0 | 0 | 0 | 0 | 0 | 0 | 0 | 0 | 0 | 0 | 0 | 0 | 0 | 0 | 0 | 0 | 0 | 0 | 0 | 0 | 0 | 0 | 0 | 0 | 0 | 0 | 0 | 0 | 0 | 0 | 0 | 0 | 0 | 0 | 0
879 | 456 | NS | 44.6768 | -63.5959 | NS_103H_DSS | oil_CT | 0.51547 | 8.295 | 150 | 51441 | 8.32 | 1.5 | 8.32 | 8.32 | 8.32 | 8.32 | 8.32 | 8.32 | 0 | 0 | 0 | 0 | 0 | 0 | 0 | 0 | 0 | 0 | 0 | 0 | 0 | 0 | 0 | 0 | 0 | 0 | 0 | 0 | 0 | 0 | 0 | 0 | 0 | 0 | 0 | 0 | 0 | 0 | 0 | 0 | 0 | 0 | 0 | 0 | 0 | 0 | 0 | 0 | 0 | 0 | 0 | 0 | 0 | 0 | 0 | 0
889 | 464 | NS | 43.8601 | -65.9933 | NS_99W_DSS | oil_CT | 0.51547 | 8.295 | 24 | 51441 | 8.32 | 0.24 | 8.32 | 8.32 | 8.32 | 8.32 | 8.32 | 8.32 | 0 | 0 | 0 | 0 | 0 | 0 | 0 | 0 | 0 | 0 | 0 | 0 | 0 | 0 | 0 | 0 | 0 | 0 | 0 | 0 | 0 | 0 | 0 | 0 | 0 | 0 | 0 | 0 | 0 | 0 | 0 | 0 | 0 | 0 | 0 | 0 | 0 | 0 | 0 | 0 | 0 | 0 | 0 | 0 | 0 | 0 | 0 | 0
891 | 461 | NS | 46.1681 | -60.1054 | NS_88S_GSS | oil_CT | 0.51547 | 8.295 | 30 | 51441 | 8.32 | 0.3 | 8.32 | 8.32 | 8.32 | 8.32 | 8.32 | 8.32 | 0 | 0 | 0 | 0 | 0 | 0 | 0 | 0 | 0 | 0 | 0 | 0 | 0 | 0 | 0 | 0 | 0 | 0 | 0 | 0 | 0 | 0 | 0 | 0 | 0 | 0 | 0 | 0 | 0 | 0 | 0 | 0 | 0 | 0 | 0 | 0 | 0 | 0 | 0 | 0 | 0 | 0 | 0 | 0 | 0 | 0 | 0 | 0
892 | 461 | NS | 46.1681 | -60.1054 | NS_88S_GSS | oil_CT | 0.51547 | 8.295 | 30 | 51441 | 8.32 | 0.3 | 8.32 | 8.32 | 8.32 | 8.32 | 8.32 | 8.32 | 0 | 0 | 0 | 0 | 0 | 0 | 0 | 0 | 0 | 0 | 0 | 0 | 0 | 0 | 0 | 0 | 0 | 0 | 0 | 0 | 0 | 0 | 0 | 0 | 0 | 0 | 0 | 0 | 0 | 0 | 0 | 0 | 0 | 0 | 0 | 0 | 0 | 0 | 0 | 0 | 0 | 0 | 0 | 0 | 0 | 0 | 0 | 0
1212 | 947 | PE | 46.2493 | -63.6881 | PE_BOR_SWS | diesel_CT | 0.51547 | 8.295 | 15 | 47853 | 8.32 | 0.15 | 8.32 | 8.32 | 8.32 | 8.32 | 8.32 | 8.32 | 0 | 0 | 0 | 0 | 0 | 0 | 0 | 0 | 0 | 0 | 0 | 0 | 0 | 0 | 0 | 0 | 0 | 0 | 0 | 0 | 0 | 0 | 0 | 0 | 0 | 0 | 0 | 0 | 0 | 0 | 0 | 0 | 0 | 0 | 0 | 0 | 0 | 0 | 0 | 0 | 0 | 0 | 0 | 0 | 0 | 0 | 0 | 0
1213 | 947 | PE | 46.2493 | -63.6881 | PE_BOR_SWS | diesel_CT | 0.51547 | 8.295 | 25 | 47853 | 8.32 | 0.25 | 8.32 | 8.32 | 8.32 | 8.32 | 8.32 | 8.32 | 0 | 0 | 0 | 0 | 0 | 0 | 0 | 0 | 0 | 0 | 0 | 0 | 0 | 0 | 0 | 0 | 0 | 0 | 0 | 0 | 0 | 0 | 0 | 0 | 0 | 0 | 0 | 0 | 0 | 0 | 0 | 0 | 0 | 0 | 0 | 0 | 0 | 0 | 0 | 0 | 0 | 0 | 0 | 0 | 0 | 0 | 0 | 0
1214 | 957 | PE | 46.2403 | -63.1162 | PE_WRY_DSS | oil_ST | 0.51547 | 8.295 | 19 | 51441 | 8.32 | 0.19 | 8.32 | 8.32 | 8.32 | 8.32 | 8.32 | 8.32 | 0 | 0 | 0 | 0 | 0 | 0 | 0 | 0 | 0 | 0 | 0 | 0 | 0 | 0 | 0 | 0 | 0 | 0 | 0 | 0 | 0 | 0 | 0 | 0 | 0 | 0 | 0 | 0 | 0 | 0 | 0 | 0 | 0 | 0 | 0 | 0 | 0 | 0 | 0 | 0 | 0 | 0 | 0 | 0 | 0 | 0 | 0 | 0
1215 | 957 | PE | 46.2403 | -63.1162 | PE_WRY_DSS | oil_ST | 0.51547 | 8.295 | 19 | 51441 | 8.32 | 0.19 | 8.32 | 8.32 | 8.32 | 8.32 | 8.32 | 8.32 | 0 | 0 | 0 | 0 | 0 | 0 | 0 | 0 | 0 | 0 | 0 | 0 | 0 | 0 | 0 | 0 | 0 | 0 | 0 | 0 | 0 | 0 | 0 | 0 | 0 | 0 | 0 | 0 | 0 | 0 | 0 | 0 | 0 | 0 | 0 | 0 | 0 | 0 | 0 | 0 | 0 | 0 | 0 | 0 | 0 | 0 | 0 | 0
1216 | 957 | PE | 46.2403 | -63.1162 | PE_WRY_DSS | diesel_CT | 0.51547 | 8.295 | 49 | 47853 | 8.32 | 0.49 | 8.32 | 8.32 | 8.32 | 8.32 | 8.32 | 8.32 | 0 | 0 | 0 | 0 | 0 | 0 | 0 | 0 | 0 | 0 | 0 | 0 | 0 | 0 | 0 | 0 | 0 | 0 | 0 | 0 | 0 | 0 | 0 | 0 | 0 | 0 | 0 | 0 | 0 | 0 | 0 | 0 | 0 | 0 | 0 | 0 | 0 | 0 | 0 | 0 | 0 | 0 | 0 | 0 | 0 | 0 | 0 | 0
1223 | 955 | PE | 46.3936 | -63.7893 | PE_SHB_DSS | diesel_CT | 0.51547 | 8.295 | 2.2 | 47853 | 8.32 | 0.022 | 8.32 | 8.32 | 8.32 | 8.32 | 8.32 | 8.32 | 0 | 0 | 0 | 0 | 0 | 0 | 0 | 0 | 0 | 0 | 0 | 0 | 0 | 0 | 0 | 0 | 0 | 0 | 0 | 0 | 0 | 0 | 0 | 0 | 0 | 0 | 0 | 0 | 0 | 0 | 0 | 0 | 0 | 0 | 0 | 0 | 0 | 0 | 0 | 0 | 0 | 0 | 0 | 0 | 0 | 0 | 0 | 0
1224 | 955 | PE | 46.3936 | -63.7893 | PE_SHB_DSS | diesel_CT | 0.51547 | 8.295 | 2 | 47853 | 8.32 | 0.02 | 8.32 | 8.32 | 8.32 | 8.32 | 8.32 | 8.32 | 0 | 0 | 0 | 0 | 0 | 0 | 0 | 0 | 0 | 0 | 0 | 0 | 0 | 0 | 0 | 0 | 0 | 0 | 0 | 0 | 0 | 0 | 0 | 0 | 0 | 0 | 0 | 0 | 0 | 0 | 0 | 0 | 0 | 0 | 0 | 0 | 0 | 0 | 0 | 0 | 0 | 0 | 0 | 0 | 0 | 0 | 0 | 0
1225 | 955 | PE | 46.3936 | -63.7893 | PE_SHB_DSS | diesel_CT | 0.51547 | 8.295 | 2 | 47853 | 8.32 | 0.02 | 8.32 | 8.32 | 8.32 | 8.32 | 8.32 | 8.32 | 0 | 0 | 0 | 0 | 0 | 0 | 0 | 0 | 0 | 0 | 0 | 0 | 0 | 0 | 0 | 0 | 0 | 0 | 0 | 0 | 0 | 0 | 0 | 0 | 0 | 0 | 0 | 0 | 0 | 0 | 0 | 0 | 0 | 0 | 0 | 0 | 0 | 0 | 0 | 0 | 0 | 0 | 0 | 0 | 0 | 0 | 0 | 0
1226 | 955 | PE | 46.3936 | -63.7893 | PE_SHB_DSS | diesel_CT | 0.51547 | 8.295 | 2.2 | 47853 | 8.32 | 0.022 | 8.32 | 8.32 | 8.32 | 8.32 | 8.32 | 8.32 | 0 | 0 | 0 | 0 | 0 | 0 | 0 | 0 | 0 | 0 | 0 | 0 | 0 | 0 | 0 | 0 | 0 | 0 | 0 | 0 | 0 | 0 | 0 | 0 | 0 | 0 | 0 | 0 | 0 | 0 | 0 | 0 | 0 | 0 | 0 | 0 | 0 | 0 | 0 | 0 | 0 | 0 | 0 | 0 | 0 | 0 | 0 | 0
1227 | 955 | PE | 46.3936 | -63.7893 | PE_SHB_DSS | diesel_CT | 0.51547 | 8.295 | 1.3 | 47853 | 8.32 | 0.013 | 8.32 | 8.32 | 8.32 | 8.32 | 8.32 | 8.32 | 0 | 0 | 0 | 0 | 0 | 0 | 0 | 0 | 0 | 0 | 0 | 0 | 0 | 0 | 0 | 0 | 0 | 0 | 0 | 0 | 0 | 0 | 0 | 0 | 0 | 0 | 0 | 0 | 0 | 0 | 0 | 0 | 0 | 0 | 0 | 0 | 0 | 0 | 0 | 0 | 0 | 0 | 0 | 0 | 0 | 0 | 0 | 0
1228 | 955 | PE | 46.3936 | -63.7893 | PE_SHB_DSS | diesel_CT | 0.51547 | 8.295 | 1 | 47853 | 8.32 | 0.01 | 8.32 | 8.32 | 8.32 | 8.32 | 8.32 | 8.32 | 0 | 0 | 0 | 0 | 0 | 0 | 0 | 0 | 0 | 0 | 0 | 0 | 0 | 0 | 0 | 0 | 0 | 0 | 0 | 0 | 0 | 0 | 0 | 0 | 0 | 0 | 0 | 0 | 0 | 0 | 0 | 0 | 0 | 0 | 0 | 0 | 0 | 0 | 0 | 0 | 0 | 0 | 0 | 0 | 0 | 0 | 0 | 0
1229 | 955 | PE | 46.3936 | -63.7893 | PE_SHB_DSS | diesel_CT | 0.51547 | 8.295 | 4.2 | 47853 | 8.32 | 0.042 | 8.32 | 8.32 | 8.32 | 8.32 | 8.32 | 8.32 | 0 | 0 | 0 | 0 | 0 | 0 | 0 | 0 | 0 | 0 | 0 | 0 | 0 | 0 | 0 | 0 | 0 | 0 | 0 | 0 | 0 | 0 | 0 | 0 | 0 | 0 | 0 | 0 | 0 | 0 | 0 | 0 | 0 | 0 | 0 | 0 | 0 | 0 | 0 | 0 | 0 | 0 | 0 | 0 | 0 | 0 | 0 | 0
22 | 101 | AB | 52.4688 | -112.1339 | AB_757S_GSS | NG_CC | 0.33753 | 6.36 | 155 | 17849 | 2.73 | 1.55 | 2.73 | 2.73 | 2.73 | 2.73 | 2.73 | 2.73 | 0 | 0 | 0 | 0 | 0 | 0 | 0 | 0 | 0 | 0 | 0 | 0 | 0 | 0 | 0 | 0 | 0 | 0 | 0 | 0 | 0 | 0 | 0 | 0 | 0 | 0 | 0 | 0 | 0 | 0 | 0 | 0 | 0 | 0 | 0 | 0 | 0 | 0 | 0 | 0 | 0 | 0 | 0 | 0 | 0 | 0 | 0 | 0
23 | 101 | AB | 52.4688 | -112.1339 | AB_757S_GSS | NG_CC | 0.33753 | 6.36 | 395 | 17849 | 2.73 | 3.95 | 2.73 | 2.73 | 2.73 | 2.73 | 2.73 | 2.73 | 0 | 0 | 0 | 0 | 0 | 0 | 0 | 0 | 0 | 0 | 0 | 0 | 0 | 0 | 0 | 0 | 0 | 0 | 0 | 0 | 0 | 0 | 0 | 0 | 0 | 0 | 0 | 0 | 0 | 0 | 0 | 0 | 0 | 0 | 0 | 0 | 0 | 0 | 0 | 0 | 0 | 0 | 0 | 0 | 0 | 0 | 0 | 0
39 | 16 | AB | 51.1804 | -113.9372 | AB_162S_DSS | NG_CC | 0.33753 | 6.36 | 330 | 17849 | 2.73 | 3.3 | 2.73 | 2.73 | 2.73 | 2.73 | 2.73 | 2.73 | 0 | 0 | 0 | 0 | 0 | 0 | 0 | 0 | 0 | 0 | 0 | 0 | 0 | 0 | 0 | 0 | 0 | 0 | 0 | 0 | 0 | 0 | 0 | 0 | 0 | 0 | 0 | 0 | 0 | 0 | 0 | 0 | 0 | 0 | 0 | 0 | 0 | 0 | 0 | 0 | 0 | 0 | 0 | 0 | 0 | 0 | 0 | 0
40 | 57 | AB | 53.5255 | -116.5982 | AB_39S_DSS | NG_CC | 0.33753 | 6.36 | 450 | 17849 | 2.73 | 4.5 | 2.73 | 2.73 | 2.73 | 2.73 | 2.73 | 2.73 | 0 | 0 | 0 | 0 | 0 | 0 | 0 | 0 | 0 | 0 | 0 | 0 | 0 | 0 | 0 | 0 | 0 | 0 | 0 | 0 | 0 | 0 | 0 | 0 | 0 | 0 | 0 | 0 | 0 | 0 | 0 | 0 | 0 | 0 | 0 | 0 | 0 | 0 | 0 | 0 | 0 | 0 | 0 | 0 | 0 | 0 | 0 | 0
41 | 57 | AB | 53.5255 | -116.5982 | AB_39S_DSS | NG_CC | 0.33753 | 6.36 | 450 | 17849 | 2.73 | 4.5 | 2.73 | 2.73 | 2.73 | 2.73 | 2.73 | 2.73 | 0 | 0 | 0 | 0 | 0 | 0 | 0 | 0 | 0 | 0 | 0 | 0 | 0 | 0 | 0 | 0 | 0 | 0 | 0 | 0 | 0 | 0 | 0 | 0 | 0 | 0 | 0 | 0 | 0 | 0 | 0 | 0 | 0 | 0 | 0 | 0 | 0 | 0 | 0 | 0 | 0 | 0 | 0 | 0 | 0 | 0 | 0 | 0
50 | 31 | AB | 50.094 | -110.7287 | AB_244S_DSS | NG_CC | 0.33753 | 6.36 | 299 | 17849 | 2.73 | 2.99 | 2.73 | 2.73 | 2.73 | 2.73 | 2.73 | 2.73 | 0 | 0 | 0 | 0 | 0 | 0 | 0 | 0 | 0 | 0 | 0 | 0 | 0 | 0 | 0 | 0 | 0 | 0 | 0 | 0 | 0 | 0 | 0 | 0 | 0 | 0 | 0 | 0 | 0 | 0 | 0 | 0 | 0 | 0 | 0 | 0 | 0 | 0 | 0 | 0 | 0 | 0 | 0 | 0 | 0 | 0 | 0 | 0
77 | 66 | AB | 51.0055 | -113.1715 | AB_511S_DSS | NG_CC | 0.33753 | 6.36 | 120 | 17849 | 2.73 | 1.2 | 2.73 | 2.73 | 2.73 | 2.73 | 2.73 | 2.73 | 0 | 0 | 0 | 0 | 0 | 0 | 0 | 0 | 0 | 0 | 0 | 0 | 0 | 0 | 0 | 0 | 0 | 0 | 0 | 0 | 0 | 0 | 0 | 0 | 0 | 0 | 0 | 0 | 0 | 0 | 0 | 0 | 0 | 0 | 0 | 0 | 0 | 0 | 0 | 0 | 0 | 0 | 0 | 0 | 0 | 0 | 0 | 0
79 | 167 | AB | 50.9711 | -113.8852 | AB_SS25_GSS | NG_CC | 0.33753 | 6.36 | 868 | 17849 | 2.73 | 8.68 | 2.73 | 2.73 | 2.73 | 2.73 | 2.73 | 2.73 | 0 | 0 | 0 | 0 | 0 | 0 | 0 | 0 | 0 | 0 | 0 | 0 | 0 | 0 | 0 | 0 | 0 | 0 | 0 | 0 | 0 | 0 | 0 | 0 | 0 | 0 | 0 | 0 | 0 | 0 | 0 | 0 | 0 | 0 | 0 | 0 | 0 | 0 | 0 | 0 | 0 | 0 | 0 | 0 | 0 | 0 | 0 | 0
100 | 43 | AB | 53.3445 | -114.3048 | AB_320P_GSS | NG_CC | 0.33753 | 6.36 | 466 | 17849 | 2.73 | 4.66 | 2.73 | 2.73 | 2.73 | 2.73 | 2.73 | 2.73 | 0 | 0 | 0 | 0 | 0 | 0 | 0 | 0 | 0 | 0 | 0 | 0 | 0 | 0 | 0 | 0 | 0 | 0 | 0 | 0 | 0 | 0 | 0 | 0 | 0 | 0 | 0 | 0 | 0 | 0 | 0 | 0 | 0 | 0 | 0 | 0 | 0 | 0 | 0 | 0 | 0 | 0 | 0 | 0 | 0 | 0 | 0 | 0
111 | 110 | AB | 54.0067 | -119.1023 | AB_813S_DSS | NG_CC | 0.33753 | 6.36 | 300 | 17849 | 2.73 | 3 | 2.73 | 2.73 | 2.73 | 2.73 | 2.73 | 2.73 | 0 | 0 | 0 | 0 | 0 | 0 | 0 | 0 | 0 | 0 | 0 | 0 | 0 | 0 | 0 | 0 | 0 | 0 | 0 | 0 | 0 | 0 | 0 | 0 | 0 | 0 | 0 | 0 | 0 | 0 | 0 | 0 | 0 | 0 | 0 | 0 | 0 | 0 | 0 | 0 | 0 | 0 | 0 | 0 | 0 | 0 | 0 | 0
119 | 109 | AB | 54.7093 | -115.3882 | AB_809S_DSS | NG_CC | 0.33753 | 6.36 | 7 | 17849 | 2.73 | 0.07 | 2.73 | 2.73 | 2.73 | 2.73 | 2.73 | 2.73 | 0 | 0 | 0 | 0 | 0 | 0 | 0 | 0 | 0 | 0 | 0 | 0 | 0 | 0 | 0 | 0 | 0 | 0 | 0 | 0 | 0 | 0 | 0 | 0 | 0 | 0 | 0 | 0 | 0 | 0 | 0 | 0 | 0 | 0 | 0 | 0 | 0 | 0 | 0 | 0 | 0 | 0 | 0 | 0 | 0 | 0 | 0 | 0
139 | 43 | AB | 53.4486 | -114.45 | AB_320P_GSS | NG_CC | 0.33753 | 6.36 | 395 | 17849 | 2.73 | 3.95 | 2.73 | 2.73 | 2.73 | 2.73 | 2.73 | 2.73 | 0 | 0 | 0 | 0 | 0 | 0 | 0 | 0 | 0 | 0 | 0 | 0 | 0 | 0 | 0 | 0 | 0 | 0 | 0 | 0 | 0 | 0 | 0 | 0 | 0 | 0 | 0 | 0 | 0 | 0 | 0 | 0 | 0 | 0 | 0 | 0 | 0 | 0 | 0 | 0 | 0 | 0 | 0 | 0 | 0 | 0 | 0 | 0
140 | 43 | AB | 53.4486 | -114.45 | AB_320P_GSS | NG_CC | 0.33753 | 6.36 | 466 | 17849 | 2.73 | 4.66 | 2.73 | 2.73 | 2.73 | 2.73 | 2.73 | 2.73 | 0 | 0 | 0 | 0 | 0 | 0 | 0 | 0 | 0 | 0 | 0 | 0 | 0 | 0 | 0 | 0 | 0 | 0 | 0 | 0 | 0 | 0 | 0 | 0 | 0 | 0 | 0 | 0 | 0 | 0 | 0 | 0 | 0 | 0 | 0 | 0 | 0 | 0 | 0 | 0 | 0 | 0 | 0 | 0 | 0 | 0 | 0 | 0
171 | 170 | AB | 51.1923 | -113.9407 | AB_XCEC_GSS | NG_CC | 0.33753 | 6.36 | 120 | 17849 | 2.73 | 1.2 | 2.73 | 2.73 | 2.73 | 2.73 | 2.73 | 2.73 | 0 | 0 | 0 | 0 | 0 | 0 | 0 | 0 | 0 | 0 | 0 | 0 | 0 | 0 | 0 | 0 | 0 | 0 | 0 | 0 | 0 | 0 | 0 | 0 | 0 | 0 | 0 | 0 | 0 | 0 | 0 | 0 | 0 | 0 | 0 | 0 | 0 | 0 | 0 | 0 | 0 | 0 | 0 | 0 | 0 | 0 | 0 | 0
197 | 41 | AB | 53.5074 | -114.5568 | AB_310P_GSS | NG_CC | 0.33753 | 6.36 | 401 | 17849 | 2.73 | 4.01 | 2.73 | 2.73 | 2.73 | 2.73 | 2.73 | 2.73 | 0 | 0 | 0 | 0 | 0 | 0 | 0 | 0 | 0 | 0 | 0 | 0 | 0 | 0 | 0 | 0 | 0 | 0 | 0 | 0 | 0 | 0 | 0 | 0 | 0 | 0 | 0 | 0 | 0 | 0 | 0 | 0 | 0 | 0 | 0 | 0 | 0 | 0 | 0 | 0 | 0 | 0 | 0 | 0 | 0 | 0 | 0 | 0
204 | 108 | AB | 51.4425 | -111.7918 | AB_807S_GSS | NG_CC | 0.33753 | 6.36 | 400 | 17849 | 2.73 | 4 | 2.73 | 2.73 | 2.73 | 2.73 | 2.73 | 2.73 | 0 | 0 | 0 | 0 | 0 | 0 | 0 | 0 | 0 | 0 | 0 | 0 | 0 | 0 | 0 | 0 | 0 | 0 | 0 | 0 | 0 | 0 | 0 | 0 | 0 | 0 | 0 | 0 | 0 | 0 | 0 | 0 | 0 | 0 | 0 | 0 | 0 | 0 | 0 | 0 | 0 | 0 | 0 | 0 | 0 | 0 | 0 | 0
205 | 108 | AB | 51.4425 | -111.7918 | AB_807S_GSS | NG_CC | 0.33753 | 6.36 | 400 | 17849 | 2.73 | 4 | 2.73 | 2.73 | 2.73 | 2.73 | 2.73 | 2.73 | 0 | 0 | 0 | 0 | 0 | 0 | 0 | 0 | 0 | 0 | 0 | 0 | 0 | 0 | 0 | 0 | 0 | 0 | 0 | 0 | 0 | 0 | 0 | 0 | 0 | 0 | 0 | 0 | 0 | 0 | 0 | 0 | 0 | 0 | 0 | 0 | 0 | 0 | 0 | 0 | 0 | 0 | 0 | 0 | 0 | 0 | 0 | 0
334 | 242 | BC | 58.801 | -122.7562 | BC_KMI_DSS | NG_CC | 0.33753 | 6.36 | 52.2 | 17849 | 2.73 | 0.522 | 2.73 | 2.73 | 2.73 | 2.73 | 2.73 | 2.73 | 0 | 0 | 0 | 0 | 0 | 0 | 0 | 0 | 0 | 0 | 0 | 0 | 0 | 0 | 0 | 0 | 0 | 0 | 0 | 0 | 0 | 0 | 0 | 0 | 0 | 0 | 0 | 0 | 0 | 0 | 0 | 0 | 0 | 0 | 0 | 0 | 0 | 0 | 0 | 0 | 0 | 0 | 0 | 0 | 0 | 0 | 0 | 0
335 | 242 | BC | 58.801 | -122.7562 | BC_KMI_DSS | NG_CC | 0.33753 | 6.36 | 28 | 17849 | 2.73 | 0.28 | 2.73 | 2.73 | 2.73 | 2.73 | 2.73 | 2.73 | 0 | 0 | 0 | 0 | 0 | 0 | 0 | 0 | 0 | 0 | 0 | 0 | 0 | 0 | 0 | 0 | 0 | 0 | 0 | 0 | 0 | 0 | 0 | 0 | 0 | 0 | 0 | 0 | 0 | 0 | 0 | 0 | 0 | 0 | 0 | 0 | 0 | 0 | 0 | 0 | 0 | 0 | 0 | 0 | 0 | 0 | 0 | 0
361 | 217 | BC | 50.0691 | -125.2819 | BC_GLD_DSS | NG_CC | 0.33753 | 6.36 | 275 | 17849 | 2.73 | 2.75 | 2.73 | 2.73 | 2.73 | 2.73 | 2.73 | 2.73 | 0 | 0 | 0 | 0 | 0 | 0 | 0 | 0 | 0 | 0 | 0 | 0 | 0 | 0 | 0 | 0 | 0 | 0 | 0 | 0 | 0 | 0 | 0 | 0 | 0 | 0 | 0 | 0 | 0 | 0 | 0 | 0 | 0 | 0 | 0 | 0 | 0 | 0 | 0 | 0 | 0 | 0 | 0 | 0 | 0 | 0 | 0 | 0
623 | 415 | NB | 45.2749 | -66.0266 | NB_CLCV_GSS | NG_CC | 0.33753 | 6.36 | 290 | 17849 | 2.73 | 2.9 | 2.73 | 2.73 | 2.73 | 2.73 | 2.73 | 2.73 | 0 | 0 | 0 | 0 | 0 | 0 | 0 | 0 | 0 | 0 | 0 | 0 | 0 | 0 | 0 | 0 | 0 | 0 | 0 | 0 | 0 | 0 | 0 | 0 | 0 | 0 | 0 | 0 | 0 | 0 | 0 | 0 | 0 | 0 | 0 | 0 | 0 | 0 | 0 | 0 | 0 | 0 | 0 | 0 | 0 | 0 | 0 | 0
882 | 456 | NS | 44.6768 | -63.5959 | NS_103H_DSS | NG_CC | 0.33753 | 6.36 | 49 | 17849 | 2.73 | 0.49 | 2.73 | 2.73 | 2.73 | 2.73 | 2.73 | 2.73 | 0 | 0 | 0 | 0 | 0 | 0 | 0 | 0 | 0 | 0 | 0 | 0 | 0 | 0 | 0 | 0 | 0 | 0 | 0 | 0 | 0 | 0 | 0 | 0 | 0 | 0 | 0 | 0 | 0 | 0 | 0 | 0 | 0 | 0 | 0 | 0 | 0 | 0 | 0 | 0 | 0 | 0 | 0 | 0 | 0 | 0 | 0 | 0
962 | 523 | ON | 42.2798 | -83.0946 | ON_BTN_JCT | NG_CC | 0.33753 | 6.36 | 170 | 17849 | 2.73 | 1.7 | 2.73 | 2.73 | 2.73 | 2.73 | 2.73 | 2.73 | 0 | 0 | 0 | 0 | 0 | 0 | 0 | 0 | 0 | 0 | 0 | 0 | 0 | 0 | 0 | 0 | 0 | 0 | 0 | 0 | 0 | 0 | 0 | 0 | 0 | 0 | 0 | 0 | 0 | 0 | 0 | 0 | 0 | 0 | 0 | 0 | 0 | 0 | 0 | 0 | 0 | 0 | 0 | 0 | 0 | 0 | 0 | 0
963 | 523 | ON | 42.2798 | -83.0946 | ON_BTN_JCT | NG_CC | 0.33753 | 6.36 | 170 | 17849 | 2.73 | 1.7 | 2.73 | 2.73 | 2.73 | 2.73 | 2.73 | 2.73 | 0 | 0 | 0 | 0 | 0 | 0 | 0 | 0 | 0 | 0 | 0 | 0 | 0 | 0 | 0 | 0 | 0 | 0 | 0 | 0 | 0 | 0 | 0 | 0 | 0 | 0 | 0 | 0 | 0 | 0 | 0 | 0 | 0 | 0 | 0 | 0 | 0 | 0 | 0 | 0 | 0 | 0 | 0 | 0 | 0 | 0 | 0 | 0
964 | 523 | ON | 42.2798 | -83.0946 | ON_BTN_JCT | NG_CC | 0.33753 | 6.36 | 230 | 17849 | 2.73 | 2.3 | 2.73 | 2.73 | 2.73 | 2.73 | 2.73 | 2.73 | 0 | 0 | 0 | 0 | 0 | 0 | 0 | 0 | 0 | 0 | 0 | 0 | 0 | 0 | 0 | 0 | 0 | 0 | 0 | 0 | 0 | 0 | 0 | 0 | 0 | 0 | 0 | 0 | 0 | 0 | 0 | 0 | 0 | 0 | 0 | 0 | 0 | 0 | 0 | 0 | 0 | 0 | 0 | 0 | 0 | 0 | 0 | 0
1029 | 630 | ON | 42.7849 | -82.4277 | ON_GRF_GSS | NG_CC | 0.33753 | 6.36 | 187 | 17849 | 2.73 | 1.87 | 2.73 | 2.73 | 2.73 | 2.73 | 2.73 | 2.73 | 0 | 0 | 0 | 0 | 0 | 0 | 0 | 0 | 0 | 0 | 0 | 0 | 0 | 0 | 0 | 0 | 0 | 0 | 0 | 0 | 0 | 0 | 0 | 0 | 0 | 0 | 0 | 0 | 0 | 0 | 0 | 0 | 0 | 0 | 0 | 0 | 0 | 0 | 0 | 0 | 0 | 0 | 0 | 0 | 0 | 0 | 0 | 0
1030 | 630 | ON | 42.7849 | -82.4277 | ON_GRF_GSS | NG_CC | 0.33753 | 6.36 | 127 | 17849 | 2.73 | 1.27 | 2.73 | 2.73 | 2.73 | 2.73 | 2.73 | 2.73 | 0 | 0 | 0 | 0 | 0 | 0 | 0 | 0 | 0 | 0 | 0 | 0 | 0 | 0 | 0 | 0 | 0 | 0 | 0 | 0 | 0 | 0 | 0 | 0 | 0 | 0 | 0 | 0 | 0 | 0 | 0 | 0 | 0 | 0 | 0 | 0 | 0 | 0 | 0 | 0 | 0 | 0 | 0 | 0 | 0 | 0 | 0 | 0
1031 | 635 | ON | 43.7462 | -79.6799 | ON_GRW_DSS | NG_CC | 0.33753 | 6.36 | 193 | 17849 | 2.73 | 1.93 | 2.73 | 2.73 | 2.73 | 2.73 | 2.73 | 2.73 | 0 | 0 | 0 | 0 | 0 | 0 | 0 | 0 | 0 | 0 | 0 | 0 | 0 | 0 | 0 | 0 | 0 | 0 | 0 | 0 | 0 | 0 | 0 | 0 | 0 | 0 | 0 | 0 | 0 | 0 | 0 | 0 | 0 | 0 | 0 | 0 | 0 | 0 | 0 | 0 | 0 | 0 | 0 | 0 | 0 | 0 | 0 | 0
1032 | 635 | ON | 43.7462 | -79.6799 | ON_GRW_DSS | NG_CC | 0.33753 | 6.36 | 193 | 17849 | 2.73 | 1.93 | 2.73 | 2.73 | 2.73 | 2.73 | 2.73 | 2.73 | 0 | 0 | 0 | 0 | 0 | 0 | 0 | 0 | 0 | 0 | 0 | 0 | 0 | 0 | 0 | 0 | 0 | 0 | 0 | 0 | 0 | 0 | 0 | 0 | 0 | 0 | 0 | 0 | 0 | 0 | 0 | 0 | 0 | 0 | 0 | 0 | 0 | 0 | 0 | 0 | 0 | 0 | 0 | 0 | 0 | 0 | 0 | 0
1033 | 635 | ON | 43.7462 | -79.6799 | ON_GRW_DSS | NG_CC | 0.33753 | 6.36 | 193 | 17849 | 2.73 | 1.93 | 2.73 | 2.73 | 2.73 | 2.73 | 2.73 | 2.73 | 0 | 0 | 0 | 0 | 0 | 0 | 0 | 0 | 0 | 0 | 0 | 0 | 0 | 0 | 0 | 0 | 0 | 0 | 0 | 0 | 0 | 0 | 0 | 0 | 0 | 0 | 0 | 0 | 0 | 0 | 0 | 0 | 0 | 0 | 0 | 0 | 0 | 0 | 0 | 0 | 0 | 0 | 0 | 0 | 0 | 0 | 0 | 0
1034 | 635 | ON | 43.7462 | -79.6799 | ON_GRW_DSS | NG_CC | 0.33753 | 6.36 | 348 | 17849 | 2.73 | 3.48 | 2.73 | 2.73 | 2.73 | 2.73 | 2.73 | 2.73 | 0 | 0 | 0 | 0 | 0 | 0 | 0 | 0 | 0 | 0 | 0 | 0 | 0 | 0 | 0 | 0 | 0 | 0 | 0 | 0 | 0 | 0 | 0 | 0 | 0 | 0 | 0 | 0 | 0 | 0 | 0 | 0 | 0 | 0 | 0 | 0 | 0 | 0 | 0 | 0 | 0 | 0 | 0 | 0 | 0 | 0 | 0 | 0
1060 | 483 | ON | 48.7696 | -80.6664 | ON_ANS_TSS | NG_CC | 0.33753 | 6.36 | 131 | 17849 | 2.73 | 1.31 | 2.73 | 2.73 | 2.73 | 2.73 | 2.73 | 2.73 | 0 | 0 | 0 | 0 | 0 | 0 | 0 | 0 | 0 | 0 | 0 | 0 | 0 | 0 | 0 | 0 | 0 | 0 | 0 | 0 | 0 | 0 | 0 | 0 | 0 | 0 | 0 | 0 | 0 | 0 | 0 | 0 | 0 | 0 | 0 | 0 | 0 | 0 | 0 | 0 | 0 | 0 | 0 | 0 | 0 | 0 | 0 | 0
1067 | 584 | ON | 48.1348 | -80.0406 | ON_DYM_DSS | NG_CC | 0.33753 | 6.36 | 81 | 17849 | 2.73 | 0.81 | 2.73 | 2.73 | 2.73 | 2.73 | 2.73 | 2.73 | 0 | 0 | 0 | 0 | 0 | 0 | 0 | 0 | 0 | 0 | 0 | 0 | 0 | 0 | 0 | 0 | 0 | 0 | 0 | 0 | 0 | 0 | 0 | 0 | 0 | 0 | 0 | 0 | 0 | 0 | 0 | 0 | 0 | 0 | 0 | 0 | 0 | 0 | 0 | 0 | 0 | 0 | 0 | 0 | 0 | 0 | 0 | 0
1112 | 767 | ON | 44.1481 | -76.8413 | ON_NAP_GSS | NG_CC | 0.33753 | 6.36 | 240 | 17849 | 2.73 | 2.4 | 2.73 | 2.73 | 2.73 | 2.73 | 2.73 | 2.73 | 0 | 0 | 0 | 0 | 0 | 0 | 0 | 0 | 0 | 0 | 0 | 0 | 0 | 0 | 0 | 0 | 0 | 0 | 0 | 0 | 0 | 0 | 0 | 0 | 0 | 0 | 0 | 0 | 0 | 0 | 0 | 0 | 0 | 0 | 0 | 0 | 0 | 0 | 0 | 0 | 0 | 0 | 0 | 0 | 0 | 0 | 0 | 0
1113 | 767 | ON | 44.1481 | -76.8413 | ON_NAP_GSS | NG_CC | 0.33753 | 6.36 | 240 | 17849 | 2.73 | 2.4 | 2.73 | 2.73 | 2.73 | 2.73 | 2.73 | 2.73 | 0 | 0 | 0 | 0 | 0 | 0 | 0 | 0 | 0 | 0 | 0 | 0 | 0 | 0 | 0 | 0 | 0 | 0 | 0 | 0 | 0 | 0 | 0 | 0 | 0 | 0 | 0 | 0 | 0 | 0 | 0 | 0 | 0 | 0 | 0 | 0 | 0 | 0 | 0 | 0 | 0 | 0 | 0 | 0 | 0 | 0 | 0 | 0
1114 | 767 | ON | 44.1481 | -76.8413 | ON_NAP_GSS | NG_CC | 0.33753 | 6.36 | 420 | 17849 | 2.73 | 4.2 | 2.73 | 2.73 | 2.73 | 2.73 | 2.73 | 2.73 | 0 | 0 | 0 | 0 | 0 | 0 | 0 | 0 | 0 | 0 | 0 | 0 | 0 | 0 | 0 | 0 | 0 | 0 | 0 | 0 | 0 | 0 | 0 | 0 | 0 | 0 | 0 | 0 | 0 | 0 | 0 | 0 | 0 | 0 | 0 | 0 | 0 | 0 | 0 | 0 | 0 | 0 | 0 | 0 | 0 | 0 | 0 | 0
1144 | 705 | ON | 43.6495 | -79.3311 | ON_LES_DSS | NG_CC | 0.33753 | 6.36 | 160 | 17849 | 2.73 | 1.6 | 2.73 | 2.73 | 2.73 | 2.73 | 2.73 | 2.73 | 0 | 0 | 0 | 0 | 0 | 0 | 0 | 0 | 0 | 0 | 0 | 0 | 0 | 0 | 0 | 0 | 0 | 0 | 0 | 0 | 0 | 0 | 0 | 0 | 0 | 0 | 0 | 0 | 0 | 0 | 0 | 0 | 0 | 0 | 0 | 0 | 0 | 0 | 0 | 0 | 0 | 0 | 0 | 0 | 0 | 0 | 0 | 0
1145 | 705 | ON | 43.6495 | -79.3311 | ON_LES_DSS | NG_CC | 0.33753 | 6.36 | 160 | 17849 | 2.73 | 1.6 | 2.73 | 2.73 | 2.73 | 2.73 | 2.73 | 2.73 | 0 | 0 | 0 | 0 | 0 | 0 | 0 | 0 | 0 | 0 | 0 | 0 | 0 | 0 | 0 | 0 | 0 | 0 | 0 | 0 | 0 | 0 | 0 | 0 | 0 | 0 | 0 | 0 | 0 | 0 | 0 | 0 | 0 | 0 | 0 | 0 | 0 | 0 | 0 | 0 | 0 | 0 | 0 | 0 | 0 | 0 | 0 | 0
1146 | 705 | ON | 43.6495 | -79.3311 | ON_LES_DSS | NG_CC | 0.33753 | 6.36 | 230 | 17849 | 2.73 | 2.3 | 2.73 | 2.73 | 2.73 | 2.73 | 2.73 | 2.73 | 0 | 0 | 0 | 0 | 0 | 0 | 0 | 0 | 0 | 0 | 0 | 0 | 0 | 0 | 0 | 0 | 0 | 0 | 0 | 0 | 0 | 0 | 0 | 0 | 0 | 0 | 0 | 0 | 0 | 0 | 0 | 0 | 0 | 0 | 0 | 0 | 0 | 0 | 0 | 0 | 0 | 0 | 0 | 0 | 0 | 0 | 0 | 0
1178 | 866 | ON | 42.8973 | -82.3983 | ON_STE_GSS | NG_CC | 0.33753 | 6.36 | 577 | 17849 | 2.73 | 5.77 | 2.73 | 2.73 | 2.73 | 2.73 | 2.73 | 2.73 | 0 | 0 | 0 | 0 | 0 | 0 | 0 | 0 | 0 | 0 | 0 | 0 | 0 | 0 | 0 | 0 | 0 | 0 | 0 | 0 | 0 | 0 | 0 | 0 | 0 | 0 | 0 | 0 | 0 | 0 | 0 | 0 | 0 | 0 | 0 | 0 | 0 | 0 | 0 | 0 | 0 | 0 | 0 | 0 | 0 | 0 | 0 | 0
1241 | 977 | QC | 46.3919 | -72.3524 | QC_BEC_GSS | NG_CC | 0.33753 | 6.36 | 411 | 17849 | 2.73 | 4.11 | 2.73 | 2.73 | 2.73 | 2.73 | 2.73 | 2.73 | 0 | 0 | 0 | 0 | 0 | 0 | 0 | 0 | 0 | 0 | 0 | 0 | 0 | 0 | 0 | 0 | 0 | 0 | 0 | 0 | 0 | 0 | 0 | 0 | 0 | 0 | 0 | 0 | 0 | 0 | 0 | 0 | 0 | 0 | 0 | 0 | 0 | 0 | 0 | 0 | 0 | 0 | 0 | 0 | 0 | 0 | 0 | 0
1466 | 1186 | SK | 51.8781 | -105.2807 | SK_QEB_GSS | NG_CC | 0.33753 | 6.36 | 370 | 17849 | 2.73 | 3.7 | 2.73 | 2.73 | 2.73 | 2.73 | 2.73 | 2.73 | 0 | 0 | 0 | 0 | 0 | 0 | 0 | 0 | 0 | 0 | 0 | 0 | 0 | 0 | 0 | 0 | 0 | 0 | 0 | 0 | 0 | 0 | 0 | 0 | 0 | 0 | 0 | 0 | 0 | 0 | 0 | 0 | 0 | 0 | 0 | 0 | 0 | 0 | 0 | 0 | 0 | 0 | 0 | 0 | 0 | 0 | 0 | 0
1473 | 1170 | SK | 52.6832 | -108.1715 | SK_BFD_GSS | NG_CC | 0.33753 | 6.36 | 95 | 17849 | 2.73 | 0.95 | 2.73 | 2.73 | 2.73 | 2.73 | 2.73 | 2.73 | 0 | 0 | 0 | 0 | 0 | 0 | 0 | 0 | 0 | 0 | 0 | 0 | 0 | 0 | 0 | 0 | 0 | 0 | 0 | 0 | 0 | 0 | 0 | 0 | 0 | 0 | 0 | 0 | 0 | 0 | 0 | 0 | 0 | 0 | 0 | 0 | 0 | 0 | 0 | 0 | 0 | 0 | 0 | 0 | 0 | 0 | 0 | 0
1480 | 1191 | SK | 50.342 | -107.938 | SK_SWC_DSS | NG_CC | 0.33753 | 6.36 | 350 | 17849 | 2.73 | 3.5 | 2.73 | 2.73 | 2.73 | 2.73 | 2.73 | 2.73 | 0 | 0 | 0 | 0 | 0 | 0 | 0 | 0 | 0 | 0 | 0 | 0 | 0 | 0 | 0 | 0 | 0 | 0 | 0 | 0 | 0 | 0 | 0 | 0 | 0 | 0 | 0 | 0 | 0 | 0 | 0 | 0 | 0 | 0 | 0 | 0 | 0 | 0 | 0 | 0 | 0 | 0 | 0 | 0 | 0 | 0 | 0 | 0
1498 | 1179 | SK | 50.374 | -105.4902 | SK_GPL_GSS | NG_CC | 0.33753 | 6.36 | 350 | 17849 | 2.73 | 3.5 | 2.73 | 2.73 | 2.73 | 2.73 | 2.73 | 2.73 | 0 | 0 | 0 | 0 | 0 | 0 | 0 | 0 | 0 | 0 | 0 | 0 | 0 | 0 | 0 | 0 | 0 | 0 | 0 | 0 | 0 | 0 | 0 | 0 | 0 | 0 | 0 | 0 | 0 | 0 | 0 | 0 | 0 | 0 | 0 | 0 | 0 | 0 | 0 | 0 | 0 | 0 | 0 | 0 | 0 | 0 | 0 | 0
1509 | 144 | SK | 51.6885 | -109.2462 | AB_959S_DSS | NG_CC | 0.33753 | 6.36 | 15 | 17849 | 2.73 | 0.15 | 2.73 | 2.73 | 2.73 | 2.73 | 2.73 | 2.73 | 0 | 0 | 0 | 0 | 0 | 0 | 0 | 0 | 0 | 0 | 0 | 0 | 0 | 0 | 0 | 0 | 0 | 0 | 0 | 0 | 0 | 0 | 0 | 0 | 0 | 0 | 0 | 0 | 0 | 0 | 0 | 0 | 0 | 0 | 0 | 0 | 0 | 0 | 0 | 0 | 0 | 0 | 0 | 0 | 0 | 0 | 0 | 0
1524 | 1186 | SK | 52.0531 | -106.4502 | SK_QEB_GSS | NG_CC | 0.33753 | 6.36 | 47 | 17849 | 2.73 | 0.47 | 2.73 | 2.73 | 2.73 | 2.73 | 2.73 | 2.73 | 0 | 0 | 0 | 0 | 0 | 0 | 0 | 0 | 0 | 0 | 0 | 0 | 0 | 0 | 0 | 0 | 0 | 0 | 0 | 0 | 0 | 0 | 0 | 0 | 0 | 0 | 0 | 0 | 0 | 0 | 0 | 0 | 0 | 0 | 0 | 0 | 0 | 0 | 0 | 0 | 0 | 0 | 0 | 0 | 0 | 0 | 0 | 0
1528 | 1186 | SK | 52.0944 | -106.7049 | SK_QEB_GSS | NG_CC | 0.33753 | 6.36 | 61 | 17849 | 2.73 | 0.61 | 2.73 | 2.73 | 2.73 | 2.73 | 2.73 | 2.73 | 0 | 0 | 0 | 0 | 0 | 0 | 0 | 0 | 0 | 0 | 0 | 0 | 0 | 0 | 0 | 0 | 0 | 0 | 0 | 0 | 0 | 0 | 0 | 0 | 0 | 0 | 0 | 0 | 0 | 0 | 0 | 0 | 0 | 0 | 0 | 0 | 0 | 0 | 0 | 0 | 0 | 0 | 0 | 0 | 0 | 0 | 0 | 0
1529 | 1186 | SK | 52.0944 | -106.7049 | SK_QEB_GSS | NG_CC | 0.33753 | 6.36 | 62 | 17849 | 2.73 | 0.62 | 2.73 | 2.73 | 2.73 | 2.73 | 2.73 | 2.73 | 0 | 0 | 0 | 0 | 0 | 0 | 0 | 0 | 0 | 0 | 0 | 0 | 0 | 0 | 0 | 0 | 0 | 0 | 0 | 0 | 0 | 0 | 0 | 0 | 0 | 0 | 0 | 0 | 0 | 0 | 0 | 0 | 0 | 0 | 0 | 0 | 0 | 0 | 0 | 0 | 0 | 0 | 0 | 0 | 0 | 0 | 0 | 0
1530 | 1186 | SK | 52.0944 | -106.7049 | SK_QEB_GSS | NG_CC | 0.33753 | 6.36 | 95 | 17849 | 2.73 | 0.95 | 2.73 | 2.73 | 2.73 | 2.73 | 2.73 | 2.73 | 0 | 0 | 0 | 0 | 0 | 0 | 0 | 0 | 0 | 0 | 0 | 0 | 0 | 0 | 0 | 0 | 0 | 0 | 0 | 0 | 0 | 0 | 0 | 0 | 0 | 0 | 0 | 0 | 0 | 0 | 0 | 0 | 0 | 0 | 0 | 0 | 0 | 0 | 0 | 0 | 0 | 0 | 0 | 0 | 0 | 0 | 0 | 0
1531 | 1186 | SK | 52.0944 | -106.7049 | SK_QEB_GSS | NG_CC | 0.33753 | 6.36 | 28 | 17849 | 2.73 | 0.28 | 2.73 | 2.73 | 2.73 | 2.73 | 2.73 | 2.73 | 0 | 0 | 0 | 0 | 0 | 0 | 0 | 0 | 0 | 0 | 0 | 0 | 0 | 0 | 0 | 0 | 0 | 0 | 0 | 0 | 0 | 0 | 0 | 0 | 0 | 0 | 0 | 0 | 0 | 0 | 0 | 0 | 0 | 0 | 0 | 0 | 0 | 0 | 0 | 0 | 0 | 0 | 0 | 0 | 0 | 0 | 0 | 0
1532 | 1186 | SK | 52.0944 | -106.7049 | SK_QEB_GSS | NG_CC | 0.33753 | 6.36 | 28 | 17849 | 2.73 | 0.28 | 2.73 | 2.73 | 2.73 | 2.73 | 2.73 | 2.73 | 0 | 0 | 0 | 0 | 0 | 0 | 0 | 0 | 0 | 0 | 0 | 0 | 0 | 0 | 0 | 0 | 0 | 0 | 0 | 0 | 0 | 0 | 0 | 0 | 0 | 0 | 0 | 0 | 0 | 0 | 0 | 0 | 0 | 0 | 0 | 0 | 0 | 0 | 0 | 0 | 0 | 0 | 0 | 0 | 0 | 0 | 0 | 0
1533 | 1186 | SK | 52.0944 | -106.7049 | SK_QEB_GSS | NG_CC | 0.33753 | 6.36 | 28 | 17849 | 2.73 | 0.28 | 2.73 | 2.73 | 2.73 | 2.73 | 2.73 | 2.73 | 0 | 0 | 0 | 0 | 0 | 0 | 0 | 0 | 0 | 0 | 0 | 0 | 0 | 0 | 0 | 0 | 0 | 0 | 0 | 0 | 0 | 0 | 0 | 0 | 0 | 0 | 0 | 0 | 0 | 0 | 0 | 0 | 0 | 0 | 0 | 0 | 0 | 0 | 0 | 0 | 0 | 0 | 0 | 0 | 0 | 0 | 0 | 0
1534 | 1186 | SK | 52.0944 | -106.7049 | SK_QEB_GSS | NG_CC | 0.33753 | 6.36 | 28 | 17849 | 2.73 | 0.28 | 2.73 | 2.73 | 2.73 | 2.73 | 2.73 | 2.73 | 0 | 0 | 0 | 0 | 0 | 0 | 0 | 0 | 0 | 0 | 0 | 0 | 0 | 0 | 0 | 0 | 0 | 0 | 0 | 0 | 0 | 0 | 0 | 0 | 0 | 0 | 0 | 0 | 0 | 0 | 0 | 0 | 0 | 0 | 0 | 0 | 0 | 0 | 0 | 0 | 0 | 0 | 0 | 0 | 0 | 0 | 0 | 0
1535 | 1186 | SK | 52.0944 | -106.7049 | SK_QEB_GSS | NG_CC | 0.33753 | 6.36 | 28 | 17849 | 2.73 | 0.28 | 2.73 | 2.73 | 2.73 | 2.73 | 2.73 | 2.73 | 0 | 0 | 0 | 0 | 0 | 0 | 0 | 0 | 0 | 0 | 0 | 0 | 0 | 0 | 0 | 0 | 0 | 0 | 0 | 0 | 0 | 0 | 0 | 0 | 0 | 0 | 0 | 0 | 0 | 0 | 0 | 0 | 0 | 0 | 0 | 0 | 0 | 0 | 0 | 0 | 0 | 0 | 0 | 0 | 0 | 0 | 0 | 0
1536 | 1186 | SK | 52.0944 | -106.7049 | SK_QEB_GSS | NG_CC | 0.33753 | 6.36 | 28 | 17849 | 2.73 | 0.28 | 2.73 | 2.73 | 2.73 | 2.73 | 2.73 | 2.73 | 0 | 0 | 0 | 0 | 0 | 0 | 0 | 0 | 0 | 0 | 0 | 0 | 0 | 0 | 0 | 0 | 0 | 0 | 0 | 0 | 0 | 0 | 0 | 0 | 0 | 0 | 0 | 0 | 0 | 0 | 0 | 0 | 0 | 0 | 0 | 0 | 0 | 0 | 0 | 0 | 0 | 0 | 0 | 0 | 0 | 0 | 0 | 0
1537 | 1186 | SK | 52.0944 | -106.7049 | SK_QEB_GSS | NG_CC | 0.33753 | 6.36 | 21 | 17849 | 2.73 | 0.21 | 2.73 | 2.73 | 2.73 | 2.73 | 2.73 | 2.73 | 0 | 0 | 0 | 0 | 0 | 0 | 0 | 0 | 0 | 0 | 0 | 0 | 0 | 0 | 0 | 0 | 0 | 0 | 0 | 0 | 0 | 0 | 0 | 0 | 0 | 0 | 0 | 0 | 0 | 0 | 0 | 0 | 0 | 0 | 0 | 0 | 0 | 0 | 0 | 0 | 0 | 0 | 0 | 0 | 0 | 0 | 0 | 0
1538 | 1186 | SK | 52.0944 | -106.7049 | SK_QEB_GSS | NG_CC | 0.33753 | 6.36 | 21 | 17849 | 2.73 | 0.21 | 2.73 | 2.73 | 2.73 | 2.73 | 2.73 | 2.73 | 0 | 0 | 0 | 0 | 0 | 0 | 0 | 0 | 0 | 0 | 0 | 0 | 0 | 0 | 0 | 0 | 0 | 0 | 0 | 0 | 0 | 0 | 0 | 0 | 0 | 0 | 0 | 0 | 0 | 0 | 0 | 0 | 0 | 0 | 0 | 0 | 0 | 0 | 0 | 0 | 0 | 0 | 0 | 0 | 0 | 0 | 0 | 0
1539 | 1186 | SK | 52.0944 | -106.7049 | SK_QEB_GSS | NG_CC | 0.33753 | 6.36 | 35 | 17849 | 2.73 | 0.35 | 2.73 | 2.73 | 2.73 | 2.73 | 2.73 | 2.73 | 0 | 0 | 0 | 0 | 0 | 0 | 0 | 0 | 0 | 0 | 0 | 0 | 0 | 0 | 0 | 0 | 0 | 0 | 0 | 0 | 0 | 0 | 0 | 0 | 0 | 0 | 0 | 0 | 0 | 0 | 0 | 0 | 0 | 0 | 0 | 0 | 0 | 0 | 0 | 0 | 0 | 0 | 0 | 0 | 0 | 0 | 0 | 0
1540 | 1186 | SK | 52.0944 | -106.7049 | SK_QEB_GSS | NG_CC | 0.33753 | 6.36 | 35 | 17849 | 2.73 | 0.35 | 2.73 | 2.73 | 2.73 | 2.73 | 2.73 | 2.73 | 0 | 0 | 0 | 0 | 0 | 0 | 0 | 0 | 0 | 0 | 0 | 0 | 0 | 0 | 0 | 0 | 0 | 0 | 0 | 0 | 0 | 0 | 0 | 0 | 0 | 0 | 0 | 0 | 0 | 0 | 0 | 0 | 0 | 0 | 0 | 0 | 0 | 0 | 0 | 0 | 0 | 0 | 0 | 0 | 0 | 0 | 0 | 0
1541 | 1186 | SK | 52.0944 | -106.7049 | SK_QEB_GSS | NG_CC | 0.33753 | 6.36 | 35 | 17849 | 2.73 | 0.35 | 2.73 | 2.73 | 2.73 | 2.73 | 2.73 | 2.73 | 0 | 0 | 0 | 0 | 0 | 0 | 0 | 0 | 0 | 0 | 0 | 0 | 0 | 0 | 0 | 0 | 0 | 0 | 0 | 0 | 0 | 0 | 0 | 0 | 0 | 0 | 0 | 0 | 0 | 0 | 0 | 0 | 0 | 0 | 0 | 0 | 0 | 0 | 0 | 0 | 0 | 0 | 0 | 0 | 0 | 0 | 0 | 0
1542 | 1186 | SK | 52.0944 | -106.7049 | SK_QEB_GSS | NG_CC | 0.33753 | 6.36 | 35 | 17849 | 2.73 | 0.35 | 2.73 | 2.73 | 2.73 | 2.73 | 2.73 | 2.73 | 0 | 0 | 0 | 0 | 0 | 0 | 0 | 0 | 0 | 0 | 0 | 0 | 0 | 0 | 0 | 0 | 0 | 0 | 0 | 0 | 0 | 0 | 0 | 0 | 0 | 0 | 0 | 0 | 0 | 0 | 0 | 0 | 0 | 0 | 0 | 0 | 0 | 0 | 0 | 0 | 0 | 0 | 0 | 0 | 0 | 0 | 0 | 0
1543 | 1186 | SK | 52.0944 | -106.7049 | SK_QEB_GSS | NG_CC | 0.33753 | 6.36 | 35 | 17849 | 2.73 | 0.35 | 2.73 | 2.73 | 2.73 | 2.73 | 2.73 | 2.73 | 0 | 0 | 0 | 0 | 0 | 0 | 0 | 0 | 0 | 0 | 0 | 0 | 0 | 0 | 0 | 0 | 0 | 0 | 0 | 0 | 0 | 0 | 0 | 0 | 0 | 0 | 0 | 0 | 0 | 0 | 0 | 0 | 0 | 0 | 0 | 0 | 0 | 0 | 0 | 0 | 0 | 0 | 0 | 0 | 0 | 0 | 0 | 0
1544 | 1186 | SK | 52.0944 | -106.7049 | SK_QEB_GSS | NG_CC | 0.33753 | 6.36 | 35 | 17849 | 2.73 | 0.35 | 2.73 | 2.73 | 2.73 | 2.73 | 2.73 | 2.73 | 0 | 0 | 0 | 0 | 0 | 0 | 0 | 0 | 0 | 0 | 0 | 0 | 0 | 0 | 0 | 0 | 0 | 0 | 0 | 0 | 0 | 0 | 0 | 0 | 0 | 0 | 0 | 0 | 0 | 0 | 0 | 0 | 0 | 0 | 0 | 0 | 0 | 0 | 0 | 0 | 0 | 0 | 0 | 0 | 0 | 0 | 0 | 0
1545 | 1186 | SK | 52.0944 | -106.7049 | SK_QEB_GSS | NG_CC | 0.33753 | 6.36 | 100 | 17849 | 2.73 | 1 | 2.73 | 2.73 | 2.73 | 2.73 | 2.73 | 2.73 | 0 | 0 | 0 | 0 | 0 | 0 | 0 | 0 | 0 | 0 | 0 | 0 | 0 | 0 | 0 | 0 | 0 | 0 | 0 | 0 | 0 | 0 | 0 | 0 | 0 | 0 | 0 | 0 | 0 | 0 | 0 | 0 | 0 | 0 | 0 | 0 | 0 | 0 | 0 | 0 | 0 | 0 | 0 | 0 | 0 | 0 | 0 | 0
5 | 58 | AB | 53.7984 | -113.0942 | AB_410S_DSS | NG_CG | 0.3375 | 7.16 | 106 | 17849 | 2.73 | 1.06 | 2.73 | 2.73 | 2.73 | 2.73 | 2.73 | 2.73 | 0 | 0 | 0 | 0 | 0 | 0 | 0 | 0 | 0 | 0 | 0 | 0 | 0 | 0 | 0 | 0 | 0 | 0 | 0 | 0 | 0 | 0 | 0 | 0 | 0 | 0 | 0 | 0 | 0 | 0 | 0 | 0 | 0 | 0 | 0 | 0 | 0 | 0 | 0 | 0 | 0 | 0 | 0 | 0 | 0 | 0 | 0 | 0
8 | 110 | AB | 55.0715 | -118.692 | AB_813S_DSS | NG_CG | 0.3375 | 7.16 | 36 | 17849 | 2.73 | 0.36 | 2.73 | 2.73 | 2.73 | 2.73 | 2.73 | 2.73 | 0 | 0 | 0 | 0 | 0 | 0 | 0 | 0 | 0 | 0 | 0 | 0 | 0 | 0 | 0 | 0 | 0 | 0 | 0 | 0 | 0 | 0 | 0 | 0 | 0 | 0 | 0 | 0 | 0 | 0 | 0 | 0 | 0 | 0 | 0 | 0 | 0 | 0 | 0 | 0 | 0 | 0 | 0 | 0 | 0 | 0 | 0 | 0
9 | 110 | AB | 55.0715 | -118.692 | AB_813S_DSS | NG_CG | 0.3375 | 7.16 | 64 | 17849 | 2.73 | 0.64 | 2.73 | 2.73 | 2.73 | 2.73 | 2.73 | 2.73 | 0 | 0 | 0 | 0 | 0 | 0 | 0 | 0 | 0 | 0 | 0 | 0 | 0 | 0 | 0 | 0 | 0 | 0 | 0 | 0 | 0 | 0 | 0 | 0 | 0 | 0 | 0 | 0 | 0 | 0 | 0 | 0 | 0 | 0 | 0 | 0 | 0 | 0 | 0 | 0 | 0 | 0 | 0 | 0 | 0 | 0 | 0 | 0
10 | 129 | AB | 52.5148 | -113.9131 | AB_87S_DSS | NG_CG | 0.3375 | 7.16 | 6.05 | 17849 | 2.73 | 0.0605 | 2.73 | 2.73 | 2.73 | 2.73 | 2.73 | 2.73 | 0 | 0 | 0 | 0 | 0 | 0 | 0 | 0 | 0 | 0 | 0 | 0 | 0 | 0 | 0 | 0 | 0 | 0 | 0 | 0 | 0 | 0 | 0 | 0 | 0 | 0 | 0 | 0 | 0 | 0 | 0 | 0 | 0 | 0 | 0 | 0 | 0 | 0 | 0 | 0 | 0 | 0 | 0 | 0 | 0 | 0 | 0 | 0
18 | 90 | AB | 52.9533 | -114.7954 | AB_68S_DSS | NG_CG | 0.3375 | 7.16 | 6 | 17849 | 2.73 | 0.06 | 2.73 | 2.73 | 2.73 | 2.73 | 2.73 | 2.73 | 0 | 0 | 0 | 0 | 0 | 0 | 0 | 0 | 0 | 0 | 0 | 0 | 0 | 0 | 0 | 0 | 0 | 0 | 0 | 0 | 0 | 0 | 0 | 0 | 0 | 0 | 0 | 0 | 0 | 0 | 0 | 0 | 0 | 0 | 0 | 0 | 0 | 0 | 0 | 0 | 0 | 0 | 0 | 0 | 0 | 0 | 0 | 0
45 | 96 | AB | 55.5627 | -110.9134 | AB_723S_GSS | NG_CG | 0.3375 | 7.16 | 100 | 17849 | 2.73 | 1 | 2.73 | 2.73 | 2.73 | 2.73 | 2.73 | 2.73 | 0 | 0 | 0 | 0 | 0 | 0 | 0 | 0 | 0 | 0 | 0 | 0 | 0 | 0 | 0 | 0 | 0 | 0 | 0 | 0 | 0 | 0 | 0 | 0 | 0 | 0 | 0 | 0 | 0 | 0 | 0 | 0 | 0 | 0 | 0 | 0 | 0 | 0 | 0 | 0 | 0 | 0 | 0 | 0 | 0 | 0 | 0 | 0
51 | 118 | AB | 57.3392 | -111.7577 | AB_842S_GSS | NG_CG | 0.3375 | 7.16 | 203 | 17849 | 2.73 | 2.03 | 2.73 | 2.73 | 2.73 | 2.73 | 2.73 | 2.73 | 0 | 0 | 0 | 0 | 0 | 0 | 0 | 0 | 0 | 0 | 0 | 0 | 0 | 0 | 0 | 0 | 0 | 0 | 0 | 0 | 0 | 0 | 0 | 0 | 0 | 0 | 0 | 0 | 0 | 0 | 0 | 0 | 0 | 0 | 0 | 0 | 0 | 0 | 0 | 0 | 0 | 0 | 0 | 0 | 0 | 0 | 0 | 0
52 | 9 | AB | 49.7361 | -112.5621 | AB_120S_DSS | NG_CG | 0.3375 | 7.16 | 5 | 17849 | 2.73 | 0.05 | 2.73 | 2.73 | 2.73 | 2.73 | 2.73 | 2.73 | 0 | 0 | 0 | 0 | 0 | 0 | 0 | 0 | 0 | 0 | 0 | 0 | 0 | 0 | 0 | 0 | 0 | 0 | 0 | 0 | 0 | 0 | 0 | 0 | 0 | 0 | 0 | 0 | 0 | 0 | 0 | 0 | 0 | 0 | 0 | 0 | 0 | 0 | 0 | 0 | 0 | 0 | 0 | 0 | 0 | 0 | 0 | 0
57 | 126 | AB | 52.983 | -112.7696 | AB_86S_DSS | NG_CG | 0.3375 | 7.16 | 10 | 17849 | 2.73 | 0.1 | 2.73 | 2.73 | 2.73 | 2.73 | 2.73 | 2.73 | 0 | 0 | 0 | 0 | 0 | 0 | 0 | 0 | 0 | 0 | 0 | 0 | 0 | 0 | 0 | 0 | 0 | 0 | 0 | 0 | 0 | 0 | 0 | 0 | 0 | 0 | 0 | 0 | 0 | 0 | 0 | 0 | 0 | 0 | 0 | 0 | 0 | 0 | 0 | 0 | 0 | 0 | 0 | 0 | 0 | 0 | 0 | 0
74 | 94 | AB | 53.734 | -113.1713 | AB_71S_DSS | NG_CG | 0.3375 | 7.16 | 326 | 17849 | 2.73 | 3.26 | 2.73 | 2.73 | 2.73 | 2.73 | 2.73 | 2.73 | 0 | 0 | 0 | 0 | 0 | 0 | 0 | 0 | 0 | 0 | 0 | 0 | 0 | 0 | 0 | 0 | 0 | 0 | 0 | 0 | 0 | 0 | 0 | 0 | 0 | 0 | 0 | 0 | 0 | 0 | 0 | 0 | 0 | 0 | 0 | 0 | 0 | 0 | 0 | 0 | 0 | 0 | 0 | 0 | 0 | 0 | 0 | 0
78 | 19 | AB | 55.0673 | -110.5359 | AB_170S_DSS | NG_CG | 0.3375 | 7.16 | 98 | 17849 | 2.73 | 0.98 | 2.73 | 2.73 | 2.73 | 2.73 | 2.73 | 2.73 | 0 | 0 | 0 | 0 | 0 | 0 | 0 | 0 | 0 | 0 | 0 | 0 | 0 | 0 | 0 | 0 | 0 | 0 | 0 | 0 | 0 | 0 | 0 | 0 | 0 | 0 | 0 | 0 | 0 | 0 | 0 | 0 | 0 | 0 | 0 | 0 | 0 | 0 | 0 | 0 | 0 | 0 | 0 | 0 | 0 | 0 | 0 | 0
85 | 17 | AB | 50.6828 | -110.034 | AB_163S_ISS | NG_CG | 0.3375 | 7.16 | 46 | 17849 | 2.73 | 0.46 | 2.73 | 2.73 | 2.73 | 2.73 | 2.73 | 2.73 | 0 | 0 | 0 | 0 | 0 | 0 | 0 | 0 | 0 | 0 | 0 | 0 | 0 | 0 | 0 | 0 | 0 | 0 | 0 | 0 | 0 | 0 | 0 | 0 | 0 | 0 | 0 | 0 | 0 | 0 | 0 | 0 | 0 | 0 | 0 | 0 | 0 | 0 | 0 | 0 | 0 | 0 | 0 | 0 | 0 | 0 | 0 | 0
87 | 64 | AB | 57.3919 | -111.5711 | AB_505S_GSS | NG_CG | 0.3375 | 7.16 | 199 | 17849 | 2.73 | 1.99 | 2.73 | 2.73 | 2.73 | 2.73 | 2.73 | 2.73 | 0 | 0 | 0 | 0 | 0 | 0 | 0 | 0 | 0 | 0 | 0 | 0 | 0 | 0 | 0 | 0 | 0 | 0 | 0 | 0 | 0 | 0 | 0 | 0 | 0 | 0 | 0 | 0 | 0 | 0 | 0 | 0 | 0 | 0 | 0 | 0 | 0 | 0 | 0 | 0 | 0 | 0 | 0 | 0 | 0 | 0 | 0 | 0
110 | 35 | AB | 51.6913 | -114.4774 | AB_281S_DSS | NG_CG | 0.3375 | 7.16 | 45 | 17849 | 2.73 | 0.45 | 2.73 | 2.73 | 2.73 | 2.73 | 2.73 | 2.73 | 0 | 0 | 0 | 0 | 0 | 0 | 0 | 0 | 0 | 0 | 0 | 0 | 0 | 0 | 0 | 0 | 0 | 0 | 0 | 0 | 0 | 0 | 0 | 0 | 0 | 0 | 0 | 0 | 0 | 0 | 0 | 0 | 0 | 0 | 0 | 0 | 0 | 0 | 0 | 0 | 0 | 0 | 0 | 0 | 0 | 0 | 0 | 0
112 | 11 | AB | 53.7803 | -113.1303 | AB_12S_ISS | NG_CG | 0.3375 | 7.16 | 102 | 17849 | 2.73 | 1.02 | 2.73 | 2.73 | 2.73 | 2.73 | 2.73 | 2.73 | 0 | 0 | 0 | 0 | 0 | 0 | 0 | 0 | 0 | 0 | 0 | 0 | 0 | 0 | 0 | 0 | 0 | 0 | 0 | 0 | 0 | 0 | 0 | 0 | 0 | 0 | 0 | 0 | 0 | 0 | 0 | 0 | 0 | 0 | 0 | 0 | 0 | 0 | 0 | 0 | 0 | 0 | 0 | 0 | 0 | 0 | 0 | 0
127 | 114 | AB | 54.5837 | -110.3933 | AB_826S_DSS | NG_CG | 0.3375 | 7.16 | 180 | 17849 | 2.73 | 1.8 | 2.73 | 2.73 | 2.73 | 2.73 | 2.73 | 2.73 | 0 | 0 | 0 | 0 | 0 | 0 | 0 | 0 | 0 | 0 | 0 | 0 | 0 | 0 | 0 | 0 | 0 | 0 | 0 | 0 | 0 | 0 | 0 | 0 | 0 | 0 | 0 | 0 | 0 | 0 | 0 | 0 | 0 | 0 | 0 | 0 | 0 | 0 | 0 | 0 | 0 | 0 | 0 | 0 | 0 | 0 | 0 | 0
128 | 114 | AB | 54.727 | -110.3452 | AB_826S_DSS | NG_CG | 0.3375 | 7.16 | 195 | 17849 | 2.73 | 1.95 | 2.73 | 2.73 | 2.73 | 2.73 | 2.73 | 2.73 | 0 | 0 | 0 | 0 | 0 | 0 | 0 | 0 | 0 | 0 | 0 | 0 | 0 | 0 | 0 | 0 | 0 | 0 | 0 | 0 | 0 | 0 | 0 | 0 | 0 | 0 | 0 | 0 | 0 | 0 | 0 | 0 | 0 | 0 | 0 | 0 | 0 | 0 | 0 | 0 | 0 | 0 | 0 | 0 | 0 | 0 | 0 | 0
129 | 152 | AB | 57.3968 | -111.0691 | AB_9900S_GSS | NG_CG | 0.3375 | 7.16 | 84 | 17849 | 2.73 | 0.84 | 2.73 | 2.73 | 2.73 | 2.73 | 2.73 | 2.73 | 0 | 0 | 0 | 0 | 0 | 0 | 0 | 0 | 0 | 0 | 0 | 0 | 0 | 0 | 0 | 0 | 0 | 0 | 0 | 0 | 0 | 0 | 0 | 0 | 0 | 0 | 0 | 0 | 0 | 0 | 0 | 0 | 0 | 0 | 0 | 0 | 0 | 0 | 0 | 0 | 0 | 0 | 0 | 0 | 0 | 0 | 0 | 0
130 | 55 | AB | 53.5438 | -113.3927 | AB_38S_DSS | NG_CG | 0.3375 | 7.16 | 43 | 17849 | 2.73 | 0.43 | 2.73 | 2.73 | 2.73 | 2.73 | 2.73 | 2.73 | 0 | 0 | 0 | 0 | 0 | 0 | 0 | 0 | 0 | 0 | 0 | 0 | 0 | 0 | 0 | 0 | 0 | 0 | 0 | 0 | 0 | 0 | 0 | 0 | 0 | 0 | 0 | 0 | 0 | 0 | 0 | 0 | 0 | 0 | 0 | 0 | 0 | 0 | 0 | 0 | 0 | 0 | 0 | 0 | 0 | 0 | 0 | 0
137 | 129 | AB | 52.3077 | -113.5467 | AB_87S_DSS | NG_CG | 0.3375 | 7.16 | 474 | 17849 | 2.73 | 4.74 | 2.73 | 2.73 | 2.73 | 2.73 | 2.73 | 2.73 | 0 | 0 | 0 | 0 | 0 | 0 | 0 | 0 | 0 | 0 | 0 | 0 | 0 | 0 | 0 | 0 | 0 | 0 | 0 | 0 | 0 | 0 | 0 | 0 | 0 | 0 | 0 | 0 | 0 | 0 | 0 | 0 | 0 | 0 | 0 | 0 | 0 | 0 | 0 | 0 | 0 | 0 | 0 | 0 | 0 | 0 | 0 | 0
138 | 10 | AB | 54.0989 | -116.6137 | AB_122S_GSS | NG_CG | 0.3375 | 7.16 | 40 | 17849 | 2.73 | 0.4 | 2.73 | 2.73 | 2.73 | 2.73 | 2.73 | 2.73 | 0 | 0 | 0 | 0 | 0 | 0 | 0 | 0 | 0 | 0 | 0 | 0 | 0 | 0 | 0 | 0 | 0 | 0 | 0 | 0 | 0 | 0 | 0 | 0 | 0 | 0 | 0 | 0 | 0 | 0 | 0 | 0 | 0 | 0 | 0 | 0 | 0 | 0 | 0 | 0 | 0 | 0 | 0 | 0 | 0 | 0 | 0 | 0
157 | 102 | AB | 55.6649 | -110.7184 | AB_762S_DSS | NG_CG | 0.3375 | 7.16 | 202 | 17849 | 2.73 | 2.02 | 2.73 | 2.73 | 2.73 | 2.73 | 2.73 | 2.73 | 0 | 0 | 0 | 0 | 0 | 0 | 0 | 0 | 0 | 0 | 0 | 0 | 0 | 0 | 0 | 0 | 0 | 0 | 0 | 0 | 0 | 0 | 0 | 0 | 0 | 0 | 0 | 0 | 0 | 0 | 0 | 0 | 0 | 0 | 0 | 0 | 0 | 0 | 0 | 0 | 0 | 0 | 0 | 0 | 0 | 0 | 0 | 0
159 | 119 | AB | 57.2536 | -111.5063 | AB_847S_GSS | NG_CG | 0.3375 | 7.16 | 202 | 17849 | 2.73 | 2.02 | 2.73 | 2.73 | 2.73 | 2.73 | 2.73 | 2.73 | 0 | 0 | 0 | 0 | 0 | 0 | 0 | 0 | 0 | 0 | 0 | 0 | 0 | 0 | 0 | 0 | 0 | 0 | 0 | 0 | 0 | 0 | 0 | 0 | 0 | 0 | 0 | 0 | 0 | 0 | 0 | 0 | 0 | 0 | 0 | 0 | 0 | 0 | 0 | 0 | 0 | 0 | 0 | 0 | 0 | 0 | 0 | 0
160 | 127 | AB | 57.0412 | -111.9054 | AB_874S_GSS | NG_CG | 0.3375 | 7.16 | 207 | 17849 | 2.73 | 2.07 | 2.73 | 2.73 | 2.73 | 2.73 | 2.73 | 2.73 | 0 | 0 | 0 | 0 | 0 | 0 | 0 | 0 | 0 | 0 | 0 | 0 | 0 | 0 | 0 | 0 | 0 | 0 | 0 | 0 | 0 | 0 | 0 | 0 | 0 | 0 | 0 | 0 | 0 | 0 | 0 | 0 | 0 | 0 | 0 | 0 | 0 | 0 | 0 | 0 | 0 | 0 | 0 | 0 | 0 | 0 | 0 | 0
162 | 185 | AB | 55.6693 | -118.9177 | BC_BMT_DSS | NG_CG | 0.3375 | 7.16 | 5 | 17849 | 2.73 | 0.05 | 2.73 | 2.73 | 2.73 | 2.73 | 2.73 | 2.73 | 0 | 0 | 0 | 0 | 0 | 0 | 0 | 0 | 0 | 0 | 0 | 0 | 0 | 0 | 0 | 0 | 0 | 0 | 0 | 0 | 0 | 0 | 0 | 0 | 0 | 0 | 0 | 0 | 0 | 0 | 0 | 0 | 0 | 0 | 0 | 0 | 0 | 0 | 0 | 0 | 0 | 0 | 0 | 0 | 0 | 0 | 0 | 0
172 | 124 | AB | 56.4065 | -110.9483 | AB_856S_DSS | NG_CG | 0.3375 | 7.16 | 220 | 17849 | 2.73 | 2.2 | 2.73 | 2.73 | 2.73 | 2.73 | 2.73 | 2.73 | 0 | 0 | 0 | 0 | 0 | 0 | 0 | 0 | 0 | 0 | 0 | 0 | 0 | 0 | 0 | 0 | 0 | 0 | 0 | 0 | 0 | 0 | 0 | 0 | 0 | 0 | 0 | 0 | 0 | 0 | 0 | 0 | 0 | 0 | 0 | 0 | 0 | 0 | 0 | 0 | 0 | 0 | 0 | 0 | 0 | 0 | 0 | 0
179 | 114 | AB | 53.9944 | -110.5968 | AB_826S_DSS | NG_CG | 0.3375 | 7.16 | 16 | 17849 | 2.73 | 0.16 | 2.73 | 2.73 | 2.73 | 2.73 | 2.73 | 2.73 | 0 | 0 | 0 | 0 | 0 | 0 | 0 | 0 | 0 | 0 | 0 | 0 | 0 | 0 | 0 | 0 | 0 | 0 | 0 | 0 | 0 | 0 | 0 | 0 | 0 | 0 | 0 | 0 | 0 | 0 | 0 | 0 | 0 | 0 | 0 | 0 | 0 | 0 | 0 | 0 | 0 | 0 | 0 | 0 | 0 | 0 | 0 | 0
182 | 114 | AB | 54.7732 | -110.5802 | AB_826S_DSS | NG_CG | 0.3375 | 7.16 | 100 | 17849 | 2.73 | 1 | 2.73 | 2.73 | 2.73 | 2.73 | 2.73 | 2.73 | 0 | 0 | 0 | 0 | 0 | 0 | 0 | 0 | 0 | 0 | 0 | 0 | 0 | 0 | 0 | 0 | 0 | 0 | 0 | 0 | 0 | 0 | 0 | 0 | 0 | 0 | 0 | 0 | 0 | 0 | 0 | 0 | 0 | 0 | 0 | 0 | 0 | 0 | 0 | 0 | 0 | 0 | 0 | 0 | 0 | 0 | 0 | 0
185 | 297 | AB | 58.4474 | -119.2369 | BC_SBK_DSS | NG_CG | 0.3375 | 7.16 | 47 | 17849 | 2.73 | 0.47 | 2.73 | 2.73 | 2.73 | 2.73 | 2.73 | 2.73 | 0 | 0 | 0 | 0 | 0 | 0 | 0 | 0 | 0 | 0 | 0 | 0 | 0 | 0 | 0 | 0 | 0 | 0 | 0 | 0 | 0 | 0 | 0 | 0 | 0 | 0 | 0 | 0 | 0 | 0 | 0 | 0 | 0 | 0 | 0 | 0 | 0 | 0 | 0 | 0 | 0 | 0 | 0 | 0 | 0 | 0 | 0 | 0
190 | 120 | AB | 57.0433 | -111.6207 | AB_848S_DSS | NG_CG | 0.3375 | 7.16 | 510 | 17849 | 2.73 | 5.1 | 2.73 | 2.73 | 2.73 | 2.73 | 2.73 | 2.73 | 0 | 0 | 0 | 0 | 0 | 0 | 0 | 0 | 0 | 0 | 0 | 0 | 0 | 0 | 0 | 0 | 0 | 0 | 0 | 0 | 0 | 0 | 0 | 0 | 0 | 0 | 0 | 0 | 0 | 0 | 0 | 0 | 0 | 0 | 0 | 0 | 0 | 0 | 0 | 0 | 0 | 0 | 0 | 0 | 0 | 0 | 0 | 0
191 | 158 | AB | 57.0056 | -111.4792 | AB_E3S_ISS | NG_CG | 0.3375 | 7.16 | 50 | 17849 | 2.73 | 0.5 | 2.73 | 2.73 | 2.73 | 2.73 | 2.73 | 2.73 | 0 | 0 | 0 | 0 | 0 | 0 | 0 | 0 | 0 | 0 | 0 | 0 | 0 | 0 | 0 | 0 | 0 | 0 | 0 | 0 | 0 | 0 | 0 | 0 | 0 | 0 | 0 | 0 | 0 | 0 | 0 | 0 | 0 | 0 | 0 | 0 | 0 | 0 | 0 | 0 | 0 | 0 | 0 | 0 | 0 | 0 | 0 | 0
195 | 158 | AB | 57.0078 | -111.4871 | AB_E3S_ISS | NG_CG | 0.3375 | 7.16 | 376 | 17849 | 2.73 | 3.76 | 2.73 | 2.73 | 2.73 | 2.73 | 2.73 | 2.73 | 0 | 0 | 0 | 0 | 0 | 0 | 0 | 0 | 0 | 0 | 0 | 0 | 0 | 0 | 0 | 0 | 0 | 0 | 0 | 0 | 0 | 0 | 0 | 0 | 0 | 0 | 0 | 0 | 0 | 0 | 0 | 0 | 0 | 0 | 0 | 0 | 0 | 0 | 0 | 0 | 0 | 0 | 0 | 0 | 0 | 0 | 0 | 0
196 | 163 | AB | 57.2355 | -110.8499 | AB_E65S_ISS | NG_CG | 0.3375 | 7.16 | 497 | 17849 | 2.73 | 4.97 | 2.73 | 2.73 | 2.73 | 2.73 | 2.73 | 2.73 | 0 | 0 | 0 | 0 | 0 | 0 | 0 | 0 | 0 | 0 | 0 | 0 | 0 | 0 | 0 | 0 | 0 | 0 | 0 | 0 | 0 | 0 | 0 | 0 | 0 | 0 | 0 | 0 | 0 | 0 | 0 | 0 | 0 | 0 | 0 | 0 | 0 | 0 | 0 | 0 | 0 | 0 | 0 | 0 | 0 | 0 | 0 | 0
200 | 185 | AB | 55.6693 | -118.9177 | BC_BMT_DSS | NG_CG | 0.3375 | 7.16 | 10 | 17849 | 2.73 | 0.1 | 2.73 | 2.73 | 2.73 | 2.73 | 2.73 | 2.73 | 0 | 0 | 0 | 0 | 0 | 0 | 0 | 0 | 0 | 0 | 0 | 0 | 0 | 0 | 0 | 0 | 0 | 0 | 0 | 0 | 0 | 0 | 0 | 0 | 0 | 0 | 0 | 0 | 0 | 0 | 0 | 0 | 0 | 0 | 0 | 0 | 0 | 0 | 0 | 0 | 0 | 0 | 0 | 0 | 0 | 0 | 0 | 0
208 | 20 | AB | 51.9644 | -114.7637 | AB_17S_DSS | NG_CG | 0.3375 | 7.16 | 19 | 17849 | 2.73 | 0.19 | 2.73 | 2.73 | 2.73 | 2.73 | 2.73 | 2.73 | 0 | 0 | 0 | 0 | 0 | 0 | 0 | 0 | 0 | 0 | 0 | 0 | 0 | 0 | 0 | 0 | 0 | 0 | 0 | 0 | 0 | 0 | 0 | 0 | 0 | 0 | 0 | 0 | 0 | 0 | 0 | 0 | 0 | 0 | 0 | 0 | 0 | 0 | 0 | 0 | 0 | 0 | 0 | 0 | 0 | 0 | 0 | 0
225 | 67 | AB | 50.8465 | -113.5815 | AB_520S_DSS | NG_CG | 0.3375 | 7.16 | 95 | 17849 | 2.73 | 0.95 | 2.73 | 2.73 | 2.73 | 2.73 | 2.73 | 2.73 | 0 | 0 | 0 | 0 | 0 | 0 | 0 | 0 | 0 | 0 | 0 | 0 | 0 | 0 | 0 | 0 | 0 | 0 | 0 | 0 | 0 | 0 | 0 | 0 | 0 | 0 | 0 | 0 | 0 | 0 | 0 | 0 | 0 | 0 | 0 | 0 | 0 | 0 | 0 | 0 | 0 | 0 | 0 | 0 | 0 | 0 | 0 | 0
226 | 89 | AB | 53.8161 | -113.1262 | AB_681S_DSS | NG_CG | 0.3375 | 7.16 | 92 | 17849 | 2.73 | 0.92 | 2.73 | 2.73 | 2.73 | 2.73 | 2.73 | 2.73 | 0 | 0 | 0 | 0 | 0 | 0 | 0 | 0 | 0 | 0 | 0 | 0 | 0 | 0 | 0 | 0 | 0 | 0 | 0 | 0 | 0 | 0 | 0 | 0 | 0 | 0 | 0 | 0 | 0 | 0 | 0 | 0 | 0 | 0 | 0 | 0 | 0 | 0 | 0 | 0 | 0 | 0 | 0 | 0 | 0 | 0 | 0 | 0
228 | 57 | AB | 53.5577 | -116.5473 | AB_39S_DSS | NG_CG | 0.3375 | 7.16 | 13 | 17849 | 2.73 | 0.13 | 2.73 | 2.73 | 2.73 | 2.73 | 2.73 | 2.73 | 0 | 0 | 0 | 0 | 0 | 0 | 0 | 0 | 0 | 0 | 0 | 0 | 0 | 0 | 0 | 0 | 0 | 0 | 0 | 0 | 0 | 0 | 0 | 0 | 0 | 0 | 0 | 0 | 0 | 0 | 0 | 0 | 0 | 0 | 0 | 0 | 0 | 0 | 0 | 0 | 0 | 0 | 0 | 0 | 0 | 0 | 0 | 0
232 | 111 | AB | 53.5236 | -113.5261 | AB_814S_DSS | NG_CG | 0.3375 | 7.16 | 39 | 17849 | 2.73 | 0.39 | 2.73 | 2.73 | 2.73 | 2.73 | 2.73 | 2.73 | 0 | 0 | 0 | 0 | 0 | 0 | 0 | 0 | 0 | 0 | 0 | 0 | 0 | 0 | 0 | 0 | 0 | 0 | 0 | 0 | 0 | 0 | 0 | 0 | 0 | 0 | 0 | 0 | 0 | 0 | 0 | 0 | 0 | 0 | 0 | 0 | 0 | 0 | 0 | 0 | 0 | 0 | 0 | 0 | 0 | 0 | 0 | 0
233 | 59 | AB | 51.0775 | -114.1333 | AB_42S_DSS | NG_CG | 0.3375 | 7.16 | 12 | 17849 | 2.73 | 0.12 | 2.73 | 2.73 | 2.73 | 2.73 | 2.73 | 2.73 | 0 | 0 | 0 | 0 | 0 | 0 | 0 | 0 | 0 | 0 | 0 | 0 | 0 | 0 | 0 | 0 | 0 | 0 | 0 | 0 | 0 | 0 | 0 | 0 | 0 | 0 | 0 | 0 | 0 | 0 | 0 | 0 | 0 | 0 | 0 | 0 | 0 | 0 | 0 | 0 | 0 | 0 | 0 | 0 | 0 | 0 | 0 | 0
241 | 185 | AB | 55.3361 | -119.2239 | BC_BMT_DSS | NG_CG | 0.3375 | 7.16 | 19 | 17849 | 2.73 | 0.19 | 2.73 | 2.73 | 2.73 | 2.73 | 2.73 | 2.73 | 0 | 0 | 0 | 0 | 0 | 0 | 0 | 0 | 0 | 0 | 0 | 0 | 0 | 0 | 0 | 0 | 0 | 0 | 0 | 0 | 0 | 0 | 0 | 0 | 0 | 0 | 0 | 0 | 0 | 0 | 0 | 0 | 0 | 0 | 0 | 0 | 0 | 0 | 0 | 0 | 0 | 0 | 0 | 0 | 0 | 0 | 0 | 0
404 | 297 | BC | 56.1463 | -120.6711 | BC_SBK_DSS | NG_CG | 0.3375 | 7.16 | 60 | 17849 | 2.73 | 0.6 | 2.73 | 2.73 | 2.73 | 2.73 | 2.73 | 2.73 | 0 | 0 | 0 | 0 | 0 | 0 | 0 | 0 | 0 | 0 | 0 | 0 | 0 | 0 | 0 | 0 | 0 | 0 | 0 | 0 | 0 | 0 | 0 | 0 | 0 | 0 | 0 | 0 | 0 | 0 | 0 | 0 | 0 | 0 | 0 | 0 | 0 | 0 | 0 | 0 | 0 | 0 | 0 | 0 | 0 | 0 | 0 | 0
405 | 297 | BC | 56.1463 | -120.6711 | BC_SBK_DSS | NG_CG | 0.3375 | 7.16 | 60 | 17849 | 2.73 | 0.6 | 2.73 | 2.73 | 2.73 | 2.73 | 2.73 | 2.73 | 0 | 0 | 0 | 0 | 0 | 0 | 0 | 0 | 0 | 0 | 0 | 0 | 0 | 0 | 0 | 0 | 0 | 0 | 0 | 0 | 0 | 0 | 0 | 0 | 0 | 0 | 0 | 0 | 0 | 0 | 0 | 0 | 0 | 0 | 0 | 0 | 0 | 0 | 0 | 0 | 0 | 0 | 0 | 0 | 0 | 0 | 0 | 0
636 | 415 | NB | 45.2842 | -66.0094 | NB_CLCV_GSS | NG_CG | 0.3375 | 7.16 | 49 | 17849 | 2.73 | 0.49 | 2.73 | 2.73 | 2.73 | 2.73 | 2.73 | 2.73 | 0 | 0 | 0 | 0 | 0 | 0 | 0 | 0 | 0 | 0 | 0 | 0 | 0 | 0 | 0 | 0 | 0 | 0 | 0 | 0 | 0 | 0 | 0 | 0 | 0 | 0 | 0 | 0 | 0 | 0 | 0 | 0 | 0 | 0 | 0 | 0 | 0 | 0 | 0 | 0 | 0 | 0 | 0 | 0 | 0 | 0 | 0 | 0
637 | 415 | NB | 45.2842 | -66.0094 | NB_CLCV_GSS | NG_CG | 0.3375 | 7.16 | 49 | 17849 | 2.73 | 0.49 | 2.73 | 2.73 | 2.73 | 2.73 | 2.73 | 2.73 | 0 | 0 | 0 | 0 | 0 | 0 | 0 | 0 | 0 | 0 | 0 | 0 | 0 | 0 | 0 | 0 | 0 | 0 | 0 | 0 | 0 | 0 | 0 | 0 | 0 | 0 | 0 | 0 | 0 | 0 | 0 | 0 | 0 | 0 | 0 | 0 | 0 | 0 | 0 | 0 | 0 | 0 | 0 | 0 | 0 | 0 | 0 | 0
923 | 750 | ON | 43.8453 | -79.324 | ON_MM3_DSS | NG_CG | 0.3375 | 7.16 | 2.6 | 17849 | 2.73 | 0.026 | 2.73 | 2.73 | 2.73 | 2.73 | 2.73 | 2.73 | 0 | 0 | 0 | 0 | 0 | 0 | 0 | 0 | 0 | 0 | 0 | 0 | 0 | 0 | 0 | 0 | 0 | 0 | 0 | 0 | 0 | 0 | 0 | 0 | 0 | 0 | 0 | 0 | 0 | 0 | 0 | 0 | 0 | 0 | 0 | 0 | 0 | 0 | 0 | 0 | 0 | 0 | 0 | 0 | 0 | 0 | 0 | 0
958 | 749 | ON | 43.8832 | -79.23 | ON_MM2_DSS | NG_CG | 0.3375 | 7.16 | 3.25 | 17849 | 2.73 | 0.0325 | 2.73 | 2.73 | 2.73 | 2.73 | 2.73 | 2.73 | 0 | 0 | 0 | 0 | 0 | 0 | 0 | 0 | 0 | 0 | 0 | 0 | 0 | 0 | 0 | 0 | 0 | 0 | 0 | 0 | 0 | 0 | 0 | 0 | 0 | 0 | 0 | 0 | 0 | 0 | 0 | 0 | 0 | 0 | 0 | 0 | 0 | 0 | 0 | 0 | 0 | 0 | 0 | 0 | 0 | 0 | 0 | 0
996 | 857 | ON | 42.9225 | -82.4372 | ON_SNS_TSS | NG_CG | 0.3375 | 7.16 | 46 | 17849 | 2.73 | 0.46 | 2.73 | 2.73 | 2.73 | 2.73 | 2.73 | 2.73 | 0 | 0 | 0 | 0 | 0 | 0 | 0 | 0 | 0 | 0 | 0 | 0 | 0 | 0 | 0 | 0 | 0 | 0 | 0 | 0 | 0 | 0 | 0 | 0 | 0 | 0 | 0 | 0 | 0 | 0 | 0 | 0 | 0 | 0 | 0 | 0 | 0 | 0 | 0 | 0 | 0 | 0 | 0 | 0 | 0 | 0 | 0 | 0
997 | 779 | ON | 44.2107 | -76.725 | ON_NPK_GSS | NG_CG | 0.3375 | 7.16 | 140 | 17849 | 2.73 | 1.4 | 2.73 | 2.73 | 2.73 | 2.73 | 2.73 | 2.73 | 0 | 0 | 0 | 0 | 0 | 0 | 0 | 0 | 0 | 0 | 0 | 0 | 0 | 0 | 0 | 0 | 0 | 0 | 0 | 0 | 0 | 0 | 0 | 0 | 0 | 0 | 0 | 0 | 0 | 0 | 0 | 0 | 0 | 0 | 0 | 0 | 0 | 0 | 0 | 0 | 0 | 0 | 0 | 0 | 0 | 0 | 0 | 0
1009 | 702 | ON | 42.3252 | -83.0003 | ON_LAU_DSS | NG_CG | 0.3375 | 7.16 | 42 | 17849 | 2.73 | 0.42 | 2.73 | 2.73 | 2.73 | 2.73 | 2.73 | 2.73 | 0 | 0 | 0 | 0 | 0 | 0 | 0 | 0 | 0 | 0 | 0 | 0 | 0 | 0 | 0 | 0 | 0 | 0 | 0 | 0 | 0 | 0 | 0 | 0 | 0 | 0 | 0 | 0 | 0 | 0 | 0 | 0 | 0 | 0 | 0 | 0 | 0 | 0 | 0 | 0 | 0 | 0 | 0 | 0 | 0 | 0 | 0 | 0
1010 | 702 | ON | 42.3252 | -83.0003 | ON_LAU_DSS | NG_CG | 0.3375 | 7.16 | 42 | 17849 | 2.73 | 0.42 | 2.73 | 2.73 | 2.73 | 2.73 | 2.73 | 2.73 | 0 | 0 | 0 | 0 | 0 | 0 | 0 | 0 | 0 | 0 | 0 | 0 | 0 | 0 | 0 | 0 | 0 | 0 | 0 | 0 | 0 | 0 | 0 | 0 | 0 | 0 | 0 | 0 | 0 | 0 | 0 | 0 | 0 | 0 | 0 | 0 | 0 | 0 | 0 | 0 | 0 | 0 | 0 | 0 | 0 | 0 | 0 | 0
1037 | 825 | ON | 43.6916 | -79.6103 | ON_RCV_DSS | NG_CG | 0.3375 | 7.16 | 37 | 17849 | 2.73 | 0.37 | 2.73 | 2.73 | 2.73 | 2.73 | 2.73 | 2.73 | 0 | 0 | 0 | 0 | 0 | 0 | 0 | 0 | 0 | 0 | 0 | 0 | 0 | 0 | 0 | 0 | 0 | 0 | 0 | 0 | 0 | 0 | 0 | 0 | 0 | 0 | 0 | 0 | 0 | 0 | 0 | 0 | 0 | 0 | 0 | 0 | 0 | 0 | 0 | 0 | 0 | 0 | 0 | 0 | 0 | 0 | 0 | 0
1038 | 825 | ON | 43.6916 | -79.6103 | ON_RCV_DSS | NG_CG | 0.3375 | 7.16 | 37 | 17849 | 2.73 | 0.37 | 2.73 | 2.73 | 2.73 | 2.73 | 2.73 | 2.73 | 0 | 0 | 0 | 0 | 0 | 0 | 0 | 0 | 0 | 0 | 0 | 0 | 0 | 0 | 0 | 0 | 0 | 0 | 0 | 0 | 0 | 0 | 0 | 0 | 0 | 0 | 0 | 0 | 0 | 0 | 0 | 0 | 0 | 0 | 0 | 0 | 0 | 0 | 0 | 0 | 0 | 0 | 0 | 0 | 0 | 0 | 0 | 0
1039 | 825 | ON | 43.6916 | -79.6103 | ON_RCV_DSS | NG_CG | 0.3375 | 7.16 | 16 | 17849 | 2.73 | 0.16 | 2.73 | 2.73 | 2.73 | 2.73 | 2.73 | 2.73 | 0 | 0 | 0 | 0 | 0 | 0 | 0 | 0 | 0 | 0 | 0 | 0 | 0 | 0 | 0 | 0 | 0 | 0 | 0 | 0 | 0 | 0 | 0 | 0 | 0 | 0 | 0 | 0 | 0 | 0 | 0 | 0 | 0 | 0 | 0 | 0 | 0 | 0 | 0 | 0 | 0 | 0 | 0 | 0 | 0 | 0 | 0 | 0
1077 | 933 | ON | 42.9831 | -81.2387 | ON_WND_DSS | NG_CG | 0.3375 | 7.16 | 12 | 17849 | 2.73 | 0.12 | 2.73 | 2.73 | 2.73 | 2.73 | 2.73 | 2.73 | 0 | 0 | 0 | 0 | 0 | 0 | 0 | 0 | 0 | 0 | 0 | 0 | 0 | 0 | 0 | 0 | 0 | 0 | 0 | 0 | 0 | 0 | 0 | 0 | 0 | 0 | 0 | 0 | 0 | 0 | 0 | 0 | 0 | 0 | 0 | 0 | 0 | 0 | 0 | 0 | 0 | 0 | 0 | 0 | 0 | 0 | 0 | 0
1078 | 933 | ON | 42.9828 | -81.2387 | ON_WND_DSS | NG_CG | 0.3375 | 7.16 | 17.9 | 17849 | 2.73 | 0.179 | 2.73 | 2.73 | 2.73 | 2.73 | 2.73 | 2.73 | 0 | 0 | 0 | 0 | 0 | 0 | 0 | 0 | 0 | 0 | 0 | 0 | 0 | 0 | 0 | 0 | 0 | 0 | 0 | 0 | 0 | 0 | 0 | 0 | 0 | 0 | 0 | 0 | 0 | 0 | 0 | 0 | 0 | 0 | 0 | 0 | 0 | 0 | 0 | 0 | 0 | 0 | 0 | 0 | 0 | 0 | 0 | 0
1091 | 882 | ON | 46.5156 | -84.3693 | ON_TDL_DSS | NG_CG | 0.3375 | 7.16 | 63 | 17849 | 2.73 | 0.63 | 2.73 | 2.73 | 2.73 | 2.73 | 2.73 | 2.73 | 0 | 0 | 0 | 0 | 0 | 0 | 0 | 0 | 0 | 0 | 0 | 0 | 0 | 0 | 0 | 0 | 0 | 0 | 0 | 0 | 0 | 0 | 0 | 0 | 0 | 0 | 0 | 0 | 0 | 0 | 0 | 0 | 0 | 0 | 0 | 0 | 0 | 0 | 0 | 0 | 0 | 0 | 0 | 0 | 0 | 0 | 0 | 0
1109 | 519 | ON | 44.6619 | -75.5794 | ON_BRO_DSS | NG_CG | 0.3375 | 7.16 | 45.7 | 17849 | 2.73 | 0.457 | 2.73 | 2.73 | 2.73 | 2.73 | 2.73 | 2.73 | 0 | 0 | 0 | 0 | 0 | 0 | 0 | 0 | 0 | 0 | 0 | 0 | 0 | 0 | 0 | 0 | 0 | 0 | 0 | 0 | 0 | 0 | 0 | 0 | 0 | 0 | 0 | 0 | 0 | 0 | 0 | 0 | 0 | 0 | 0 | 0 | 0 | 0 | 0 | 0 | 0 | 0 | 0 | 0 | 0 | 0 | 0 | 0
1126 | 590 | ON | 45.4031 | -75.6542 | ON_ELW_DSS | NG_CG | 0.3375 | 7.16 | 73.7 | 17849 | 2.73 | 0.737 | 2.73 | 2.73 | 2.73 | 2.73 | 2.73 | 2.73 | 0 | 0 | 0 | 0 | 0 | 0 | 0 | 0 | 0 | 0 | 0 | 0 | 0 | 0 | 0 | 0 | 0 | 0 | 0 | 0 | 0 | 0 | 0 | 0 | 0 | 0 | 0 | 0 | 0 | 0 | 0 | 0 | 0 | 0 | 0 | 0 | 0 | 0 | 0 | 0 | 0 | 0 | 0 | 0 | 0 | 0 | 0 | 0
1150 | 466 | ON | 43.1068 | -79.1988 | ON_ACS_JCT | NG_CG | 0.3375 | 7.16 | 241.6 | 17849 | 2.73 | 2.416 | 2.73 | 2.73 | 2.73 | 2.73 | 2.73 | 2.73 | 0 | 0 | 0 | 0 | 0 | 0 | 0 | 0 | 0 | 0 | 0 | 0 | 0 | 0 | 0 | 0 | 0 | 0 | 0 | 0 | 0 | 0 | 0 | 0 | 0 | 0 | 0 | 0 | 0 | 0 | 0 | 0 | 0 | 0 | 0 | 0 | 0 | 0 | 0 | 0 | 0 | 0 | 0 | 0 | 0 | 0 | 0 | 0
1189 | 892 | ON | 42.9346 | -82.4381 | ON_TRA_GSS | NG_CG | 0.3375 | 7.16 | 510 | 17849 | 2.73 | 5.1 | 2.73 | 2.73 | 2.73 | 2.73 | 2.73 | 2.73 | 0 | 0 | 0 | 0 | 0 | 0 | 0 | 0 | 0 | 0 | 0 | 0 | 0 | 0 | 0 | 0 | 0 | 0 | 0 | 0 | 0 | 0 | 0 | 0 | 0 | 0 | 0 | 0 | 0 | 0 | 0 | 0 | 0 | 0 | 0 | 0 | 0 | 0 | 0 | 0 | 0 | 0 | 0 | 0 | 0 | 0 | 0 | 0
1197 | 926 | ON | 43.8593 | -78.9031 | ON_WHI_GSS | NG_CG | 0.3375 | 7.16 | 56 | 17849 | 2.73 | 0.56 | 2.73 | 2.73 | 2.73 | 2.73 | 2.73 | 2.73 | 0 | 0 | 0 | 0 | 0 | 0 | 0 | 0 | 0 | 0 | 0 | 0 | 0 | 0 | 0 | 0 | 0 | 0 | 0 | 0 | 0 | 0 | 0 | 0 | 0 | 0 | 0 | 0 | 0 | 0 | 0 | 0 | 0 | 0 | 0 | 0 | 0 | 0 | 0 | 0 | 0 | 0 | 0 | 0 | 0 | 0 | 0 | 0
1202 | 751 | ON | 43.8461 | -79.3333 | ON_MM4_DSS | NG_CG | 0.3375 | 7.16 | 5 | 17849 | 2.73 | 0.05 | 2.73 | 2.73 | 2.73 | 2.73 | 2.73 | 2.73 | 0 | 0 | 0 | 0 | 0 | 0 | 0 | 0 | 0 | 0 | 0 | 0 | 0 | 0 | 0 | 0 | 0 | 0 | 0 | 0 | 0 | 0 | 0 | 0 | 0 | 0 | 0 | 0 | 0 | 0 | 0 | 0 | 0 | 0 | 0 | 0 | 0 | 0 | 0 | 0 | 0 | 0 | 0 | 0 | 0 | 0 | 0 | 0
1205 | 702 | ON | 42.2875 | -82.9802 | ON_LAU_DSS | NG_CG | 0.3375 | 7.16 | 72.28 | 17849 | 2.73 | 0.7228 | 2.73 | 2.73 | 2.73 | 2.73 | 2.73 | 2.73 | 0 | 0 | 0 | 0 | 0 | 0 | 0 | 0 | 0 | 0 | 0 | 0 | 0 | 0 | 0 | 0 | 0 | 0 | 0 | 0 | 0 | 0 | 0 | 0 | 0 | 0 | 0 | 0 | 0 | 0 | 0 | 0 | 0 | 0 | 0 | 0 | 0 | 0 | 0 | 0 | 0 | 0 | 0 | 0 | 0 | 0 | 0 | 0
1280 | 977 | QC | 46.3803 | -72.3619 | QC_BEC_GSS | NG_CG | 0.3375 | 7.16 | 4.6 | 17849 | 2.73 | 0.046 | 2.73 | 2.73 | 2.73 | 2.73 | 2.73 | 2.73 | 0 | 0 | 0 | 0 | 0 | 0 | 0 | 0 | 0 | 0 | 0 | 0 | 0 | 0 | 0 | 0 | 0 | 0 | 0 | 0 | 0 | 0 | 0 | 0 | 0 | 0 | 0 | 0 | 0 | 0 | 0 | 0 | 0 | 0 | 0 | 0 | 0 | 0 | 0 | 0 | 0 | 0 | 0 | 0 | 0 | 0 | 0 | 0
1281 | 1096 | QC | 45.6212 | -73.5185 | QC_MTE_DSS | NG_CG | 0.3375 | 7.16 | 7.5 | 17849 | 2.73 | 0.075 | 2.73 | 2.73 | 2.73 | 2.73 | 2.73 | 2.73 | 0 | 0 | 0 | 0 | 0 | 0 | 0 | 0 | 0 | 0 | 0 | 0 | 0 | 0 | 0 | 0 | 0 | 0 | 0 | 0 | 0 | 0 | 0 | 0 | 0 | 0 | 0 | 0 | 0 | 0 | 0 | 0 | 0 | 0 | 0 | 0 | 0 | 0 | 0 | 0 | 0 | 0 | 0 | 0 | 0 | 0 | 0 | 0
1449 | 1157 | QC | 46.3675 | -72.4037 | QC_TCE_ISS | NG_CG | 0.3375 | 7.16 | 547 | 17849 | 2.73 | 5.47 | 2.73 | 2.73 | 2.73 | 2.73 | 2.73 | 2.73 | 0 | 0 | 0 | 0 | 0 | 0 | 0 | 0 | 0 | 0 | 0 | 0 | 0 | 0 | 0 | 0 | 0 | 0 | 0 | 0 | 0 | 0 | 0 | 0 | 0 | 0 | 0 | 0 | 0 | 0 | 0 | 0 | 0 | 0 | 0 | 0 | 0 | 0 | 0 | 0 | 0 | 0 | 0 | 0 | 0 | 0 | 0 | 0
1481 | 1186 | SK | 52.0927 | -106.8533 | SK_QEB_GSS | NG_CG | 0.3375 | 7.16 | 83 | 17849 | 2.73 | 0.83 | 2.73 | 2.73 | 2.73 | 2.73 | 2.73 | 2.73 | 0 | 0 | 0 | 0 | 0 | 0 | 0 | 0 | 0 | 0 | 0 | 0 | 0 | 0 | 0 | 0 | 0 | 0 | 0 | 0 | 0 | 0 | 0 | 0 | 0 | 0 | 0 | 0 | 0 | 0 | 0 | 0 | 0 | 0 | 0 | 0 | 0 | 0 | 0 | 0 | 0 | 0 | 0 | 0 | 0 | 0 | 0 | 0
1482 | 1186 | SK | 52.0927 | -106.8533 | SK_QEB_GSS | NG_CG | 0.3375 | 7.16 | 83 | 17849 | 2.73 | 0.83 | 2.73 | 2.73 | 2.73 | 2.73 | 2.73 | 2.73 | 0 | 0 | 0 | 0 | 0 | 0 | 0 | 0 | 0 | 0 | 0 | 0 | 0 | 0 | 0 | 0 | 0 | 0 | 0 | 0 | 0 | 0 | 0 | 0 | 0 | 0 | 0 | 0 | 0 | 0 | 0 | 0 | 0 | 0 | 0 | 0 | 0 | 0 | 0 | 0 | 0 | 0 | 0 | 0 | 0 | 0 | 0 | 0
1483 | 1186 | SK | 52.0927 | -106.8533 | SK_QEB_GSS | NG_CG | 0.3375 | 7.16 | 83 | 17849 | 2.73 | 0.83 | 2.73 | 2.73 | 2.73 | 2.73 | 2.73 | 2.73 | 0 | 0 | 0 | 0 | 0 | 0 | 0 | 0 | 0 | 0 | 0 | 0 | 0 | 0 | 0 | 0 | 0 | 0 | 0 | 0 | 0 | 0 | 0 | 0 | 0 | 0 | 0 | 0 | 0 | 0 | 0 | 0 | 0 | 0 | 0 | 0 | 0 | 0 | 0 | 0 | 0 | 0 | 0 | 0 | 0 | 0 | 0 | 0
1513 | 1181 | SK | 53.2594 | -109.9514 | SK_LDM_DSS | NG_CG | 0.3375 | 7.16 | 76 | 17849 | 2.73 | 0.76 | 2.73 | 2.73 | 2.73 | 2.73 | 2.73 | 2.73 | 0 | 0 | 0 | 0 | 0 | 0 | 0 | 0 | 0 | 0 | 0 | 0 | 0 | 0 | 0 | 0 | 0 | 0 | 0 | 0 | 0 | 0 | 0 | 0 | 0 | 0 | 0 | 0 | 0 | 0 | 0 | 0 | 0 | 0 | 0 | 0 | 0 | 0 | 0 | 0 | 0 | 0 | 0 | 0 | 0 | 0 | 0 | 0
1514 | 1181 | SK | 53.2594 | -109.9514 | SK_LDM_DSS | NG_CG | 0.3375 | 7.16 | 76 | 17849 | 2.73 | 0.76 | 2.73 | 2.73 | 2.73 | 2.73 | 2.73 | 2.73 | 0 | 0 | 0 | 0 | 0 | 0 | 0 | 0 | 0 | 0 | 0 | 0 | 0 | 0 | 0 | 0 | 0 | 0 | 0 | 0 | 0 | 0 | 0 | 0 | 0 | 0 | 0 | 0 | 0 | 0 | 0 | 0 | 0 | 0 | 0 | 0 | 0 | 0 | 0 | 0 | 0 | 0 | 0 | 0 | 0 | 0 | 0 | 0
1515 | 1181 | SK | 53.2594 | -109.9514 | SK_LDM_DSS | NG_CG | 0.3375 | 7.16 | 76 | 17849 | 2.73 | 0.76 | 2.73 | 2.73 | 2.73 | 2.73 | 2.73 | 2.73 | 0 | 0 | 0 | 0 | 0 | 0 | 0 | 0 | 0 | 0 | 0 | 0 | 0 | 0 | 0 | 0 | 0 | 0 | 0 | 0 | 0 | 0 | 0 | 0 | 0 | 0 | 0 | 0 | 0 | 0 | 0 | 0 | 0 | 0 | 0 | 0 | 0 | 0 | 0 | 0 | 0 | 0 | 0 | 0 | 0 | 0 | 0 | 0
1468 | 1169 | SK | 49.096 | -103.0305 | SK_BDM_GSS | coal_CCS | 0.10346 | 10.83 | 139 | 87126 | 16.06 | 1.39 | 16.06 | 16.06 | 16.06 | 16.06 | 16.06 | 16.06 | 0 | 0 | 0 | 0 | 0 | 0 | 0 | 0 | 0 | 0 | 0 | 0 | 0 | 0 | 0 | 0 | 0 | 0 | 0 | 0 | 0 | 0 | 0 | 0 | 0 | 0 | 0 | 0 | 0 | 0 | 0 | 0 | 0 | 0 | 0 | 0 | 0 | 0 | 0 | 0 | 0 | 0 | 0 | 0 | 0 | 0 | 0 | 0
1 | 123 | AB | 54.9218 | -112.8592 | AB_852S_JCT | biomass | 0 | 13.5 | 131 | 183950 | 7.07 | 1.31 | 7.07 | 7.07 | 7.07 | 7.07 | 7.07 | 7.07 | 0 | 0 | 0 | 0 | 0 | 0 | 0 | 0 | 0 | 0 | 0 | 0 | 0 | 0 | 0 | 0 | 0 | 0 | 0 | 0 | 0 | 0 | 0 | 0 | 0 | 0 | 0 | 0 | 0 | 0 | 0 | 0 | 0 | 0 | 0 | 0 | 0 | 0 | 0 | 0 | 0 | 0 | 0 | 0 | 0 | 0 | 0 | 0
2 | 13 | AB | 49.6122 | -113.4815 | AB_138S_DSS | wind_ons | 0 | 0 | 73 | 160953 | 0 | 0.73 | 0 | 0 | 0 | 0 | 0 | 0 | 0.73 | 0.73 | 0.73 | 0.73 | 0.73 | 0.73 | 0.73 | 0.73 | 0.73 | 0.73 | 0.73 | 0.73 | 0.73 | 0.73 | 0.73 | 0.73 | 0.73 | 0.73 | 0.73 | 0.73 | 0.73 | 0.73 | 0.73 | 0.73 | 0.73 | 0.73 | 0.73 | 0.73 | 0.73 | 0.73 | 0.73 | 0.73 | 0.73 | 0.73 | 0.73 | 0.73 | 0.73 | 0.73 | 0.73 | 0.73 | 0.73 | 0.73 | 0.73 | 0.73 | 0.73 | 0.73 | 0.73 | 0.73
7 | 13 | AB | 49.5829 | -113.435 | AB_138S_DSS | wind_ons | 0 | 0 | 68 | 160953 | 0 | 0.68 | 0 | 0 | 0 | 0 | 0 | 0 | 0.68 | 0.68 | 0.68 | 0.68 | 0.68 | 0.68 | 0.68 | 0.68 | 0.68 | 0.68 | 0.68 | 0.68 | 0.68 | 0.68 | 0.68 | 0.68 | 0.68 | 0.68 | 0.68 | 0.68 | 0.68 | 0.68 | 0.68 | 0.68 | 0.68 | 0.68 | 0.68 | 0.68 | 0.68 | 0.68 | 0.68 | 0.68 | 0.68 | 0.68 | 0.68 | 0.68 | 0.68 | 0.68 | 0.68 | 0.68 | 0.68 | 0.68 | 0.68 | 0.68 | 0.68 | 0.68 | 0.68 | 0.68
11 | 34 | AB | 50.7389 | -111.0417 | AB_275S_DSS | wind_ons | 0 | 0 | 18 | 160953 | 0 | 0.18 | 0 | 0 | 0 | 0 | 0 | 0 | 0.18 | 0.18 | 0.18 | 0.18 | 0.18 | 0.18 | 0.18 | 0.18 | 0.18 | 0.18 | 0.18 | 0.18 | 0.18 | 0.18 | 0.18 | 0.18 | 0.18 | 0.18 | 0.18 | 0.18 | 0.18 | 0.18 | 0.18 | 0.18 | 0.18 | 0.18 | 0.18 | 0.18 | 0.18 | 0.18 | 0.18 | 0.18 | 0.18 | 0.18 | 0.18 | 0.18 | 0.18 | 0.18 | 0.18 | 0.18 | 0.18 | 0.18 | 0.18 | 0.18 | 0.18 | 0.18 | 0.18 | 0.18
12 | 34 | AB | 50.7086 | -111.1084 | AB_275S_DSS | wind_ons | 0 | 0 | 16 | 160953 | 0 | 0.16 | 0 | 0 | 0 | 0 | 0 | 0 | 0.16 | 0.16 | 0.16 | 0.16 | 0.16 | 0.16 | 0.16 | 0.16 | 0.16 | 0.16 | 0.16 | 0.16 | 0.16 | 0.16 | 0.16 | 0.16 | 0.16 | 0.16 | 0.16 | 0.16 | 0.16 | 0.16 | 0.16 | 0.16 | 0.16 | 0.16 | 0.16 | 0.16 | 0.16 | 0.16 | 0.16 | 0.16 | 0.16 | 0.16 | 0.16 | 0.16 | 0.16 | 0.16 | 0.16 | 0.16 | 0.16 | 0.16 | 0.16 | 0.16 | 0.16 | 0.16 | 0.16 | 0.16
13 | 34 | AB | 50.726 | -111.0625 | AB_275S_DSS | wind_ons | 0 | 0 | 18 | 160953 | 0 | 0.18 | 0 | 0 | 0 | 0 | 0 | 0 | 0.18 | 0.18 | 0.18 | 0.18 | 0.18 | 0.18 | 0.18 | 0.18 | 0.18 | 0.18 | 0.18 | 0.18 | 0.18 | 0.18 | 0.18 | 0.18 | 0.18 | 0.18 | 0.18 | 0.18 | 0.18 | 0.18 | 0.18 | 0.18 | 0.18 | 0.18 | 0.18 | 0.18 | 0.18 | 0.18 | 0.18 | 0.18 | 0.18 | 0.18 | 0.18 | 0.18 | 0.18 | 0.18 | 0.18 | 0.18 | 0.18 | 0.18 | 0.18 | 0.18 | 0.18 | 0.18 | 0.18 | 0.18
14 | 34 | AB | 50.7289 | -111.1204 | AB_275S_DSS | wind_ons | 0 | 0 | 11 | 160953 | 0 | 0.11 | 0 | 0 | 0 | 0 | 0 | 0 | 0.11 | 0.11 | 0.11 | 0.11 | 0.11 | 0.11 | 0.11 | 0.11 | 0.11 | 0.11 | 0.11 | 0.11 | 0.11 | 0.11 | 0.11 | 0.11 | 0.11 | 0.11 | 0.11 | 0.11 | 0.11 | 0.11 | 0.11 | 0.11 | 0.11 | 0.11 | 0.11 | 0.11 | 0.11 | 0.11 | 0.11 | 0.11 | 0.11 | 0.11 | 0.11 | 0.11 | 0.11 | 0.11 | 0.11 | 0.11 | 0.11 | 0.11 | 0.11 | 0.11 | 0.11 | 0.11 | 0.11 | 0.11
16 | 91 | AB | 52.3082 | -116.3244 | AB_68S_JCT | hydro_daily | 0 | 0 | 60 | 115196 | 5 | 0.6 | 5 | 5 | 5 | 5 | 5 | 5 | 0 | 0 | 0 | 0 | 0 | 0 | 0 | 0 | 0 | 0 | 0 | 0 | 0 | 0 | 0 | 0 | 0 | 0 | 0 | 0 | 0 | 0 | 0 | 0 | 0 | 0 | 0 | 0 | 0 | 0 | 0 | 0 | 0 | 0 | 0 | 0 | 0 | 0 | 0 | 0 | 0 | 0 | 0 | 0 | 0 | 0 | 0 | 0
17 | 91 | AB | 52.3082 | -116.3244 | AB_68S_JCT | hydro_daily | 0 | 0 | 60 | 115196 | 5 | 0.6 | 5 | 5 | 5 | 5 | 5 | 5 | 0 | 0 | 0 | 0 | 0 | 0 | 0 | 0 | 0 | 0 | 0 | 0 | 0 | 0 | 0 | 0 | 0 | 0 | 0 | 0 | 0 | 0 | 0 | 0 | 0 | 0 | 0 | 0 | 0 | 0 | 0 | 0 | 0 | 0 | 0 | 0 | 0 | 0 | 0 | 0 | 0 | 0 | 0 | 0 | 0 | 0 | 0 | 0
19 | 167 | AB | 50.9532 | -113.9853 | AB_SS25_GSS | solar_PV | 0 | 0 | 27 | 22308 | 0 | 0.27 | 0 | 0 | 0 | 0 | 0 | 0 | 0.27 | 0.27 | 0.27 | 0.27 | 0.27 | 0.27 | 0.27 | 0.27 | 0.27 | 0.27 | 0.27 | 0.27 | 0.27 | 0.27 | 0.27 | 0.27 | 0.27 | 0.27 | 0.27 | 0.27 | 0.27 | 0.27 | 0.27 | 0.27 | 0.27 | 0.27 | 0.27 | 0.27 | 0.27 | 0.27 | 0.27 | 0.27 | 0.27 | 0.27 | 0.27 | 0.27 | 0.27 | 0.27 | 0.27 | 0.27 | 0.27 | 0.27 | 0.27 | 0.27 | 0.27 | 0.27 | 0.27 | 0.27
20 | 42 | AB | 49.315 | -113.5742 | AB_312S_DSS | hydro_run | 0 | 0 | 2.7 | 66563 | 1 | 0.027 | 1 | 1 | 1 | 1 | 1 | 1 | 0 | 0 | 0 | 0 | 0 | 0 | 0 | 0 | 0 | 0 | 0 | 0 | 0 | 0 | 0 | 0 | 0 | 0 | 0 | 0 | 0 | 0 | 0 | 0 | 0 | 0 | 0 | 0 | 0 | 0 | 0 | 0 | 0 | 0 | 0 | 0 | 0 | 0 | 0 | 0 | 0 | 0 | 0 | 0 | 0 | 0 | 0 | 0
21 | 74 | AB | 51.0127 | -114.0207 | AB_5S_DSS | biomass | 0 | 13.5 | 10 | 183950 | 7.07 | 0.1 | 7.07 | 7.07 | 7.07 | 7.07 | 7.07 | 7.07 | 0 | 0 | 0 | 0 | 0 | 0 | 0 | 0 | 0 | 0 | 0 | 0 | 0 | 0 | 0 | 0 | 0 | 0 | 0 | 0 | 0 | 0 | 0 | 0 | 0 | 0 | 0 | 0 | 0 | 0 | 0 | 0 | 0 | 0 | 0 | 0 | 0 | 0 | 0 | 0 | 0 | 0 | 0 | 0 | 0 | 0 | 0 | 0
24 | 77 | AB | 52.9626 | -115.589 | AB_62S_GSS | hydro_daily | 0 | 0 | 162 | 115196 | 5 | 1.62 | 5 | 5 | 5 | 5 | 5 | 5 | 0 | 0 | 0 | 0 | 0 | 0 | 0 | 0 | 0 | 0 | 0 | 0 | 0 | 0 | 0 | 0 | 0 | 0 | 0 | 0 | 0 | 0 | 0 | 0 | 0 | 0 | 0 | 0 | 0 | 0 | 0 | 0 | 0 | 0 | 0 | 0 | 0 | 0 | 0 | 0 | 0 | 0 | 0 | 0 | 0 | 0 | 0 | 0
25 | 77 | AB | 52.9626 | -115.589 | AB_62S_GSS | hydro_daily | 0 | 0 | 200 | 115196 | 5 | 2 | 5 | 5 | 5 | 5 | 5 | 5 | 0 | 0 | 0 | 0 | 0 | 0 | 0 | 0 | 0 | 0 | 0 | 0 | 0 | 0 | 0 | 0 | 0 | 0 | 0 | 0 | 0 | 0 | 0 | 0 | 0 | 0 | 0 | 0 | 0 | 0 | 0 | 0 | 0 | 0 | 0 | 0 | 0 | 0 | 0 | 0 | 0 | 0 | 0 | 0 | 0 | 0 | 0 | 0
28 | 1 | AB | 49.8434 | -111.563 | AB_1018S_DSS | solar_PV | 0 | 0 | 11 | 22308 | 0 | 0.11 | 0 | 0 | 0 | 0 | 0 | 0 | 0.11 | 0.11 | 0.11 | 0.11 | 0.11 | 0.11 | 0.11 | 0.11 | 0.11 | 0.11 | 0.11 | 0.11 | 0.11 | 0.11 | 0.11 | 0.11 | 0.11 | 0.11 | 0.11 | 0.11 | 0.11 | 0.11 | 0.11 | 0.11 | 0.11 | 0.11 | 0.11 | 0.11 | 0.11 | 0.11 | 0.11 | 0.11 | 0.11 | 0.11 | 0.11 | 0.11 | 0.11 | 0.11 | 0.11 | 0.11 | 0.11 | 0.11 | 0.11 | 0.11 | 0.11 | 0.11 | 0.11 | 0.11
29 | 39 | AB | 50.5768 | -111.8664 | AB_28S_DSS | solar_PV | 0 | 0 | 13 | 22308 | 0 | 0.13 | 0 | 0 | 0 | 0 | 0 | 0 | 0.13 | 0.13 | 0.13 | 0.13 | 0.13 | 0.13 | 0.13 | 0.13 | 0.13 | 0.13 | 0.13 | 0.13 | 0.13 | 0.13 | 0.13 | 0.13 | 0.13 | 0.13 | 0.13 | 0.13 | 0.13 | 0.13 | 0.13 | 0.13 | 0.13 | 0.13 | 0.13 | 0.13 | 0.13 | 0.13 | 0.13 | 0.13 | 0.13 | 0.13 | 0.13 | 0.13 | 0.13 | 0.13 | 0.13 | 0.13 | 0.13 | 0.13 | 0.13 | 0.13 | 0.13 | 0.13 | 0.13 | 0.13
30 | 39 | AB | 50.5761 | -111.8583 | AB_28S_DSS | solar_PV | 0 | 0 | 14 | 22308 | 0 | 0.14 | 0 | 0 | 0 | 0 | 0 | 0 | 0.14 | 0.14 | 0.14 | 0.14 | 0.14 | 0.14 | 0.14 | 0.14 | 0.14 | 0.14 | 0.14 | 0.14 | 0.14 | 0.14 | 0.14 | 0.14 | 0.14 | 0.14 | 0.14 | 0.14 | 0.14 | 0.14 | 0.14 | 0.14 | 0.14 | 0.14 | 0.14 | 0.14 | 0.14 | 0.14 | 0.14 | 0.14 | 0.14 | 0.14 | 0.14 | 0.14 | 0.14 | 0.14 | 0.14 | 0.14 | 0.14 | 0.14 | 0.14 | 0.14 | 0.14 | 0.14 | 0.14 | 0.14
31 | 59 | AB | 51.0342 | -115.0409 | AB_42S_DSS | hydro_run | 0 | 0 | 11.2 | 66563 | 1 | 0.112 | 1 | 1 | 1 | 1 | 1 | 1 | 0 | 0 | 0 | 0 | 0 | 0 | 0 | 0 | 0 | 0 | 0 | 0 | 0 | 0 | 0 | 0 | 0 | 0 | 0 | 0 | 0 | 0 | 0 | 0 | 0 | 0 | 0 | 0 | 0 | 0 | 0 | 0 | 0 | 0 | 0 | 0 | 0 | 0 | 0 | 0 | 0 | 0 | 0 | 0 | 0 | 0 | 0 | 0
32 | 39 | AB | 50.5832 | -111.8668 | AB_28S_DSS | solar_PV | 0 | 0 | 15 | 22308 | 0 | 0.15 | 0 | 0 | 0 | 0 | 0 | 0 | 0.15 | 0.15 | 0.15 | 0.15 | 0.15 | 0.15 | 0.15 | 0.15 | 0.15 | 0.15 | 0.15 | 0.15 | 0.15 | 0.15 | 0.15 | 0.15 | 0.15 | 0.15 | 0.15 | 0.15 | 0.15 | 0.15 | 0.15 | 0.15 | 0.15 | 0.15 | 0.15 | 0.15 | 0.15 | 0.15 | 0.15 | 0.15 | 0.15 | 0.15 | 0.15 | 0.15 | 0.15 | 0.15 | 0.15 | 0.15 | 0.15 | 0.15 | 0.15 | 0.15 | 0.15 | 0.15 | 0.15 | 0.15
33 | 59 | AB | 51.101 | -114.2822 | AB_42S_DSS | hydro_daily | 0 | 0 | 17 | 115196 | 5 | 0.17 | 5 | 5 | 5 | 5 | 5 | 5 | 0 | 0 | 0 | 0 | 0 | 0 | 0 | 0 | 0 | 0 | 0 | 0 | 0 | 0 | 0 | 0 | 0 | 0 | 0 | 0 | 0 | 0 | 0 | 0 | 0 | 0 | 0 | 0 | 0 | 0 | 0 | 0 | 0 | 0 | 0 | 0 | 0 | 0 | 0 | 0 | 0 | 0 | 0 | 0 | 0 | 0 | 0 | 0
34 | 61 | AB | 50.1364 | -112.8838 | AB_485S_DSS | wind_ons | 0 | 0 | 300 | 160953 | 0 | 3 | 0 | 0 | 0 | 0 | 0 | 0 | 3 | 3 | 3 | 3 | 3 | 3 | 3 | 3 | 3 | 3 | 3 | 3 | 3 | 3 | 3 | 3 | 3 | 3 | 3 | 3 | 3 | 3 | 3 | 3 | 3 | 3 | 3 | 3 | 3 | 3 | 3 | 3 | 3 | 3 | 3 | 3 | 3 | 3 | 3 | 3 | 3 | 3 | 3 | 3 | 3 | 3 | 3 | 3
35 | 129 | AB | 52.3813 | -113.7966 | AB_87S_DSS | wind_ons | 0 | 0 | 66 | 160953 | 0 | 0.66 | 0 | 0 | 0 | 0 | 0 | 0 | 0.66 | 0.66 | 0.66 | 0.66 | 0.66 | 0.66 | 0.66 | 0.66 | 0.66 | 0.66 | 0.66 | 0.66 | 0.66 | 0.66 | 0.66 | 0.66 | 0.66 | 0.66 | 0.66 | 0.66 | 0.66 | 0.66 | 0.66 | 0.66 | 0.66 | 0.66 | 0.66 | 0.66 | 0.66 | 0.66 | 0.66 | 0.66 | 0.66 | 0.66 | 0.66 | 0.66 | 0.66 | 0.66 | 0.66 | 0.66 | 0.66 | 0.66 | 0.66 | 0.66 | 0.66 | 0.66 | 0.66 | 0.66
36 | 80 | AB | 52.509 | -110.083 | AB_648S_DSS | wind_ons | 0 | 0 | 13.6 | 160953 | 0 | 0.136 | 0 | 0 | 0 | 0 | 0 | 0 | 0.136 | 0.136 | 0.136 | 0.136 | 0.136 | 0.136 | 0.136 | 0.136 | 0.136 | 0.136 | 0.136 | 0.136 | 0.136 | 0.136 | 0.136 | 0.136 | 0.136 | 0.136 | 0.136 | 0.136 | 0.136 | 0.136 | 0.136 | 0.136 | 0.136 | 0.136 | 0.136 | 0.136 | 0.136 | 0.136 | 0.136 | 0.136 | 0.136 | 0.136 | 0.136 | 0.136 | 0.136 | 0.136 | 0.136 | 0.136 | 0.136 | 0.136 | 0.136 | 0.136 | 0.136 | 0.136 | 0.136 | 0.136
37 | 80 | AB | 52.5118 | -110.0334 | AB_648S_DSS | wind_ons | 0 | 0 | 15.3 | 160953 | 0 | 0.153 | 0 | 0 | 0 | 0 | 0 | 0 | 0.153 | 0.153 | 0.153 | 0.153 | 0.153 | 0.153 | 0.153 | 0.153 | 0.153 | 0.153 | 0.153 | 0.153 | 0.153 | 0.153 | 0.153 | 0.153 | 0.153 | 0.153 | 0.153 | 0.153 | 0.153 | 0.153 | 0.153 | 0.153 | 0.153 | 0.153 | 0.153 | 0.153 | 0.153 | 0.153 | 0.153 | 0.153 | 0.153 | 0.153 | 0.153 | 0.153 | 0.153 | 0.153 | 0.153 | 0.153 | 0.153 | 0.153 | 0.153 | 0.153 | 0.153 | 0.153 | 0.153 | 0.153
38 | 1 | AB | 49.8273 | -111.5381 | AB_1018S_DSS | solar_PV | 0 | 0 | 20 | 22308 | 0 | 0.2 | 0 | 0 | 0 | 0 | 0 | 0 | 0.2 | 0.2 | 0.2 | 0.2 | 0.2 | 0.2 | 0.2 | 0.2 | 0.2 | 0.2 | 0.2 | 0.2 | 0.2 | 0.2 | 0.2 | 0.2 | 0.2 | 0.2 | 0.2 | 0.2 | 0.2 | 0.2 | 0.2 | 0.2 | 0.2 | 0.2 | 0.2 | 0.2 | 0.2 | 0.2 | 0.2 | 0.2 | 0.2 | 0.2 | 0.2 | 0.2 | 0.2 | 0.2 | 0.2 | 0.2 | 0.2 | 0.2 | 0.2 | 0.2 | 0.2 | 0.2 | 0.2 | 0.2
42 | 31 | AB | 50.0573 | -110.7261 | AB_244S_DSS | biomass | 0 | 13.5 | 42 | 183950 | 7.07 | 0.42 | 7.07 | 7.07 | 7.07 | 7.07 | 7.07 | 7.07 | 0 | 0 | 0 | 0 | 0 | 0 | 0 | 0 | 0 | 0 | 0 | 0 | 0 | 0 | 0 | 0 | 0 | 0 | 0 | 0 | 0 | 0 | 0 | 0 | 0 | 0 | 0 | 0 | 0 | 0 | 0 | 0 | 0 | 0 | 0 | 0 | 0 | 0 | 0 | 0 | 0 | 0 | 0 | 0 | 0 | 0 | 0 | 0
43 | 9 | AB | 49.6755 | -112.3445 | AB_120S_DSS | hydro_run | 0 | 0 | 15 | 66563 | 1 | 0.15 | 1 | 1 | 1 | 1 | 1 | 1 | 0 | 0 | 0 | 0 | 0 | 0 | 0 | 0 | 0 | 0 | 0 | 0 | 0 | 0 | 0 | 0 | 0 | 0 | 0 | 0 | 0 | 0 | 0 | 0 | 0 | 0 | 0 | 0 | 0 | 0 | 0 | 0 | 0 | 0 | 0 | 0 | 0 | 0 | 0 | 0 | 0 | 0 | 0 | 0 | 0 | 0 | 0 | 0
44 | 81 | AB | 50.2211 | -110.446 | AB_649S_DSS | solar_PV | 0 | 0 | 15 | 22308 | 0 | 0.15 | 0 | 0 | 0 | 0 | 0 | 0 | 0.15 | 0.15 | 0.15 | 0.15 | 0.15 | 0.15 | 0.15 | 0.15 | 0.15 | 0.15 | 0.15 | 0.15 | 0.15 | 0.15 | 0.15 | 0.15 | 0.15 | 0.15 | 0.15 | 0.15 | 0.15 | 0.15 | 0.15 | 0.15 | 0.15 | 0.15 | 0.15 | 0.15 | 0.15 | 0.15 | 0.15 | 0.15 | 0.15 | 0.15 | 0.15 | 0.15 | 0.15 | 0.15 | 0.15 | 0.15 | 0.15 | 0.15 | 0.15 | 0.15 | 0.15 | 0.15 | 0.15 | 0.15
46 | 33 | AB | 50.0576 | -113.4235 | AB_266S_TSS | solar_PV | 0 | 0 | 58 | 22308 | 0 | 0.58 | 0 | 0 | 0 | 0 | 0 | 0 | 0.58 | 0.58 | 0.58 | 0.58 | 0.58 | 0.58 | 0.58 | 0.58 | 0.58 | 0.58 | 0.58 | 0.58 | 0.58 | 0.58 | 0.58 | 0.58 | 0.58 | 0.58 | 0.58 | 0.58 | 0.58 | 0.58 | 0.58 | 0.58 | 0.58 | 0.58 | 0.58 | 0.58 | 0.58 | 0.58 | 0.58 | 0.58 | 0.58 | 0.58 | 0.58 | 0.58 | 0.58 | 0.58 | 0.58 | 0.58 | 0.58 | 0.58 | 0.58 | 0.58 | 0.58 | 0.58 | 0.58 | 0.58
47 | 33 | AB | 50.0499 | -113.3976 | AB_266S_TSS | solar_PV | 0 | 0 | 75 | 22308 | 0 | 0.75 | 0 | 0 | 0 | 0 | 0 | 0 | 0.75 | 0.75 | 0.75 | 0.75 | 0.75 | 0.75 | 0.75 | 0.75 | 0.75 | 0.75 | 0.75 | 0.75 | 0.75 | 0.75 | 0.75 | 0.75 | 0.75 | 0.75 | 0.75 | 0.75 | 0.75 | 0.75 | 0.75 | 0.75 | 0.75 | 0.75 | 0.75 | 0.75 | 0.75 | 0.75 | 0.75 | 0.75 | 0.75 | 0.75 | 0.75 | 0.75 | 0.75 | 0.75 | 0.75 | 0.75 | 0.75 | 0.75 | 0.75 | 0.75 | 0.75 | 0.75 | 0.75 | 0.75
48 | 153 | AB | 50.2887 | -112.4156 | AB_991S_GSS | solar_PV | 0 | 0 | 41 | 22308 | 0 | 0.41 | 0 | 0 | 0 | 0 | 0 | 0 | 0.41 | 0.41 | 0.41 | 0.41 | 0.41 | 0.41 | 0.41 | 0.41 | 0.41 | 0.41 | 0.41 | 0.41 | 0.41 | 0.41 | 0.41 | 0.41 | 0.41 | 0.41 | 0.41 | 0.41 | 0.41 | 0.41 | 0.41 | 0.41 | 0.41 | 0.41 | 0.41 | 0.41 | 0.41 | 0.41 | 0.41 | 0.41 | 0.41 | 0.41 | 0.41 | 0.41 | 0.41 | 0.41 | 0.41 | 0.41 | 0.41 | 0.41 | 0.41 | 0.41 | 0.41 | 0.41 | 0.41 | 0.41
49 | 153 | AB | 50.2931 | -112.4048 | AB_991S_GSS | solar_PV | 0 | 0 | 34 | 22308 | 0 | 0.34 | 0 | 0 | 0 | 0 | 0 | 0 | 0.34 | 0.34 | 0.34 | 0.34 | 0.34 | 0.34 | 0.34 | 0.34 | 0.34 | 0.34 | 0.34 | 0.34 | 0.34 | 0.34 | 0.34 | 0.34 | 0.34 | 0.34 | 0.34 | 0.34 | 0.34 | 0.34 | 0.34 | 0.34 | 0.34 | 0.34 | 0.34 | 0.34 | 0.34 | 0.34 | 0.34 | 0.34 | 0.34 | 0.34 | 0.34 | 0.34 | 0.34 | 0.34 | 0.34 | 0.34 | 0.34 | 0.34 | 0.34 | 0.34 | 0.34 | 0.34 | 0.34 | 0.34
53 | 9 | AB | 49.8159 | -112.5792 | AB_120S_DSS | solar_PV | 0 | 0 | 22 | 22308 | 0 | 0.22 | 0 | 0 | 0 | 0 | 0 | 0 | 0.22 | 0.22 | 0.22 | 0.22 | 0.22 | 0.22 | 0.22 | 0.22 | 0.22 | 0.22 | 0.22 | 0.22 | 0.22 | 0.22 | 0.22 | 0.22 | 0.22 | 0.22 | 0.22 | 0.22 | 0.22 | 0.22 | 0.22 | 0.22 | 0.22 | 0.22 | 0.22 | 0.22 | 0.22 | 0.22 | 0.22 | 0.22 | 0.22 | 0.22 | 0.22 | 0.22 | 0.22 | 0.22 | 0.22 | 0.22 | 0.22 | 0.22 | 0.22 | 0.22 | 0.22 | 0.22 | 0.22 | 0.22
54 | 1 | AB | 49.5199 | -112.0349 | AB_1018S_DSS | solar_PV | 0 | 0 | 41 | 22308 | 0 | 0.41 | 0 | 0 | 0 | 0 | 0 | 0 | 0.41 | 0.41 | 0.41 | 0.41 | 0.41 | 0.41 | 0.41 | 0.41 | 0.41 | 0.41 | 0.41 | 0.41 | 0.41 | 0.41 | 0.41 | 0.41 | 0.41 | 0.41 | 0.41 | 0.41 | 0.41 | 0.41 | 0.41 | 0.41 | 0.41 | 0.41 | 0.41 | 0.41 | 0.41 | 0.41 | 0.41 | 0.41 | 0.41 | 0.41 | 0.41 | 0.41 | 0.41 | 0.41 | 0.41 | 0.41 | 0.41 | 0.41 | 0.41 | 0.41 | 0.41 | 0.41 | 0.41 | 0.41
55 | 1 | AB | 49.5199 | -112.0349 | AB_1018S_DSS | solar_PV | 0 | 0 | 41 | 22308 | 0 | 0.41 | 0 | 0 | 0 | 0 | 0 | 0 | 0.41 | 0.41 | 0.41 | 0.41 | 0.41 | 0.41 | 0.41 | 0.41 | 0.41 | 0.41 | 0.41 | 0.41 | 0.41 | 0.41 | 0.41 | 0.41 | 0.41 | 0.41 | 0.41 | 0.41 | 0.41 | 0.41 | 0.41 | 0.41 | 0.41 | 0.41 | 0.41 | 0.41 | 0.41 | 0.41 | 0.41 | 0.41 | 0.41 | 0.41 | 0.41 | 0.41 | 0.41 | 0.41 | 0.41 | 0.41 | 0.41 | 0.41 | 0.41 | 0.41 | 0.41 | 0.41 | 0.41 | 0.41
56 | 78 | AB | 49.5527 | -114.1015 | AB_632S_DSS | wind_ons | 0 | 0 | 20 | 160953 | 0 | 0.2 | 0 | 0 | 0 | 0 | 0 | 0 | 0.2 | 0.2 | 0.2 | 0.2 | 0.2 | 0.2 | 0.2 | 0.2 | 0.2 | 0.2 | 0.2 | 0.2 | 0.2 | 0.2 | 0.2 | 0.2 | 0.2 | 0.2 | 0.2 | 0.2 | 0.2 | 0.2 | 0.2 | 0.2 | 0.2 | 0.2 | 0.2 | 0.2 | 0.2 | 0.2 | 0.2 | 0.2 | 0.2 | 0.2 | 0.2 | 0.2 | 0.2 | 0.2 | 0.2 | 0.2 | 0.2 | 0.2 | 0.2 | 0.2 | 0.2 | 0.2 | 0.2 | 0.2
58 | 27 | AB | 49.5574 | -113.9609 | AB_205S_GSS | wind_ons | 0 | 0 | 76.2 | 160953 | 0 | 0.762 | 0 | 0 | 0 | 0 | 0 | 0 | 0.762 | 0.762 | 0.762 | 0.762 | 0.762 | 0.762 | 0.762 | 0.762 | 0.762 | 0.762 | 0.762 | 0.762 | 0.762 | 0.762 | 0.762 | 0.762 | 0.762 | 0.762 | 0.762 | 0.762 | 0.762 | 0.762 | 0.762 | 0.762 | 0.762 | 0.762 | 0.762 | 0.762 | 0.762 | 0.762 | 0.762 | 0.762 | 0.762 | 0.762 | 0.762 | 0.762 | 0.762 | 0.762 | 0.762 | 0.762 | 0.762 | 0.762 | 0.762 | 0.762 | 0.762 | 0.762 | 0.762 | 0.762
59 | 27 | AB | 49.5574 | -113.9609 | AB_205S_GSS | wind_ons | 0 | 0 | 29.4 | 160953 | 0 | 0.294 | 0 | 0 | 0 | 0 | 0 | 0 | 0.294 | 0.294 | 0.294 | 0.294 | 0.294 | 0.294 | 0.294 | 0.294 | 0.294 | 0.294 | 0.294 | 0.294 | 0.294 | 0.294 | 0.294 | 0.294 | 0.294 | 0.294 | 0.294 | 0.294 | 0.294 | 0.294 | 0.294 | 0.294 | 0.294 | 0.294 | 0.294 | 0.294 | 0.294 | 0.294 | 0.294 | 0.294 | 0.294 | 0.294 | 0.294 | 0.294 | 0.294 | 0.294 | 0.294 | 0.294 | 0.294 | 0.294 | 0.294 | 0.294 | 0.294 | 0.294 | 0.294 | 0.294
63 | 30 | AB | 49.5159 | -114.0265 | AB_239S_GSS | wind_ons | 0 | 0 | 39 | 160953 | 0 | 0.39 | 0 | 0 | 0 | 0 | 0 | 0 | 0.39 | 0.39 | 0.39 | 0.39 | 0.39 | 0.39 | 0.39 | 0.39 | 0.39 | 0.39 | 0.39 | 0.39 | 0.39 | 0.39 | 0.39 | 0.39 | 0.39 | 0.39 | 0.39 | 0.39 | 0.39 | 0.39 | 0.39 | 0.39 | 0.39 | 0.39 | 0.39 | 0.39 | 0.39 | 0.39 | 0.39 | 0.39 | 0.39 | 0.39 | 0.39 | 0.39 | 0.39 | 0.39 | 0.39 | 0.39 | 0.39 | 0.39 | 0.39 | 0.39 | 0.39 | 0.39 | 0.39 | 0.39
64 | 231 | AB | 51.2001 | -115.502 | BC_INV_DSS | hydro_daily | 0 | 0 | 17 | 115196 | 5 | 0.17 | 5 | 5 | 5 | 5 | 5 | 5 | 0 | 0 | 0 | 0 | 0 | 0 | 0 | 0 | 0 | 0 | 0 | 0 | 0 | 0 | 0 | 0 | 0 | 0 | 0 | 0 | 0 | 0 | 0 | 0 | 0 | 0 | 0 | 0 | 0 | 0 | 0 | 0 | 0 | 0 | 0 | 0 | 0 | 0 | 0 | 0 | 0 | 0 | 0 | 0 | 0 | 0 | 0 | 0
65 | 231 | AB | 51.2001 | -115.502 | BC_INV_DSS | hydro_daily | 0 | 0 | 18 | 115196 | 5 | 0.18 | 5 | 5 | 5 | 5 | 5 | 5 | 0 | 0 | 0 | 0 | 0 | 0 | 0 | 0 | 0 | 0 | 0 | 0 | 0 | 0 | 0 | 0 | 0 | 0 | 0 | 0 | 0 | 0 | 0 | 0 | 0 | 0 | 0 | 0 | 0 | 0 | 0 | 0 | 0 | 0 | 0 | 0 | 0 | 0 | 0 | 0 | 0 | 0 | 0 | 0 | 0 | 0 | 0 | 0
66 | 2 | AB | 49.8412 | -110.5218 | AB_1019S_GSS | wind_ons | 0 | 0 | 196 | 160953 | 0 | 1.96 | 0 | 0 | 0 | 0 | 0 | 0 | 1.96 | 1.96 | 1.96 | 1.96 | 1.96 | 1.96 | 1.96 | 1.96 | 1.96 | 1.96 | 1.96 | 1.96 | 1.96 | 1.96 | 1.96 | 1.96 | 1.96 | 1.96 | 1.96 | 1.96 | 1.96 | 1.96 | 1.96 | 1.96 | 1.96 | 1.96 | 1.96 | 1.96 | 1.96 | 1.96 | 1.96 | 1.96 | 1.96 | 1.96 | 1.96 | 1.96 | 1.96 | 1.96 | 1.96 | 1.96 | 1.96 | 1.96 | 1.96 | 1.96 | 1.96 | 1.96 | 1.96 | 1.96
67 | 2 | AB | 49.8412 | -110.5218 | AB_1019S_GSS | wind_ons | 0 | 0 | 46 | 160953 | 0 | 0.46 | 0 | 0 | 0 | 0 | 0 | 0 | 0.46 | 0.46 | 0.46 | 0.46 | 0.46 | 0.46 | 0.46 | 0.46 | 0.46 | 0.46 | 0.46 | 0.46 | 0.46 | 0.46 | 0.46 | 0.46 | 0.46 | 0.46 | 0.46 | 0.46 | 0.46 | 0.46 | 0.46 | 0.46 | 0.46 | 0.46 | 0.46 | 0.46 | 0.46 | 0.46 | 0.46 | 0.46 | 0.46 | 0.46 | 0.46 | 0.46 | 0.46 | 0.46 | 0.46 | 0.46 | 0.46 | 0.46 | 0.46 | 0.46 | 0.46 | 0.46 | 0.46 | 0.46
68 | 115 | AB | 56.371 | -117.1855 | AB_834S_DSS | biomass | 0 | 13.5 | 52 | 183950 | 7.07 | 0.52 | 7.07 | 7.07 | 7.07 | 7.07 | 7.07 | 7.07 | 0 | 0 | 0 | 0 | 0 | 0 | 0 | 0 | 0 | 0 | 0 | 0 | 0 | 0 | 0 | 0 | 0 | 0 | 0 | 0 | 0 | 0 | 0 | 0 | 0 | 0 | 0 | 0 | 0 | 0 | 0 | 0 | 0 | 0 | 0 | 0 | 0 | 0 | 0 | 0 | 0 | 0 | 0 | 0 | 0 | 0 | 0 | 0
69 | 167 | AB | 50.9487 | -113.961 | AB_SS25_GSS | solar_PV | 0 | 0 | 35 | 22308 | 0 | 0.35 | 0 | 0 | 0 | 0 | 0 | 0 | 0.35 | 0.35 | 0.35 | 0.35 | 0.35 | 0.35 | 0.35 | 0.35 | 0.35 | 0.35 | 0.35 | 0.35 | 0.35 | 0.35 | 0.35 | 0.35 | 0.35 | 0.35 | 0.35 | 0.35 | 0.35 | 0.35 | 0.35 | 0.35 | 0.35 | 0.35 | 0.35 | 0.35 | 0.35 | 0.35 | 0.35 | 0.35 | 0.35 | 0.35 | 0.35 | 0.35 | 0.35 | 0.35 | 0.35 | 0.35 | 0.35 | 0.35 | 0.35 | 0.35 | 0.35 | 0.35 | 0.35 | 0.35
70 | 79 | AB | 52.0527 | -114.2228 | AB_63S_DSS | hydro_run | 0 | 0 | 5.6 | 66563 | 1 | 0.056 | 1 | 1 | 1 | 1 | 1 | 1 | 0 | 0 | 0 | 0 | 0 | 0 | 0 | 0 | 0 | 0 | 0 | 0 | 0 | 0 | 0 | 0 | 0 | 0 | 0 | 0 | 0 | 0 | 0 | 0 | 0 | 0 | 0 | 0 | 0 | 0 | 0 | 0 | 0 | 0 | 0 | 0 | 0 | 0 | 0 | 0 | 0 | 0 | 0 | 0 | 0 | 0 | 0 | 0
71 | 79 | AB | 52.0527 | -114.2228 | AB_63S_DSS | hydro_run | 0 | 0 | 5.6 | 66563 | 1 | 0.056 | 1 | 1 | 1 | 1 | 1 | 1 | 0 | 0 | 0 | 0 | 0 | 0 | 0 | 0 | 0 | 0 | 0 | 0 | 0 | 0 | 0 | 0 | 0 | 0 | 0 | 0 | 0 | 0 | 0 | 0 | 0 | 0 | 0 | 0 | 0 | 0 | 0 | 0 | 0 | 0 | 0 | 0 | 0 | 0 | 0 | 0 | 0 | 0 | 0 | 0 | 0 | 0 | 0 | 0
72 | 79 | AB | 52.0527 | -114.2228 | AB_63S_DSS | hydro_run | 0 | 0 | 5.6 | 66563 | 1 | 0.056 | 1 | 1 | 1 | 1 | 1 | 1 | 0 | 0 | 0 | 0 | 0 | 0 | 0 | 0 | 0 | 0 | 0 | 0 | 0 | 0 | 0 | 0 | 0 | 0 | 0 | 0 | 0 | 0 | 0 | 0 | 0 | 0 | 0 | 0 | 0 | 0 | 0 | 0 | 0 | 0 | 0 | 0 | 0 | 0 | 0 | 0 | 0 | 0 | 0 | 0 | 0 | 0 | 0 | 0
73 | 31 | AB | 50.0332 | -110.4803 | AB_244S_DSS | solar_PV | 0 | 0 | 216 | 22308 | 0 | 2.16 | 0 | 0 | 0 | 0 | 0 | 0 | 2.16 | 2.16 | 2.16 | 2.16 | 2.16 | 2.16 | 2.16 | 2.16 | 2.16 | 2.16 | 2.16 | 2.16 | 2.16 | 2.16 | 2.16 | 2.16 | 2.16 | 2.16 | 2.16 | 2.16 | 2.16 | 2.16 | 2.16 | 2.16 | 2.16 | 2.16 | 2.16 | 2.16 | 2.16 | 2.16 | 2.16 | 2.16 | 2.16 | 2.16 | 2.16 | 2.16 | 2.16 | 2.16 | 2.16 | 2.16 | 2.16 | 2.16 | 2.16 | 2.16 | 2.16 | 2.16 | 2.16 | 2.16
76 | 10 | AB | 54.1623 | -115.7334 | AB_122S_GSS | biomass | 0 | 13.5 | 25 | 183950 | 7.07 | 0.25 | 7.07 | 7.07 | 7.07 | 7.07 | 7.07 | 7.07 | 0 | 0 | 0 | 0 | 0 | 0 | 0 | 0 | 0 | 0 | 0 | 0 | 0 | 0 | 0 | 0 | 0 | 0 | 0 | 0 | 0 | 0 | 0 | 0 | 0 | 0 | 0 | 0 | 0 | 0 | 0 | 0 | 0 | 0 | 0 | 0 | 0 | 0 | 0 | 0 | 0 | 0 | 0 | 0 | 0 | 0 | 0 | 0
80 | 17 | AB | 50.6956 | -110.0109 | AB_163S_ISS | solar_PV | 0 | 0 | 39 | 22308 | 0 | 0.39 | 0 | 0 | 0 | 0 | 0 | 0 | 0.39 | 0.39 | 0.39 | 0.39 | 0.39 | 0.39 | 0.39 | 0.39 | 0.39 | 0.39 | 0.39 | 0.39 | 0.39 | 0.39 | 0.39 | 0.39 | 0.39 | 0.39 | 0.39 | 0.39 | 0.39 | 0.39 | 0.39 | 0.39 | 0.39 | 0.39 | 0.39 | 0.39 | 0.39 | 0.39 | 0.39 | 0.39 | 0.39 | 0.39 | 0.39 | 0.39 | 0.39 | 0.39 | 0.39 | 0.39 | 0.39 | 0.39 | 0.39 | 0.39 | 0.39 | 0.39 | 0.39 | 0.39
84 | 33 | AB | 50.3687 | -113.3407 | AB_266S_TSS | solar_PV | 0 | 0 | 94 | 22308 | 0 | 0.94 | 0 | 0 | 0 | 0 | 0 | 0 | 0.94 | 0.94 | 0.94 | 0.94 | 0.94 | 0.94 | 0.94 | 0.94 | 0.94 | 0.94 | 0.94 | 0.94 | 0.94 | 0.94 | 0.94 | 0.94 | 0.94 | 0.94 | 0.94 | 0.94 | 0.94 | 0.94 | 0.94 | 0.94 | 0.94 | 0.94 | 0.94 | 0.94 | 0.94 | 0.94 | 0.94 | 0.94 | 0.94 | 0.94 | 0.94 | 0.94 | 0.94 | 0.94 | 0.94 | 0.94 | 0.94 | 0.94 | 0.94 | 0.94 | 0.94 | 0.94 | 0.94 | 0.94
86 | 146 | AB | 51.5074 | -112.7606 | AB_963S_DSS | solar_PV | 0 | 0 | 75 | 22308 | 0 | 0.75 | 0 | 0 | 0 | 0 | 0 | 0 | 0.75 | 0.75 | 0.75 | 0.75 | 0.75 | 0.75 | 0.75 | 0.75 | 0.75 | 0.75 | 0.75 | 0.75 | 0.75 | 0.75 | 0.75 | 0.75 | 0.75 | 0.75 | 0.75 | 0.75 | 0.75 | 0.75 | 0.75 | 0.75 | 0.75 | 0.75 | 0.75 | 0.75 | 0.75 | 0.75 | 0.75 | 0.75 | 0.75 | 0.75 | 0.75 | 0.75 | 0.75 | 0.75 | 0.75 | 0.75 | 0.75 | 0.75 | 0.75 | 0.75 | 0.75 | 0.75 | 0.75 | 0.75
88 | 32 | AB | 49.6906 | -111.128 | AB_251S_DSS | wind_ons | 0 | 0 | 200 | 160953 | 0 | 2 | 0 | 0 | 0 | 0 | 0 | 0 | 2 | 2 | 2 | 2 | 2 | 2 | 2 | 2 | 2 | 2 | 2 | 2 | 2 | 2 | 2 | 2 | 2 | 2 | 2 | 2 | 2 | 2 | 2 | 2 | 2 | 2 | 2 | 2 | 2 | 2 | 2 | 2 | 2 | 2 | 2 | 2 | 2 | 2 | 2 | 2 | 2 | 2 | 2 | 2 | 2 | 2 | 2 | 2
89 | 32 | AB | 49.6906 | -111.128 | AB_251S_DSS | wind_ons | 0 | 0 | 266 | 160953 | 0 | 2.66 | 0 | 0 | 0 | 0 | 0 | 0 | 2.66 | 2.66 | 2.66 | 2.66 | 2.66 | 2.66 | 2.66 | 2.66 | 2.66 | 2.66 | 2.66 | 2.66 | 2.66 | 2.66 | 2.66 | 2.66 | 2.66 | 2.66 | 2.66 | 2.66 | 2.66 | 2.66 | 2.66 | 2.66 | 2.66 | 2.66 | 2.66 | 2.66 | 2.66 | 2.66 | 2.66 | 2.66 | 2.66 | 2.66 | 2.66 | 2.66 | 2.66 | 2.66 | 2.66 | 2.66 | 2.66 | 2.66 | 2.66 | 2.66 | 2.66 | 2.66 | 2.66 | 2.66
90 | 6 | AB | 51.9753 | -111.8364 | AB_1045S_GSS | wind_ons | 0 | 0 | 130 | 160953 | 0 | 1.3 | 0 | 0 | 0 | 0 | 0 | 0 | 1.3 | 1.3 | 1.3 | 1.3 | 1.3 | 1.3 | 1.3 | 1.3 | 1.3 | 1.3 | 1.3 | 1.3 | 1.3 | 1.3 | 1.3 | 1.3 | 1.3 | 1.3 | 1.3 | 1.3 | 1.3 | 1.3 | 1.3 | 1.3 | 1.3 | 1.3 | 1.3 | 1.3 | 1.3 | 1.3 | 1.3 | 1.3 | 1.3 | 1.3 | 1.3 | 1.3 | 1.3 | 1.3 | 1.3 | 1.3 | 1.3 | 1.3 | 1.3 | 1.3 | 1.3 | 1.3 | 1.3 | 1.3
93 | 59 | AB | 51.2187 | -114.7077 | AB_42S_DSS | hydro_daily | 0 | 0 | 16 | 115196 | 5 | 0.16 | 5 | 5 | 5 | 5 | 5 | 5 | 0 | 0 | 0 | 0 | 0 | 0 | 0 | 0 | 0 | 0 | 0 | 0 | 0 | 0 | 0 | 0 | 0 | 0 | 0 | 0 | 0 | 0 | 0 | 0 | 0 | 0 | 0 | 0 | 0 | 0 | 0 | 0 | 0 | 0 | 0 | 0 | 0 | 0 | 0 | 0 | 0 | 0 | 0 | 0 | 0 | 0 | 0 | 0
94 | 59 | AB | 51.2187 | -114.7077 | AB_42S_DSS | hydro_daily | 0 | 0 | 16 | 115196 | 5 | 0.16 | 5 | 5 | 5 | 5 | 5 | 5 | 0 | 0 | 0 | 0 | 0 | 0 | 0 | 0 | 0 | 0 | 0 | 0 | 0 | 0 | 0 | 0 | 0 | 0 | 0 | 0 | 0 | 0 | 0 | 0 | 0 | 0 | 0 | 0 | 0 | 0 | 0 | 0 | 0 | 0 | 0 | 0 | 0 | 0 | 0 | 0 | 0 | 0 | 0 | 0 | 0 | 0 | 0 | 0
95 | 59 | AB | 51.2187 | -114.7077 | AB_42S_DSS | hydro_daily | 0 | 0 | 16 | 115196 | 5 | 0.16 | 5 | 5 | 5 | 5 | 5 | 5 | 0 | 0 | 0 | 0 | 0 | 0 | 0 | 0 | 0 | 0 | 0 | 0 | 0 | 0 | 0 | 0 | 0 | 0 | 0 | 0 | 0 | 0 | 0 | 0 | 0 | 0 | 0 | 0 | 0 | 0 | 0 | 0 | 0 | 0 | 0 | 0 | 0 | 0 | 0 | 0 | 0 | 0 | 0 | 0 | 0 | 0 | 0 | 0
96 | 59 | AB | 51.2187 | -114.7077 | AB_42S_DSS | hydro_daily | 0 | 0 | 28 | 115196 | 5 | 0.28 | 5 | 5 | 5 | 5 | 5 | 5 | 0 | 0 | 0 | 0 | 0 | 0 | 0 | 0 | 0 | 0 | 0 | 0 | 0 | 0 | 0 | 0 | 0 | 0 | 0 | 0 | 0 | 0 | 0 | 0 | 0 | 0 | 0 | 0 | 0 | 0 | 0 | 0 | 0 | 0 | 0 | 0 | 0 | 0 | 0 | 0 | 0 | 0 | 0 | 0 | 0 | 0 | 0 | 0
103 | 110 | AB | 55.0256 | -118.8667 | AB_813S_DSS | biomass | 0 | 13.5 | 5 | 183950 | 7.07 | 0.05 | 7.07 | 7.07 | 7.07 | 7.07 | 7.07 | 7.07 | 0 | 0 | 0 | 0 | 0 | 0 | 0 | 0 | 0 | 0 | 0 | 0 | 0 | 0 | 0 | 0 | 0 | 0 | 0 | 0 | 0 | 0 | 0 | 0 | 0 | 0 | 0 | 0 | 0 | 0 | 0 | 0 | 0 | 0 | 0 | 0 | 0 | 0 | 0 | 0 | 0 | 0 | 0 | 0 | 0 | 0 | 0 | 0
104 | 110 | AB | 55.1601 | -118.8183 | AB_813S_DSS | biomass | 0 | 13.5 | 18 | 183950 | 7.07 | 0.18 | 7.07 | 7.07 | 7.07 | 7.07 | 7.07 | 7.07 | 0 | 0 | 0 | 0 | 0 | 0 | 0 | 0 | 0 | 0 | 0 | 0 | 0 | 0 | 0 | 0 | 0 | 0 | 0 | 0 | 0 | 0 | 0 | 0 | 0 | 0 | 0 | 0 | 0 | 0 | 0 | 0 | 0 | 0 | 0 | 0 | 0 | 0 | 0 | 0 | 0 | 0 | 0 | 0 | 0 | 0 | 0 | 0
105 | 72 | AB | 53.2411 | -111.1032 | AB_574S_DSS | wind_ons | 0 | 0 | 152 | 160953 | 0 | 1.52 | 0 | 0 | 0 | 0 | 0 | 0 | 1.52 | 1.52 | 1.52 | 1.52 | 1.52 | 1.52 | 1.52 | 1.52 | 1.52 | 1.52 | 1.52 | 1.52 | 1.52 | 1.52 | 1.52 | 1.52 | 1.52 | 1.52 | 1.52 | 1.52 | 1.52 | 1.52 | 1.52 | 1.52 | 1.52 | 1.52 | 1.52 | 1.52 | 1.52 | 1.52 | 1.52 | 1.52 | 1.52 | 1.52 | 1.52 | 1.52 | 1.52 | 1.52 | 1.52 | 1.52 | 1.52 | 1.52 | 1.52 | 1.52 | 1.52 | 1.52 | 1.52 | 1.52
106 | 13 | AB | 49.5384 | -113.523 | AB_138S_DSS | wind_ons | 0 | 0 | 71 | 160953 | 0 | 0.71 | 0 | 0 | 0 | 0 | 0 | 0 | 0.71 | 0.71 | 0.71 | 0.71 | 0.71 | 0.71 | 0.71 | 0.71 | 0.71 | 0.71 | 0.71 | 0.71 | 0.71 | 0.71 | 0.71 | 0.71 | 0.71 | 0.71 | 0.71 | 0.71 | 0.71 | 0.71 | 0.71 | 0.71 | 0.71 | 0.71 | 0.71 | 0.71 | 0.71 | 0.71 | 0.71 | 0.71 | 0.71 | 0.71 | 0.71 | 0.71 | 0.71 | 0.71 | 0.71 | 0.71 | 0.71 | 0.71 | 0.71 | 0.71 | 0.71 | 0.71 | 0.71 | 0.71
107 | 75 | AB | 52.2793 | -112.049 | AB_615S_GSS | wind_ons | 0 | 0 | 150 | 160953 | 0 | 1.5 | 0 | 0 | 0 | 0 | 0 | 0 | 1.5 | 1.5 | 1.5 | 1.5 | 1.5 | 1.5 | 1.5 | 1.5 | 1.5 | 1.5 | 1.5 | 1.5 | 1.5 | 1.5 | 1.5 | 1.5 | 1.5 | 1.5 | 1.5 | 1.5 | 1.5 | 1.5 | 1.5 | 1.5 | 1.5 | 1.5 | 1.5 | 1.5 | 1.5 | 1.5 | 1.5 | 1.5 | 1.5 | 1.5 | 1.5 | 1.5 | 1.5 | 1.5 | 1.5 | 1.5 | 1.5 | 1.5 | 1.5 | 1.5 | 1.5 | 1.5 | 1.5 | 1.5
108 | 146 | AB | 51.5647 | -112.255 | AB_963S_DSS | wind_ons | 0 | 0 | 145 | 160953 | 0 | 1.45 | 0 | 0 | 0 | 0 | 0 | 0 | 1.45 | 1.45 | 1.45 | 1.45 | 1.45 | 1.45 | 1.45 | 1.45 | 1.45 | 1.45 | 1.45 | 1.45 | 1.45 | 1.45 | 1.45 | 1.45 | 1.45 | 1.45 | 1.45 | 1.45 | 1.45 | 1.45 | 1.45 | 1.45 | 1.45 | 1.45 | 1.45 | 1.45 | 1.45 | 1.45 | 1.45 | 1.45 | 1.45 | 1.45 | 1.45 | 1.45 | 1.45 | 1.45 | 1.45 | 1.45 | 1.45 | 1.45 | 1.45 | 1.45 | 1.45 | 1.45 | 1.45 | 1.45
109 | 86 | AB | 50.5571 | -110.1187 | AB_662S_GSS | wind_ons | 0 | 0 | 100 | 160953 | 0 | 1 | 0 | 0 | 0 | 0 | 0 | 0 | bar: x1 to x48
115 | 59 | AB | 51.118 | -115.0342 | AB_42S_DSS | hydro_run | 0 | 0 | 5 | 66563 | 1 | 0.05 | 1 | 1 | 1 | 1 | 1 | 1 | 0 | 0 | 0 | 0 | 0 | 0 | 0 | 0 | 0 | 0 | 0 | 0 | 0 | 0 | 0 | 0 | 0 | 0 | 0 | 0 | 0 | 0 | 0 | 0 | 0 | 0 | 0 | 0 | 0 | 0 | 0 | 0 | 0 | 0 | 0 | 0 | 0 | 0 | 0 | 0 | 0 | 0 | 0 | 0 | 0 | 0 | 0 | 0
116 | 59 | AB | 51.118 | -115.0342 | AB_42S_DSS | hydro_run | 0 | 0 | 3 | 66563 | 1 | 0.03 | 1 | 1 | 1 | 1 | 1 | 1 | 0 | 0 | 0 | 0 | 0 | 0 | 0 | 0 | 0 | 0 | 0 | 0 | 0 | 0 | 0 | 0 | 0 | 0 | 0 | 0 | 0 | 0 | 0 | 0 | 0 | 0 | 0 | 0 | 0 | 0 | 0 | 0 | 0 | 0 | 0 | 0 | 0 | 0 | 0 | 0 | 0 | 0 | 0 | 0 | 0 | 0 | 0 | 0
117 | 59 | AB | 51.118 | -115.0342 | AB_42S_DSS | hydro_run | 0 | 0 | 3 | 66563 | 1 | 0.03 | 1 | 1 | 1 | 1 | 1 | 1 | 0 | 0 | 0 | 0 | 0 | 0 | 0 | 0 | 0 | 0 | 0 | 0 | 0 | 0 | 0 | 0 | 0 | 0 | 0 | 0 | 0 | 0 | 0 | 0 | 0 | 0 | 0 | 0 | 0 | 0 | 0 | 0 | 0 | 0 | 0 | 0 | 0 | 0 | 0 | 0 | 0 | 0 | 0 | 0 | 0 | 0 | 0 | 0
118 | 59 | AB | 51.118 | -115.0342 | AB_42S_DSS | hydro_run | 0 | 0 | 5 | 66563 | 1 | 0.05 | 1 | 1 | 1 | 1 | 1 | 1 | 0 | 0 | 0 | 0 | 0 | 0 | 0 | 0 | 0 | 0 | 0 | 0 | 0 | 0 | 0 | 0 | 0 | 0 | 0 | 0 | 0 | 0 | 0 | 0 | 0 | 0 | 0 | 0 | 0 | 0 | 0 | 0 | 0 | 0 | 0 | 0 | 0 | 0 | 0 | 0 | 0 | 0 | 0 | 0 | 0 | 0 | 0 | 0
120 | 69 | AB | 49.9908 | -112.0623 | AB_554S_DSS | solar_PV | 0 | 0 | 25 | 22308 | 0 | 0.25 | 0 | 0 | 0 | 0 | 0 | 0 | 0.25 | 0.25 | 0.25 | 0.25 | 0.25 | 0.25 | 0.25 | 0.25 | 0.25 | 0.25 | 0.25 | 0.25 | 0.25 | 0.25 | 0.25 | 0.25 | 0.25 | 0.25 | 0.25 | 0.25 | 0.25 | 0.25 | 0.25 | 0.25 | 0.25 | 0.25 | 0.25 | 0.25 | 0.25 | 0.25 | 0.25 | 0.25 | 0.25 | 0.25 | 0.25 | 0.25 | 0.25 | 0.25 | 0.25 | 0.25 | 0.25 | 0.25 | 0.25 | 0.25 | 0.25 | 0.25 | 0.25 | 0.25
121 | 63 | AB | 50.0774 | -111.7591 | AB_498S_DSS | solar_PV | 0 | 0 | 23 | 22308 | 0 | 0.23 | 0 | 0 | 0 | 0 | 0 | 0 | 0.23 | 0.23 | 0.23 | 0.23 | 0.23 | 0.23 | 0.23 | 0.23 | 0.23 | 0.23 | 0.23 | 0.23 | 0.23 | 0.23 | 0.23 | 0.23 | 0.23 | 0.23 | 0.23 | 0.23 | 0.23 | 0.23 | 0.23 | 0.23 | 0.23 | 0.23 | 0.23 | 0.23 | 0.23 | 0.23 | 0.23 | 0.23 | 0.23 | 0.23 | 0.23 | 0.23 | 0.23 | 0.23 | 0.23 | 0.23 | 0.23 | 0.23 | 0.23 | 0.23 | 0.23 | 0.23 | 0.23 | 0.23
122 | 53 | AB | 49.4526 | -112.7164 | AB_370S_DSS | hydro_run | 0 | 0 | 7 | 66563 | 1 | 0.07 | 1 | 1 | 1 | 1 | 1 | 1 | 0 | 0 | 0 | 0 | 0 | 0 | 0 | 0 | 0 | 0 | 0 | 0 | 0 | 0 | 0 | 0 | 0 | 0 | 0 | 0 | 0 | 0 | 0 | 0 | 0 | 0 | 0 | 0 | 0 | 0 | 0 | 0 | 0 | 0 | 0 | 0 | 0 | 0 | 0 | 0 | 0 | 0 | 0 | 0 | 0 | 0 | 0 | 0
123 | 42 | AB | 49.5829 | -113.793 | AB_312S_DSS | wind_ons | 0 | 0 | 66 | 160953 | 0 | 0.66 | 0 | 0 | 0 | 0 | 0 | 0 | 0.66 | 0.66 | 0.66 | 0.66 | 0.66 | 0.66 | 0.66 | 0.66 | 0.66 | 0.66 | 0.66 | 0.66 | 0.66 | 0.66 | 0.66 | 0.66 | 0.66 | 0.66 | 0.66 | 0.66 | 0.66 | 0.66 | 0.66 | 0.66 | 0.66 | 0.66 | 0.66 | 0.66 | 0.66 | 0.66 | 0.66 | 0.66 | 0.66 | 0.66 | 0.66 | 0.66 | 0.66 | 0.66 | 0.66 | 0.66 | 0.66 | 0.66 | 0.66 | 0.66 | 0.66 | 0.66 | 0.66 | 0.66
124 | 42 | AB | 49.5829 | -113.793 | AB_312S_DSS | wind_ons | 0 | 0 | 66 | 160953 | 0 | 0.66 | 0 | 0 | 0 | 0 | 0 | 0 | 0.66 | 0.66 | 0.66 | 0.66 | 0.66 | 0.66 | 0.66 | 0.66 | 0.66 | 0.66 | 0.66 | 0.66 | 0.66 | 0.66 | 0.66 | 0.66 | 0.66 | 0.66 | 0.66 | 0.66 | 0.66 | 0.66 | 0.66 | 0.66 | 0.66 | 0.66 | 0.66 | 0.66 | 0.66 | 0.66 | 0.66 | 0.66 | 0.66 | 0.66 | 0.66 | 0.66 | 0.66 | 0.66 | 0.66 | 0.66 | 0.66 | 0.66 | 0.66 | 0.66 | 0.66 | 0.66 | 0.66 | 0.66
125 | 231 | AB | 50.6334 | -115.1391 | BC_INV_DSS | hydro_run | 0 | 0 | 5 | 66563 | 1 | 0.05 | 1 | 1 | 1 | 1 | 1 | 1 | 0 | 0 | 0 | 0 | 0 | 0 | 0 | 0 | 0 | 0 | 0 | 0 | 0 | 0 | 0 | 0 | 0 | 0 | 0 | 0 | 0 | 0 | 0 | 0 | 0 | 0 | 0 | 0 | 0 | 0 | 0 | 0 | 0 | 0 | 0 | 0 | 0 | 0 | 0 | 0 | 0 | 0 | 0 | 0 | 0 | 0 | 0 | 0
126 | 36 | AB | 52.048 | -113.9767 | AB_287S_DSS | solar_PV | 0 | 0 | 22 | 22308 | 0 | 0.22 | 0 | 0 | 0 | 0 | 0 | 0 | 0.22 | 0.22 | 0.22 | 0.22 | 0.22 | 0.22 | 0.22 | 0.22 | 0.22 | 0.22 | 0.22 | 0.22 | 0.22 | 0.22 | 0.22 | 0.22 | 0.22 | 0.22 | 0.22 | 0.22 | 0.22 | 0.22 | 0.22 | 0.22 | 0.22 | 0.22 | 0.22 | 0.22 | 0.22 | 0.22 | 0.22 | 0.22 | 0.22 | 0.22 | 0.22 | 0.22 | 0.22 | 0.22 | 0.22 | 0.22 | 0.22 | 0.22 | 0.22 | 0.22 | 0.22 | 0.22 | 0.22 | 0.22
131 | 34 | AB | 50.7503 | -111.1286 | AB_275S_DSS | solar_PV | 0 | 0 | 23 | 22308 | 0 | 0.23 | 0 | 0 | 0 | 0 | 0 | 0 | 0.23 | 0.23 | 0.23 | 0.23 | 0.23 | 0.23 | 0.23 | 0.23 | 0.23 | 0.23 | 0.23 | 0.23 | 0.23 | 0.23 | 0.23 | 0.23 | 0.23 | 0.23 | 0.23 | 0.23 | 0.23 | 0.23 | 0.23 | 0.23 | 0.23 | 0.23 | 0.23 | 0.23 | 0.23 | 0.23 | 0.23 | 0.23 | 0.23 | 0.23 | 0.23 | 0.23 | 0.23 | 0.23 | 0.23 | 0.23 | 0.23 | 0.23 | 0.23 | 0.23 | 0.23 | 0.23 | 0.23 | 0.23
132 | 129 | AB | 52.2941 | -113.5702 | AB_87S_DSS | solar_PV | 0 | 0 | 25 | 22308 | 0 | 0.25 | 0 | 0 | 0 | 0 | 0 | 0 | 0.25 | 0.25 | 0.25 | 0.25 | 0.25 | 0.25 | 0.25 | 0.25 | 0.25 | 0.25 | 0.25 | 0.25 | 0.25 | 0.25 | 0.25 | 0.25 | 0.25 | 0.25 | 0.25 | 0.25 | 0.25 | 0.25 | 0.25 | 0.25 | 0.25 | 0.25 | 0.25 | 0.25 | 0.25 | 0.25 | 0.25 | 0.25 | 0.25 | 0.25 | 0.25 | 0.25 | 0.25 | 0.25 | 0.25 | 0.25 | 0.25 | 0.25 | 0.25 | 0.25 | 0.25 | 0.25 | 0.25 | 0.25
133 | 129 | AB | 52.2941 | -113.5702 | AB_87S_DSS | solar_PV | 0 | 0 | 22 | 22308 | 0 | 0.22 | 0 | 0 | 0 | 0 | 0 | 0 | 0.22 | 0.22 | 0.22 | 0.22 | 0.22 | 0.22 | 0.22 | 0.22 | 0.22 | 0.22 | 0.22 | 0.22 | 0.22 | 0.22 | 0.22 | 0.22 | 0.22 | 0.22 | 0.22 | 0.22 | 0.22 | 0.22 | 0.22 | 0.22 | 0.22 | 0.22 | 0.22 | 0.22 | 0.22 | 0.22 | 0.22 | 0.22 | 0.22 | 0.22 | 0.22 | 0.22 | 0.22 | 0.22 | 0.22 | 0.22 | 0.22 | 0.22 | 0.22 | 0.22 | 0.22 | 0.22 | 0.22 | 0.22
134 | 40 | AB | 50.8087 | -111.075 | AB_306S_GSS | wind_ons | 0 | 0 | 122.4 | 160953 | 0 | 1.224 | 0 | 0 | 0 | 0 | 0 | 0 | 1.224 | 1.224 | 1.224 | 1.224 | 1.224 | 1.224 | 1.224 | 1.224 | 1.224 | 1.224 | 1.224 | 1.224 | 1.224 | 1.224 | 1.224 | 1.224 | 1.224 | 1.224 | 1.224 | 1.224 | 1.224 | 1.224 | 1.224 | 1.224 | 1.224 | 1.224 | 1.224 | 1.224 | 1.224 | 1.224 | 1.224 | 1.224 | 1.224 | 1.224 | 1.224 | 1.224 | 1.224 | 1.224 | 1.224 | 1.224 | 1.224 | 1.224 | 1.224 | 1.224 | 1.224 | 1.224 | 1.224 | 1.224
135 | 40 | AB | 50.8087 | -111.075 | AB_306S_GSS | wind_ons | 0 | 0 | 71.4 | 160953 | 0 | 0.714 | 0 | 0 | 0 | 0 | 0 | 0 | 0.714 | 0.714 | 0.714 | 0.714 | 0.714 | 0.714 | 0.714 | 0.714 | 0.714 | 0.714 | 0.714 | 0.714 | 0.714 | 0.714 | 0.714 | 0.714 | 0.714 | 0.714 | 0.714 | 0.714 | 0.714 | 0.714 | 0.714 | 0.714 | 0.714 | 0.714 | 0.714 | 0.714 | 0.714 | 0.714 | 0.714 | 0.714 | 0.714 | 0.714 | 0.714 | 0.714 | 0.714 | 0.714 | 0.714 | 0.714 | 0.714 | 0.714 | 0.714 | 0.714 | 0.714 | 0.714 | 0.714 | 0.714
136 | 40 | AB | 50.8087 | -111.075 | AB_306S_GSS | wind_ons | 0 | 0 | 109.2 | 160953 | 0 | 1.092 | 0 | 0 | 0 | 0 | 0 | 0 | 1.092 | 1.092 | 1.092 | 1.092 | 1.092 | 1.092 | 1.092 | 1.092 | 1.092 | 1.092 | 1.092 | 1.092 | 1.092 | 1.092 | 1.092 | 1.092 | 1.092 | 1.092 | 1.092 | 1.092 | 1.092 | 1.092 | 1.092 | 1.092 | 1.092 | 1.092 | 1.092 | 1.092 | 1.092 | 1.092 | 1.092 | 1.092 | 1.092 | 1.092 | 1.092 | 1.092 | 1.092 | 1.092 | 1.092 | 1.092 | 1.092 | 1.092 | 1.092 | 1.092 | 1.092 | 1.092 | 1.092 | 1.092
144 | 42 | AB | 49.5159 | -113.8219 | AB_312S_DSS | wind_ons | 0 | 0 | 63 | 160953 | 0 | 0.63 | 0 | 0 | 0 | 0 | 0 | 0 | 0.63 | 0.63 | 0.63 | 0.63 | 0.63 | 0.63 | 0.63 | 0.63 | 0.63 | 0.63 | 0.63 | 0.63 | 0.63 | 0.63 | 0.63 | 0.63 | 0.63 | 0.63 | 0.63 | 0.63 | 0.63 | 0.63 | 0.63 | 0.63 | 0.63 | 0.63 | 0.63 | 0.63 | 0.63 | 0.63 | 0.63 | 0.63 | 0.63 | 0.63 | 0.63 | 0.63 | 0.63 | 0.63 | 0.63 | 0.63 | 0.63 | 0.63 | 0.63 | 0.63 | 0.63 | 0.63 | 0.63 | 0.63
145 | 112 | AB | 53.4694 | -113.6122 | AB_816S_DSS | solar_PV | 0 | 0 | 7 | 22308 | 0 | 0.07 | 0 | 0 | 0 | 0 | 0 | 0 | 0.07 | 0.07 | 0.07 | 0.07 | 0.07 | 0.07 | 0.07 | 0.07 | 0.07 | 0.07 | 0.07 | 0.07 | 0.07 | 0.07 | 0.07 | 0.07 | 0.07 | 0.07 | 0.07 | 0.07 | 0.07 | 0.07 | 0.07 | 0.07 | 0.07 | 0.07 | 0.07 | 0.07 | 0.07 | 0.07 | 0.07 | 0.07 | 0.07 | 0.07 | 0.07 | 0.07 | 0.07 | 0.07 | 0.07 | 0.07 | 0.07 | 0.07 | 0.07 | 0.07 | 0.07 | 0.07 | 0.07 | 0.07
146 | 112 | AB | 53.4694 | -113.6122 | AB_816S_DSS | solar_PV | 0 | 0 | 7 | 22308 | 0 | 0.07 | 0 | 0 | 0 | 0 | 0 | 0 | 0.07 | 0.07 | 0.07 | 0.07 | 0.07 | 0.07 | 0.07 | 0.07 | 0.07 | 0.07 | 0.07 | 0.07 | 0.07 | 0.07 | 0.07 | 0.07 | 0.07 | 0.07 | 0.07 | 0.07 | 0.07 | 0.07 | 0.07 | 0.07 | 0.07 | 0.07 | 0.07 | 0.07 | 0.07 | 0.07 | 0.07 | 0.07 | 0.07 | 0.07 | 0.07 | 0.07 | 0.07 | 0.07 | 0.07 | 0.07 | 0.07 | 0.07 | 0.07 | 0.07 | 0.07 | 0.07 | 0.07 | 0.07
147 | 59 | AB | 51.097 | -115.0578 | AB_42S_DSS | hydro_run | 0 | 0 | 4.5 | 66563 | 1 | 0.045 | 1 | 1 | 1 | 1 | 1 | 1 | 0 | 0 | 0 | 0 | 0 | 0 | 0 | 0 | 0 | 0 | 0 | 0 | 0 | 0 | 0 | 0 | 0 | 0 | 0 | 0 | 0 | 0 | 0 | 0 | 0 | 0 | 0 | 0 | 0 | 0 | 0 | 0 | 0 | 0 | 0 | 0 | 0 | 0 | 0 | 0 | 0 | 0 | 0 | 0 | 0 | 0 | 0 | 0
148 | 59 | AB | 51.097 | -115.0578 | AB_42S_DSS | hydro_run | 0 | 0 | 4.5 | 66563 | 1 | 0.045 | 1 | 1 | 1 | 1 | 1 | 1 | 0 | 0 | 0 | 0 | 0 | 0 | 0 | 0 | 0 | 0 | 0 | 0 | 0 | 0 | 0 | 0 | 0 | 0 | 0 | 0 | 0 | 0 | 0 | 0 | 0 | 0 | 0 | 0 | 0 | 0 | 0 | 0 | 0 | 0 | 0 | 0 | 0 | 0 | 0 | 0 | 0 | 0 | 0 | 0 | 0 | 0 | 0 | 0
149 | 59 | AB | 51.097 | -115.0578 | AB_42S_DSS | hydro_run | 0 | 0 | 10 | 66563 | 1 | 0.1 | 1 | 1 | 1 | 1 | 1 | 1 | 0 | 0 | 0 | 0 | 0 | 0 | 0 | 0 | 0 | 0 | 0 | 0 | 0 | 0 | 0 | 0 | 0 | 0 | 0 | 0 | 0 | 0 | 0 | 0 | 0 | 0 | 0 | 0 | 0 | 0 | 0 | 0 | 0 | 0 | 0 | 0 | 0 | 0 | 0 | 0 | 0 | 0 | 0 | 0 | 0 | 0 | 0 | 0
150 | 144 | AB | 51.3208 | -110.5668 | AB_959S_DSS | wind_ons | 0 | 0 | 152 | 160953 | 0 | 1.52 | 0 | 0 | 0 | 0 | 0 | 0 | 1.52 | 1.52 | 1.52 | 1.52 | 1.52 | 1.52 | 1.52 | 1.52 | 1.52 | 1.52 | 1.52 | 1.52 | 1.52 | 1.52 | 1.52 | 1.52 | 1.52 | 1.52 | 1.52 | 1.52 | 1.52 | 1.52 | 1.52 | 1.52 | 1.52 | 1.52 | 1.52 | 1.52 | 1.52 | 1.52 | 1.52 | 1.52 | 1.52 | 1.52 | 1.52 | 1.52 | 1.52 | 1.52 | 1.52 | 1.52 | 1.52 | 1.52 | 1.52 | 1.52 | 1.52 | 1.52 | 1.52 | 1.52
151 | 13 | AB | 49.6867 | -113.4751 | AB_138S_DSS | wind_ons | 0 | 0 | 3 | 160953 | 0 | 0.03 | 0 | 0 | 0 | 0 | 0 | 0 | 0.03 | 0.03 | 0.03 | 0.03 | 0.03 | 0.03 | 0.03 | 0.03 | 0.03 | 0.03 | 0.03 | 0.03 | 0.03 | 0.03 | 0.03 | 0.03 | 0.03 | 0.03 | 0.03 | 0.03 | 0.03 | 0.03 | 0.03 | 0.03 | 0.03 | 0.03 | 0.03 | 0.03 | 0.03 | 0.03 | 0.03 | 0.03 | 0.03 | 0.03 | 0.03 | 0.03 | 0.03 | 0.03 | 0.03 | 0.03 | 0.03 | 0.03 | 0.03 | 0.03 | 0.03 | 0.03 | 0.03 | 0.03
152 | 146 | AB | 51.4487 | -112.6733 | AB_963S_DSS | solar_PV | 0 | 0 | 14 | 22308 | 0 | 0.14 | 0 | 0 | 0 | 0 | 0 | 0 | 0.14 | 0.14 | 0.14 | 0.14 | 0.14 | 0.14 | 0.14 | 0.14 | 0.14 | 0.14 | 0.14 | 0.14 | 0.14 | 0.14 | 0.14 | 0.14 | 0.14 | 0.14 | 0.14 | 0.14 | 0.14 | 0.14 | 0.14 | 0.14 | 0.14 | 0.14 | 0.14 | 0.14 | 0.14 | 0.14 | 0.14 | 0.14 | 0.14 | 0.14 | 0.14 | 0.14 | 0.14 | 0.14 | 0.14 | 0.14 | 0.14 | 0.14 | 0.14 | 0.14 | 0.14 | 0.14 | 0.14 | 0.14
158 | 146 | AB | 51.4971 | -112.7043 | AB_963S_DSS | solar_PV | 0 | 0 | 25 | 22308 | 0 | 0.25 | 0 | 0 | 0 | 0 | 0 | 0 | 0.25 | 0.25 | 0.25 | 0.25 | 0.25 | 0.25 | 0.25 | 0.25 | 0.25 | 0.25 | 0.25 | 0.25 | 0.25 | 0.25 | 0.25 | 0.25 | 0.25 | 0.25 | 0.25 | 0.25 | 0.25 | 0.25 | 0.25 | 0.25 | 0.25 | 0.25 | 0.25 | 0.25 | 0.25 | 0.25 | 0.25 | 0.25 | 0.25 | 0.25 | 0.25 | 0.25 | 0.25 | 0.25 | 0.25 | 0.25 | 0.25 | 0.25 | 0.25 | 0.25 | 0.25 | 0.25 | 0.25 | 0.25
161 | 53 | AB | 49.8301 | -112.9807 | AB_370S_DSS | solar_PV | 0 | 0 | 24 | 22308 | 0 | 0.24 | 0 | 0 | 0 | 0 | 0 | 0 | 0.24 | 0.24 | 0.24 | 0.24 | 0.24 | 0.24 | 0.24 | 0.24 | 0.24 | 0.24 | 0.24 | 0.24 | 0.24 | 0.24 | 0.24 | 0.24 | 0.24 | 0.24 | 0.24 | 0.24 | 0.24 | 0.24 | 0.24 | 0.24 | 0.24 | 0.24 | 0.24 | 0.24 | 0.24 | 0.24 | 0.24 | 0.24 | 0.24 | 0.24 | 0.24 | 0.24 | 0.24 | 0.24 | 0.24 | 0.24 | 0.24 | 0.24 | 0.24 | 0.24 | 0.24 | 0.24 | 0.24 | 0.24
164 | 36 | AB | 51.8826 | -113.3159 | AB_287S_DSS | wind_ons | 0 | 0 | 82 | 160953 | 0 | 0.82 | 0 | 0 | 0 | 0 | 0 | 0 | 0.82 | 0.82 | 0.82 | 0.82 | 0.82 | 0.82 | 0.82 | 0.82 | 0.82 | 0.82 | 0.82 | 0.82 | 0.82 | 0.82 | 0.82 | 0.82 | 0.82 | 0.82 | 0.82 | 0.82 | 0.82 | 0.82 | 0.82 | 0.82 | 0.82 | 0.82 | 0.82 | 0.82 | 0.82 | 0.82 | 0.82 | 0.82 | 0.82 | 0.82 | 0.82 | 0.82 | 0.82 | 0.82 | 0.82 | 0.82 | 0.82 | 0.82 | 0.82 | 0.82 | 0.82 | 0.82 | 0.82 | 0.82
165 | 66 | AB | 51.0241 | -113.149 | AB_511S_DSS | solar_PV | 0 | 0 | 26 | 22308 | 0 | 0.26 | 0 | 0 | 0 | 0 | 0 | 0 | 0.26 | 0.26 | 0.26 | 0.26 | 0.26 | 0.26 | 0.26 | 0.26 | 0.26 | 0.26 | 0.26 | 0.26 | 0.26 | 0.26 | 0.26 | 0.26 | 0.26 | 0.26 | 0.26 | 0.26 | 0.26 | 0.26 | 0.26 | 0.26 | 0.26 | 0.26 | 0.26 | 0.26 | 0.26 | 0.26 | 0.26 | 0.26 | 0.26 | 0.26 | 0.26 | 0.26 | 0.26 | 0.26 | 0.26 | 0.26 | 0.26 | 0.26 | 0.26 | 0.26 | 0.26 | 0.26 | 0.26 | 0.26
170 | 10 | AB | 54.2857 | -116.1822 | AB_122S_GSS | biomass | 0 | 13.5 | 16 | 183950 | 7.07 | 0.16 | 7.07 | 7.07 | 7.07 | 7.07 | 7.07 | 7.07 | 0 | 0 | 0 | 0 | 0 | 0 | 0 | 0 | 0 | 0 | 0 | 0 | 0 | 0 | 0 | 0 | 0 | 0 | 0 | 0 | 0 | 0 | 0 | 0 | 0 | 0 | 0 | 0 | 0 | 0 | 0 | 0 | 0 | 0 | 0 | 0 | 0 | 0 | 0 | 0 | 0 | 0 | 0 | 0 | 0 | 0 | 0 | 0
173 | 27 | AB | 49.561 | -113.8959 | AB_205S_GSS | hydro_daily | 0 | 0 | 16 | 115196 | 5 | 0.16 | 5 | 5 | 5 | 5 | 5 | 5 | 0 | 0 | 0 | 0 | 0 | 0 | 0 | 0 | 0 | 0 | 0 | 0 | 0 | 0 | 0 | 0 | 0 | 0 | 0 | 0 | 0 | 0 | 0 | 0 | 0 | 0 | 0 | 0 | 0 | 0 | 0 | 0 | 0 | 0 | 0 | 0 | 0 | 0 | 0 | 0 | 0 | 0 | 0 | 0 | 0 | 0 | 0 | 0
174 | 27 | AB | 49.561 | -113.8959 | AB_205S_GSS | hydro_daily | 0 | 0 | 16 | 115196 | 5 | 0.16 | 5 | 5 | 5 | 5 | 5 | 5 | 0 | 0 | 0 | 0 | 0 | 0 | 0 | 0 | 0 | 0 | 0 | 0 | 0 | 0 | 0 | 0 | 0 | 0 | 0 | 0 | 0 | 0 | 0 | 0 | 0 | 0 | 0 | 0 | 0 | 0 | 0 | 0 | 0 | 0 | 0 | 0 | 0 | 0 | 0 | 0 | 0 | 0 | 0 | 0 | 0 | 0 | 0 | 0
175 | 42 | AB | 49.5728 | -113.8716 | AB_312S_DSS | wind_ons | 0 | 0 | 3.6 | 160953 | 0 | 0.036 | 0 | 0 | 0 | 0 | 0 | 0 | 0.036 | 0.036 | 0.036 | 0.036 | 0.036 | 0.036 | 0.036 | 0.036 | 0.036 | 0.036 | 0.036 | 0.036 | 0.036 | 0.036 | 0.036 | 0.036 | 0.036 | 0.036 | 0.036 | 0.036 | 0.036 | 0.036 | 0.036 | 0.036 | 0.036 | 0.036 | 0.036 | 0.036 | 0.036 | 0.036 | 0.036 | 0.036 | 0.036 | 0.036 | 0.036 | 0.036 | 0.036 | 0.036 | 0.036 | 0.036 | 0.036 | 0.036 | 0.036 | 0.036 | 0.036 | 0.036 | 0.036 | 0.036
176 | 42 | AB | 49.5834 | -113.8429 | AB_312S_DSS | wind_ons | 0 | 0 | 46 | 160953 | 0 | 0.46 | 0 | 0 | 0 | 0 | 0 | 0 | 0.46 | 0.46 | 0.46 | 0.46 | 0.46 | 0.46 | 0.46 | 0.46 | 0.46 | 0.46 | 0.46 | 0.46 | 0.46 | 0.46 | 0.46 | 0.46 | 0.46 | 0.46 | 0.46 | 0.46 | 0.46 | 0.46 | 0.46 | 0.46 | 0.46 | 0.46 | 0.46 | 0.46 | 0.46 | 0.46 | 0.46 | 0.46 | 0.46 | 0.46 | 0.46 | 0.46 | 0.46 | 0.46 | 0.46 | 0.46 | 0.46 | 0.46 | 0.46 | 0.46 | 0.46 | 0.46 | 0.46 | 0.46
177 | 148 | AB | 52.174 | -112.0494 | AB_973S_GSS | wind_ons | 0 | 0 | 198 | 160953 | 0 | 1.98 | 0 | 0 | 0 | 0 | 0 | 0 | 1.98 | 1.98 | 1.98 | 1.98 | 1.98 | 1.98 | 1.98 | 1.98 | 1.98 | 1.98 | 1.98 | 1.98 | 1.98 | 1.98 | 1.98 | 1.98 | 1.98 | 1.98 | 1.98 | 1.98 | 1.98 | 1.98 | 1.98 | 1.98 | 1.98 | 1.98 | 1.98 | 1.98 | 1.98 | 1.98 | 1.98 | 1.98 | 1.98 | 1.98 | 1.98 | 1.98 | 1.98 | 1.98 | 1.98 | 1.98 | 1.98 | 1.98 | 1.98 | 1.98 | 1.98 | 1.98 | 1.98 | 1.98
178 | 231 | AB | 50.6993 | -115.1193 | BC_INV_DSS | hydro_run | 0 | 0 | 12 | 66563 | 1 | 0.12 | 1 | 1 | 1 | 1 | 1 | 1 | 0 | 0 | 0 | 0 | 0 | 0 | 0 | 0 | 0 | 0 | 0 | 0 | 0 | 0 | 0 | 0 | 0 | 0 | 0 | 0 | 0 | 0 | 0 | 0 | 0 | 0 | 0 | 0 | 0 | 0 | 0 | 0 | 0 | 0 | 0 | 0 | 0 | 0 | 0 | 0 | 0 | 0 | 0 | 0 | 0 | 0 | 0 | 0
184 | 27 | AB | 49.5461 | -113.9151 | AB_205S_GSS | wind_ons | 0 | 0 | 105 | 160953 | 0 | 1.05 | 0 | 0 | 0 | 0 | 0 | 0 | 1.05 | 1.05 | 1.05 | 1.05 | 1.05 | 1.05 | 1.05 | 1.05 | 1.05 | 1.05 | 1.05 | 1.05 | 1.05 | 1.05 | 1.05 | 1.05 | 1.05 | 1.05 | 1.05 | 1.05 | 1.05 | 1.05 | 1.05 | 1.05 | 1.05 | 1.05 | 1.05 | 1.05 | 1.05 | 1.05 | 1.05 | 1.05 | 1.05 | 1.05 | 1.05 | 1.05 | 1.05 | 1.05 | 1.05 | 1.05 | 1.05 | 1.05 | 1.05 | 1.05 | 1.05 | 1.05 | 1.05 | 1.05
186 | 231 | AB | 51.0886 | -115.3734 | BC_INV_DSS | hydro_daily | 0 | 0 | 17 | 115196 | 5 | 0.17 | 5 | 5 | 5 | 5 | 5 | 5 | 0 | 0 | 0 | 0 | 0 | 0 | 0 | 0 | 0 | 0 | 0 | 0 | 0 | 0 | 0 | 0 | 0 | 0 | 0 | 0 | 0 | 0 | 0 | 0 | 0 | 0 | 0 | 0 | 0 | 0 | 0 | 0 | 0 | 0 | 0 | 0 | 0 | 0 | 0 | 0 | 0 | 0 | 0 | 0 | 0 | 0 | 0 | 0
187 | 231 | AB | 51.0886 | -115.3734 | BC_INV_DSS | hydro_daily | 0 | 0 | 30 | 115196 | 5 | 0.3 | 5 | 5 | 5 | 5 | 5 | 5 | 0 | 0 | 0 | 0 | 0 | 0 | 0 | 0 | 0 | 0 | 0 | 0 | 0 | 0 | 0 | 0 | 0 | 0 | 0 | 0 | 0 | 0 | 0 | 0 | 0 | 0 | 0 | 0 | 0 | 0 | 0 | 0 | 0 | 0 | 0 | 0 | 0 | 0 | 0 | 0 | 0 | 0 | 0 | 0 | 0 | 0 | 0 | 0
188 | 46 | AB | 49.8439 | -111.0427 | AB_326S_JCT | wind_ons | 0 | 0 | 130 | 160953 | 0 | 1.3 | 0 | 0 | 0 | 0 | 0 | 0 | 1.3 | 1.3 | 1.3 | 1.3 | 1.3 | 1.3 | 1.3 | 1.3 | 1.3 | 1.3 | 1.3 | 1.3 | 1.3 | 1.3 | 1.3 | 1.3 | 1.3 | 1.3 | 1.3 | 1.3 | 1.3 | 1.3 | 1.3 | 1.3 | 1.3 | 1.3 | 1.3 | 1.3 | 1.3 | 1.3 | 1.3 | 1.3 | 1.3 | 1.3 | 1.3 | 1.3 | 1.3 | 1.3 | 1.3 | 1.3 | 1.3 | 1.3 | 1.3 | 1.3 | 1.3 | 1.3 | 1.3 | 1.3
189 | 53 | AB | 49.4071 | -112.6923 | AB_370S_DSS | hydro_run | 0 | 0 | 20 | 66563 | 1 | 0.2 | 1 | 1 | 1 | 1 | 1 | 1 | 0 | 0 | 0 | 0 | 0 | 0 | 0 | 0 | 0 | 0 | 0 | 0 | 0 | 0 | 0 | 0 | 0 | 0 | 0 | 0 | 0 | 0 | 0 | 0 | 0 | 0 | 0 | 0 | 0 | 0 | 0 | 0 | 0 | 0 | 0 | 0 | 0 | 0 | 0 | 0 | 0 | 0 | 0 | 0 | 0 | 0 | 0 | 0
192 | 53 | AB | 49.3859 | -112.9434 | AB_370S_DSS | wind_ons | 0 | 0 | 30 | 160953 | 0 | 0.3 | 0 | 0 | 0 | 0 | 0 | 0 | 0.3 | 0.3 | 0.3 | 0.3 | 0.3 | 0.3 | 0.3 | 0.3 | 0.3 | 0.3 | 0.3 | 0.3 | 0.3 | 0.3 | 0.3 | 0.3 | 0.3 | 0.3 | 0.3 | 0.3 | 0.3 | 0.3 | 0.3 | 0.3 | 0.3 | 0.3 | 0.3 | 0.3 | 0.3 | 0.3 | 0.3 | 0.3 | 0.3 | 0.3 | 0.3 | 0.3 | 0.3 | 0.3 | 0.3 | 0.3 | 0.3 | 0.3 | 0.3 | 0.3 | 0.3 | 0.3 | 0.3 | 0.3
193 | 9 | AB | 49.6931 | -112.329 | AB_120S_DSS | wind_ons | 0 | 0 | 30 | 160953 | 0 | 0.3 | 0 | 0 | 0 | 0 | 0 | 0 | 0.3 | 0.3 | 0.3 | 0.3 | 0.3 | 0.3 | 0.3 | 0.3 | 0.3 | 0.3 | 0.3 | 0.3 | 0.3 | 0.3 | 0.3 | 0.3 | 0.3 | 0.3 | 0.3 | 0.3 | 0.3 | 0.3 | 0.3 | 0.3 | 0.3 | 0.3 | 0.3 | 0.3 | 0.3 | 0.3 | 0.3 | 0.3 | 0.3 | 0.3 | 0.3 | 0.3 | 0.3 | 0.3 | 0.3 | 0.3 | 0.3 | 0.3 | 0.3 | 0.3 | 0.3 | 0.3 | 0.3 | 0.3
194 | 146 | AB | 51.2117 | -112.562 | AB_963S_DSS | wind_ons | 0 | 0 | 88 | 160953 | 0 | 0.88 | 0 | 0 | 0 | 0 | 0 | 0 | 0.88 | 0.88 | 0.88 | 0.88 | 0.88 | 0.88 | 0.88 | 0.88 | 0.88 | 0.88 | 0.88 | 0.88 | 0.88 | 0.88 | 0.88 | 0.88 | 0.88 | 0.88 | 0.88 | 0.88 | 0.88 | 0.88 | 0.88 | 0.88 | 0.88 | 0.88 | 0.88 | 0.88 | 0.88 | 0.88 | 0.88 | 0.88 | 0.88 | 0.88 | 0.88 | 0.88 | 0.88 | 0.88 | 0.88 | 0.88 | 0.88 | 0.88 | 0.88 | 0.88 | 0.88 | 0.88 | 0.88 | 0.88
201 | 29 | AB | 50.6546 | -113.8715 | AB_237S_DSS | solar_PV | 0 | 0 | 81 | 22308 | 0 | 0.81 | 0 | 0 | 0 | 0 | 0 | 0 | 0.81 | 0.81 | 0.81 | 0.81 | 0.81 | 0.81 | 0.81 | 0.81 | 0.81 | 0.81 | 0.81 | 0.81 | 0.81 | 0.81 | 0.81 | 0.81 | 0.81 | 0.81 | 0.81 | 0.81 | 0.81 | 0.81 | 0.81 | 0.81 | 0.81 | 0.81 | 0.81 | 0.81 | 0.81 | 0.81 | 0.81 | 0.81 | 0.81 | 0.81 | 0.81 | 0.81 | 0.81 | 0.81 | 0.81 | 0.81 | 0.81 | 0.81 | 0.81 | 0.81 | 0.81 | 0.81 | 0.81 | 0.81
203 | 13 | AB | 49.2871 | -113.1576 | AB_138S_DSS | solar_PV | 0 | 0 | 30 | 22308 | 0 | 0.3 | 0 | 0 | 0 | 0 | 0 | 0 | 0.3 | 0.3 | 0.3 | 0.3 | 0.3 | 0.3 | 0.3 | 0.3 | 0.3 | 0.3 | 0.3 | 0.3 | 0.3 | 0.3 | 0.3 | 0.3 | 0.3 | 0.3 | 0.3 | 0.3 | 0.3 | 0.3 | 0.3 | 0.3 | 0.3 | 0.3 | 0.3 | 0.3 | 0.3 | 0.3 | 0.3 | 0.3 | 0.3 | 0.3 | 0.3 | 0.3 | 0.3 | 0.3 | 0.3 | 0.3 | 0.3 | 0.3 | 0.3 | 0.3 | 0.3 | 0.3 | 0.3 | 0.3
209 | 50 | AB | 51.6886 | -110.5809 | AB_363S_GSS | wind_ons | 0 | 0 | 297 | 160953 | 0 | 2.97 | 0 | 0 | 0 | 0 | 0 | 0 | 2.97 | 2.97 | 2.97 | 2.97 | 2.97 | 2.97 | 2.97 | 2.97 | 2.97 | 2.97 | 2.97 | 2.97 | 2.97 | 2.97 | 2.97 | 2.97 | 2.97 | 2.97 | 2.97 | 2.97 | 2.97 | 2.97 | 2.97 | 2.97 | 2.97 | 2.97 | 2.97 | 2.97 | 2.97 | 2.97 | 2.97 | 2.97 | 2.97 | 2.97 | 2.97 | 2.97 | 2.97 | 2.97 | 2.97 | 2.97 | 2.97 | 2.97 | 2.97 | 2.97 | 2.97 | 2.97 | 2.97 | 2.97
211 | 56 | AB | 49.5324 | -113.9772 | AB_396S_DSS | wind_ons | 0 | 0 | 6.5 | 160953 | 0 | 0.065 | 0 | 0 | 0 | 0 | 0 | 0 | 0.065 | 0.065 | 0.065 | 0.065 | 0.065 | 0.065 | 0.065 | 0.065 | 0.065 | 0.065 | 0.065 | 0.065 | 0.065 | 0.065 | 0.065 | 0.065 | 0.065 | 0.065 | 0.065 | 0.065 | 0.065 | 0.065 | 0.065 | 0.065 | 0.065 | 0.065 | 0.065 | 0.065 | 0.065 | 0.065 | 0.065 | 0.065 | 0.065 | 0.065 | 0.065 | 0.065 | 0.065 | 0.065 | 0.065 | 0.065 | 0.065 | 0.065 | 0.065 | 0.065 | 0.065 | 0.065 | 0.065 | 0.065
212 | 98 | AB | 55.2508 | -114.518 | AB_732S_DSS | biomass | 0 | 13.5 | 9 | 183950 | 7.07 | 0.09 | 7.07 | 7.07 | 7.07 | 7.07 | 7.07 | 7.07 | 0 | 0 | 0 | 0 | 0 | 0 | 0 | 0 | 0 | 0 | 0 | 0 | 0 | 0 | 0 | 0 | 0 | 0 | 0 | 0 | 0 | 0 | 0 | 0 | 0 | 0 | 0 | 0 | 0 | 0 | 0 | 0 | 0 | 0 | 0 | 0 | 0 | 0 | 0 | 0 | 0 | 0 | 0 | 0 | 0 | 0 | 0 | 0
213 | 83 | AB | 51.3356 | -113.9895 | AB_64S_JCT | solar_PV | 0 | 0 | 75 | 22308 | 0 | 0.75 | 0 | 0 | 0 | 0 | 0 | 0 | 0.75 | 0.75 | 0.75 | 0.75 | 0.75 | 0.75 | 0.75 | 0.75 | 0.75 | 0.75 | 0.75 | 0.75 | 0.75 | 0.75 | 0.75 | 0.75 | 0.75 | 0.75 | 0.75 | 0.75 | 0.75 | 0.75 | 0.75 | 0.75 | 0.75 | 0.75 | 0.75 | 0.75 | 0.75 | 0.75 | 0.75 | 0.75 | 0.75 | 0.75 | 0.75 | 0.75 | 0.75 | 0.75 | 0.75 | 0.75 | 0.75 | 0.75 | 0.75 | 0.75 | 0.75 | 0.75 | 0.75 | 0.75
214 | 13 | AB | 49.3664 | -113.1086 | AB_138S_DSS | hydro_run | 0 | 0 | 2 | 66563 | 1 | 0.02 | 1 | 1 | 1 | 1 | 1 | 1 | 0 | 0 | 0 | 0 | 0 | 0 | 0 | 0 | 0 | 0 | 0 | 0 | 0 | 0 | 0 | 0 | 0 | 0 | 0 | 0 | 0 | 0 | 0 | 0 | 0 | 0 | 0 | 0 | 0 | 0 | 0 | 0 | 0 | 0 | 0 | 0 | 0 | 0 | 0 | 0 | 0 | 0 | 0 | 0 | 0 | 0 | 0 | 0
215 | 231 | AB | 51.0744 | -115.4021 | BC_INV_DSS | hydro_daily | 0 | 0 | 46 | 115196 | 5 | 0.46 | 5 | 5 | 5 | 5 | 5 | 5 | 0 | 0 | 0 | 0 | 0 | 0 | 0 | 0 | 0 | 0 | 0 | 0 | 0 | 0 | 0 | 0 | 0 | 0 | 0 | 0 | 0 | 0 | 0 | 0 | 0 | 0 | 0 | 0 | 0 | 0 | 0 | 0 | 0 | 0 | 0 | 0 | 0 | 0 | 0 | 0 | 0 | 0 | 0 | 0 | 0 | 0 | 0 | 0
216 | 231 | AB | 51.0744 | -115.4021 | BC_INV_DSS | hydro_daily | 0 | 0 | 46 | 115196 | 5 | 0.46 | 5 | 5 | 5 | 5 | 5 | 5 | 0 | 0 | 0 | 0 | 0 | 0 | 0 | 0 | 0 | 0 | 0 | 0 | 0 | 0 | 0 | 0 | 0 | 0 | 0 | 0 | 0 | 0 | 0 | 0 | 0 | 0 | 0 | 0 | 0 | 0 | 0 | 0 | 0 | 0 | 0 | 0 | 0 | 0 | 0 | 0 | 0 | 0 | 0 | 0 | 0 | 0 | 0 | 0
217 | 98 | AB | 55.2508 | -114.518 | AB_732S_DSS | biomass | 0 | 13.5 | 20 | 183950 | 7.07 | 0.2 | 7.07 | 7.07 | 7.07 | 7.07 | 7.07 | 7.07 | 0 | 0 | 0 | 0 | 0 | 0 | 0 | 0 | 0 | 0 | 0 | 0 | 0 | 0 | 0 | 0 | 0 | 0 | 0 | 0 | 0 | 0 | 0 | 0 | 0 | 0 | 0 | 0 | 0 | 0 | 0 | 0 | 0 | 0 | 0 | 0 | 0 | 0 | 0 | 0 | 0 | 0 | 0 | 0 | 0 | 0 | 0 | 0
218 | 66 | AB | 51.0326 | -113.3766 | AB_511S_DSS | solar_PV | 0 | 0 | 18 | 22308 | 0 | 0.18 | 0 | 0 | 0 | 0 | 0 | 0 | 0.18 | 0.18 | 0.18 | 0.18 | 0.18 | 0.18 | 0.18 | 0.18 | 0.18 | 0.18 | 0.18 | 0.18 | 0.18 | 0.18 | 0.18 | 0.18 | 0.18 | 0.18 | 0.18 | 0.18 | 0.18 | 0.18 | 0.18 | 0.18 | 0.18 | 0.18 | 0.18 | 0.18 | 0.18 | 0.18 | 0.18 | 0.18 | 0.18 | 0.18 | 0.18 | 0.18 | 0.18 | 0.18 | 0.18 | 0.18 | 0.18 | 0.18 | 0.18 | 0.18 | 0.18 | 0.18 | 0.18 | 0.18
219 | 66 | AB | 51.0326 | -113.3766 | AB_511S_DSS | solar_PV | 0 | 0 | 23 | 22308 | 0 | 0.23 | 0 | 0 | 0 | 0 | 0 | 0 | 0.23 | 0.23 | 0.23 | 0.23 | 0.23 | 0.23 | 0.23 | 0.23 | 0.23 | 0.23 | 0.23 | 0.23 | 0.23 | 0.23 | 0.23 | 0.23 | 0.23 | 0.23 | 0.23 | 0.23 | 0.23 | 0.23 | 0.23 | 0.23 | 0.23 | 0.23 | 0.23 | 0.23 | 0.23 | 0.23 | 0.23 | 0.23 | 0.23 | 0.23 | 0.23 | 0.23 | 0.23 | 0.23 | 0.23 | 0.23 | 0.23 | 0.23 | 0.23 | 0.23 | 0.23 | 0.23 | 0.23 | 0.23
220 | 33 | AB | 50.1682 | -113.6033 | AB_266S_TSS | solar_PV | 0 | 0 | 17 | 22308 | 0 | 0.17 | 0 | 0 | 0 | 0 | 0 | 0 | 0.17 | 0.17 | 0.17 | 0.17 | 0.17 | 0.17 | 0.17 | 0.17 | 0.17 | 0.17 | 0.17 | 0.17 | 0.17 | 0.17 | 0.17 | 0.17 | 0.17 | 0.17 | 0.17 | 0.17 | 0.17 | 0.17 | 0.17 | 0.17 | 0.17 | 0.17 | 0.17 | 0.17 | 0.17 | 0.17 | 0.17 | 0.17 | 0.17 | 0.17 | 0.17 | 0.17 | 0.17 | 0.17 | 0.17 | 0.17 | 0.17 | 0.17 | 0.17 | 0.17 | 0.17 | 0.17 | 0.17 | 0.17
221 | 63 | AB | 50.2776 | -111.281 | AB_498S_DSS | solar_PV | 0 | 0 | 23 | 22308 | 0 | 0.23 | 0 | 0 | 0 | 0 | 0 | 0 | 0.23 | 0.23 | 0.23 | 0.23 | 0.23 | 0.23 | 0.23 | 0.23 | 0.23 | 0.23 | 0.23 | 0.23 | 0.23 | 0.23 | 0.23 | 0.23 | 0.23 | 0.23 | 0.23 | 0.23 | 0.23 | 0.23 | 0.23 | 0.23 | 0.23 | 0.23 | 0.23 | 0.23 | 0.23 | 0.23 | 0.23 | 0.23 | 0.23 | 0.23 | 0.23 | 0.23 | 0.23 | 0.23 | 0.23 | 0.23 | 0.23 | 0.23 | 0.23 | 0.23 | 0.23 | 0.23 | 0.23 | 0.23
222 | 53 | AB | 49.5655 | -112.3641 | AB_370S_DSS | wind_ons | 0 | 0 | 113 | 160953 | 0 | 1.13 | 0 | 0 | 0 | 0 | 0 | 0 | 1.13 | 1.13 | 1.13 | 1.13 | 1.13 | 1.13 | 1.13 | 1.13 | 1.13 | 1.13 | 1.13 | 1.13 | 1.13 | 1.13 | 1.13 | 1.13 | 1.13 | 1.13 | 1.13 | 1.13 | 1.13 | 1.13 | 1.13 | 1.13 | 1.13 | 1.13 | 1.13 | 1.13 | 1.13 | 1.13 | 1.13 | 1.13 | 1.13 | 1.13 | 1.13 | 1.13 | 1.13 | 1.13 | 1.13 | 1.13 | 1.13 | 1.13 | 1.13 | 1.13 | 1.13 | 1.13 | 1.13 | 1.13
223 | 1 | AB | 49.6973 | -111.9471 | AB_1018S_DSS | wind_ons | 0 | 0 | 81 | 160953 | 0 | 0.81 | 0 | 0 | 0 | 0 | 0 | 0 | 0.81 | 0.81 | 0.81 | 0.81 | 0.81 | 0.81 | 0.81 | 0.81 | 0.81 | 0.81 | 0.81 | 0.81 | 0.81 | 0.81 | 0.81 | 0.81 | 0.81 | 0.81 | 0.81 | 0.81 | 0.81 | 0.81 | 0.81 | 0.81 | 0.81 | 0.81 | 0.81 | 0.81 | 0.81 | 0.81 | 0.81 | 0.81 | 0.81 | 0.81 | 0.81 | 0.81 | 0.81 | 0.81 | 0.81 | 0.81 | 0.81 | 0.81 | 0.81 | 0.81 | 0.81 | 0.81 | 0.81 | 0.81
224 | 53 | AB | 49.3336 | -112.8871 | AB_370S_DSS | hydro_run | 0 | 0 | 14 | 66563 | 1 | 0.14 | 1 | 1 | 1 | 1 | 1 | 1 | 0 | 0 | 0 | 0 | 0 | 0 | 0 | 0 | 0 | 0 | 0 | 0 | 0 | 0 | 0 | 0 | 0 | 0 | 0 | 0 | 0 | 0 | 0 | 0 | 0 | 0 | 0 | 0 | 0 | 0 | 0 | 0 | 0 | 0 | 0 | 0 | 0 | 0 | 0 | 0 | 0 | 0 | 0 | 0 | 0 | 0 | 0 | 0
227 | 63 | AB | 50.5338 | -111.67 | AB_498S_DSS | solar_PV | 0 | 0 | 21 | 22308 | 0 | 0.21 | 0 | 0 | 0 | 0 | 0 | 0 | 0.21 | 0.21 | 0.21 | 0.21 | 0.21 | 0.21 | 0.21 | 0.21 | 0.21 | 0.21 | 0.21 | 0.21 | 0.21 | 0.21 | 0.21 | 0.21 | 0.21 | 0.21 | 0.21 | 0.21 | 0.21 | 0.21 | 0.21 | 0.21 | 0.21 | 0.21 | 0.21 | 0.21 | 0.21 | 0.21 | 0.21 | 0.21 | 0.21 | 0.21 | 0.21 | 0.21 | 0.21 | 0.21 | 0.21 | 0.21 | 0.21 | 0.21 | 0.21 | 0.21 | 0.21 | 0.21 | 0.21 | 0.21
229 | 82 | AB | 51.7371 | -113.2775 | AB_64S_DSS | solar_PV | 0 | 0 | 25 | 22308 | 0 | 0.25 | 0 | 0 | 0 | 0 | 0 | 0 | 0.25 | 0.25 | 0.25 | 0.25 | 0.25 | 0.25 | 0.25 | 0.25 | 0.25 | 0.25 | 0.25 | 0.25 | 0.25 | 0.25 | 0.25 | 0.25 | 0.25 | 0.25 | 0.25 | 0.25 | 0.25 | 0.25 | 0.25 | 0.25 | 0.25 | 0.25 | 0.25 | 0.25 | 0.25 | 0.25 | 0.25 | 0.25 | 0.25 | 0.25 | 0.25 | 0.25 | 0.25 | 0.25 | 0.25 | 0.25 | 0.25 | 0.25 | 0.25 | 0.25 | 0.25 | 0.25 | 0.25 | 0.25
230 | 231 | AB | 50.9984 | -115.3745 | BC_INV_DSS | hydro_run | 0 | 0 | 3 | 66563 | 1 | 0.03 | 1 | 1 | 1 | 1 | 1 | 1 | 0 | 0 | 0 | 0 | 0 | 0 | 0 | 0 | 0 | 0 | 0 | 0 | 0 | 0 | 0 | 0 | 0 | 0 | 0 | 0 | 0 | 0 | 0 | 0 | 0 | 0 | 0 | 0 | 0 | 0 | 0 | 0 | 0 | 0 | 0 | 0 | 0 | 0 | 0 | 0 | 0 | 0 | 0 | 0 | 0 | 0 | 0 | 0
231 | 153 | AB | 50.2788 | -112.7321 | AB_991S_GSS | solar_PV | 0 | 0 | 465 | 22308 | 0 | 4.65 | 0 | 0 | 0 | 0 | 0 | 0 | 4.65 | 4.65 | 4.65 | 4.65 | 4.65 | 4.65 | 4.65 | 4.65 | 4.65 | 4.65 | 4.65 | 4.65 | 4.65 | 4.65 | 4.65 | 4.65 | 4.65 | 4.65 | 4.65 | 4.65 | 4.65 | 4.65 | 4.65 | 4.65 | 4.65 | 4.65 | 4.65 | 4.65 | 4.65 | 4.65 | 4.65 | 4.65 | 4.65 | 4.65 | 4.65 | 4.65 | 4.65 | 4.65 | 4.65 | 4.65 | 4.65 | 4.65 | 4.65 | 4.65 | 4.65 | 4.65 | 4.65 | 4.65
234 | 154 | AB | 50.3675 | -113.2303 | AB_991S_JCT | solar_PV | 0 | 0 | 22 | 22308 | 0 | 0.22 | 0 | 0 | 0 | 0 | 0 | 0 | 0.22 | 0.22 | 0.22 | 0.22 | 0.22 | 0.22 | 0.22 | 0.22 | 0.22 | 0.22 | 0.22 | 0.22 | 0.22 | 0.22 | 0.22 | 0.22 | 0.22 | 0.22 | 0.22 | 0.22 | 0.22 | 0.22 | 0.22 | 0.22 | 0.22 | 0.22 | 0.22 | 0.22 | 0.22 | 0.22 | 0.22 | 0.22 | 0.22 | 0.22 | 0.22 | 0.22 | 0.22 | 0.22 | 0.22 | 0.22 | 0.22 | 0.22 | 0.22 | 0.22 | 0.22 | 0.22 | 0.22 | 0.22
237 | 69 | AB | 50.1091 | -112.142 | AB_554S_DSS | solar_PV | 0 | 0 | 22 | 22308 | 0 | 0.22 | 0 | 0 | 0 | 0 | 0 | 0 | 0.22 | 0.22 | 0.22 | 0.22 | 0.22 | 0.22 | 0.22 | 0.22 | 0.22 | 0.22 | 0.22 | 0.22 | 0.22 | 0.22 | 0.22 | 0.22 | 0.22 | 0.22 | 0.22 | 0.22 | 0.22 | 0.22 | 0.22 | 0.22 | 0.22 | 0.22 | 0.22 | 0.22 | 0.22 | 0.22 | 0.22 | 0.22 | 0.22 | 0.22 | 0.22 | 0.22 | 0.22 | 0.22 | 0.22 | 0.22 | 0.22 | 0.22 | 0.22 | 0.22 | 0.22 | 0.22 | 0.22 | 0.22
239 | 153 | AB | 50.272 | -112.4002 | AB_991S_GSS | solar_PV | 0 | 0 | 50 | 22308 | 0 | 0.5 | 0 | 0 | 0 | 0 | 0 | 0 | 0.5 | 0.5 | 0.5 | 0.5 | 0.5 | 0.5 | 0.5 | 0.5 | 0.5 | 0.5 | 0.5 | 0.5 | 0.5 | 0.5 | 0.5 | 0.5 | 0.5 | 0.5 | 0.5 | 0.5 | 0.5 | 0.5 | 0.5 | 0.5 | 0.5 | 0.5 | 0.5 | 0.5 | 0.5 | 0.5 | 0.5 | 0.5 | 0.5 | 0.5 | 0.5 | 0.5 | 0.5 | 0.5 | 0.5 | 0.5 | 0.5 | 0.5 | 0.5 | 0.5 | 0.5 | 0.5 | 0.5 | 0.5
240 | 1 | AB | 49.6653 | -111.5112 | AB_1018S_DSS | solar_PV | 0 | 0 | 19 | 22308 | 0 | 0.19 | 0 | 0 | 0 | 0 | 0 | 0 | 0.19 | 0.19 | 0.19 | 0.19 | 0.19 | 0.19 | 0.19 | 0.19 | 0.19 | 0.19 | 0.19 | 0.19 | 0.19 | 0.19 | 0.19 | 0.19 | 0.19 | 0.19 | 0.19 | 0.19 | 0.19 | 0.19 | 0.19 | 0.19 | 0.19 | 0.19 | 0.19 | 0.19 | 0.19 | 0.19 | 0.19 | 0.19 | 0.19 | 0.19 | 0.19 | 0.19 | 0.19 | 0.19 | 0.19 | 0.19 | 0.19 | 0.19 | 0.19 | 0.19 | 0.19 | 0.19 | 0.19 | 0.19
242 | 110 | AB | 55.071 | -118.6906 | AB_813S_DSS | biomass | 0 | 13.5 | 48 | 183950 | 7.07 | 0.48 | 7.07 | 7.07 | 7.07 | 7.07 | 7.07 | 7.07 | 0 | 0 | 0 | 0 | 0 | 0 | 0 | 0 | 0 | 0 | 0 | 0 | 0 | 0 | 0 | 0 | 0 | 0 | 0 | 0 | 0 | 0 | 0 | 0 | 0 | 0 | 0 | 0 | 0 | 0 | 0 | 0 | 0 | 0 | 0 | 0 | 0 | 0 | 0 | 0 | 0 | 0 | 0 | 0 | 0 | 0 | 0 | 0
243 | 146 | AB | 51.2314 | -112.4077 | AB_963S_DSS | wind_ons | 0 | 0 | 120 | 160953 | 0 | 1.2 | 0 | 0 | 0 | 0 | 0 | 0 | 1.2 | 1.2 | 1.2 | 1.2 | 1.2 | 1.2 | 1.2 | 1.2 | 1.2 | 1.2 | 1.2 | 1.2 | 1.2 | 1.2 | 1.2 | 1.2 | 1.2 | 1.2 | 1.2 | 1.2 | 1.2 | 1.2 | 1.2 | 1.2 | 1.2 | 1.2 | 1.2 | 1.2 | 1.2 | 1.2 | 1.2 | 1.2 | 1.2 | 1.2 | 1.2 | 1.2 | 1.2 | 1.2 | 1.2 | 1.2 | 1.2 | 1.2 | 1.2 | 1.2 | 1.2 | 1.2 | 1.2 | 1.2
244 | 1 | AB | 49.5519 | -111.0769 | AB_1018S_DSS | wind_ons | 0 | 0 | 201.6 | 160953 | 0 | 2.016 | 0 | 0 | 0 | 0 | 0 | 0 | 2.016 | 2.016 | 2.016 | 2.016 | 2.016 | 2.016 | 2.016 | 2.016 | 2.016 | 2.016 | 2.016 | 2.016 | 2.016 | 2.016 | 2.016 | 2.016 | 2.016 | 2.016 | 2.016 | 2.016 | 2.016 | 2.016 | 2.016 | 2.016 | 2.016 | 2.016 | 2.016 | 2.016 | 2.016 | 2.016 | 2.016 | 2.016 | 2.016 | 2.016 | 2.016 | 2.016 | 2.016 | 2.016 | 2.016 | 2.016 | 2.016 | 2.016 | 2.016 | 2.016 | 2.016 | 2.016 | 2.016 | 2.016
245 | 1 | AB | 49.5519 | -111.0769 | AB_1018S_DSS | wind_ons | 0 | 0 | 97 | 160953 | 0 | 0.97 | 0 | 0 | 0 | 0 | 0 | 0 | 0.97 | 0.97 | 0.97 | 0.97 | 0.97 | 0.97 | 0.97 | 0.97 | 0.97 | 0.97 | 0.97 | 0.97 | 0.97 | 0.97 | 0.97 | 0.97 | 0.97 | 0.97 | 0.97 | 0.97 | 0.97 | 0.97 | 0.97 | 0.97 | 0.97 | 0.97 | 0.97 | 0.97 | 0.97 | 0.97 | 0.97 | 0.97 | 0.97 | 0.97 | 0.97 | 0.97 | 0.97 | 0.97 | 0.97 | 0.97 | 0.97 | 0.97 | 0.97 | 0.97 | 0.97 | 0.97 | 0.97 | 0.97
247 | 46 | AB | 49.9439 | -111.0517 | AB_326S_JCT | wind_ons | 0 | 0 | 122.3 | 160953 | 0 | 1.223 | 0 | 0 | 0 | 0 | 0 | 0 | 1.223 | 1.223 | 1.223 | 1.223 | 1.223 | 1.223 | 1.223 | 1.223 | 1.223 | 1.223 | 1.223 | 1.223 | 1.223 | 1.223 | 1.223 | 1.223 | 1.223 | 1.223 | 1.223 | 1.223 | 1.223 | 1.223 | 1.223 | 1.223 | 1.223 | 1.223 | 1.223 | 1.223 | 1.223 | 1.223 | 1.223 | 1.223 | 1.223 | 1.223 | 1.223 | 1.223 | 1.223 | 1.223 | 1.223 | 1.223 | 1.223 | 1.223 | 1.223 | 1.223 | 1.223 | 1.223 | 1.223 | 1.223
248 | 13 | AB | 49.4858 | -113.4541 | AB_138S_DSS | wind_ons | 0 | 0 | 206.4 | 160953 | 0 | 2.064 | 0 | 0 | 0 | 0 | 0 | 0 | 2.064 | 2.064 | 2.064 | 2.064 | 2.064 | 2.064 | 2.064 | 2.064 | 2.064 | 2.064 | 2.064 | 2.064 | 2.064 | 2.064 | 2.064 | 2.064 | 2.064 | 2.064 | 2.064 | 2.064 | 2.064 | 2.064 | 2.064 | 2.064 | 2.064 | 2.064 | 2.064 | 2.064 | 2.064 | 2.064 | 2.064 | 2.064 | 2.064 | 2.064 | 2.064 | 2.064 | 2.064 | 2.064 | 2.064 | 2.064 | 2.064 | 2.064 | 2.064 | 2.064 | 2.064 | 2.064 | 2.064 | 2.064
249 | 93 | AB | 54.4153 | -114.1768 | AB_69S_DSS | biomass | 0 | 13.5 | 18 | 183950 | 7.07 | 0.18 | 7.07 | 7.07 | 7.07 | 7.07 | 7.07 | 7.07 | 0 | 0 | 0 | 0 | 0 | 0 | 0 | 0 | 0 | 0 | 0 | 0 | 0 | 0 | 0 | 0 | 0 | 0 | 0 | 0 | 0 | 0 | 0 | 0 | 0 | 0 | 0 | 0 | 0 | 0 | 0 | 0 | 0 | 0 | 0 | 0 | 0 | 0 | 0 | 0 | 0 | 0 | 0 | 0 | 0 | 0 | 0 | 0
250 | 5 | AB | 49.3291 | -113.6728 | AB_103S_DSS | hydro_run | 0 | 0 | 2.7 | 66563 | 1 | 0.027 | 1 | 1 | 1 | 1 | 1 | 1 | 0 | 0 | 0 | 0 | 0 | 0 | 0 | 0 | 0 | 0 | 0 | 0 | 0 | 0 | 0 | 0 | 0 | 0 | 0 | 0 | 0 | 0 | 0 | 0 | 0 | 0 | 0 | 0 | 0 | 0 | 0 | 0 | 0 | 0 | 0 | 0 | 0 | 0 | 0 | 0 | 0 | 0 | 0 | 0 | 0 | 0 | 0 | 0
251 | 5 | AB | 49.1896 | -113.6804 | AB_103S_DSS | wind_ons | 0 | 0 | 3.9 | 160953 | 0 | 0.039 | 0 | 0 | 0 | 0 | 0 | 0 | 0.039 | 0.039 | 0.039 | 0.039 | 0.039 | 0.039 | 0.039 | 0.039 | 0.039 | 0.039 | 0.039 | 0.039 | 0.039 | 0.039 | 0.039 | 0.039 | 0.039 | 0.039 | 0.039 | 0.039 | 0.039 | 0.039 | 0.039 | 0.039 | 0.039 | 0.039 | 0.039 | 0.039 | 0.039 | 0.039 | 0.039 | 0.039 | 0.039 | 0.039 | 0.039 | 0.039 | 0.039 | 0.039 | 0.039 | 0.039 | 0.039 | 0.039 | 0.039 | 0.039 | 0.039 | 0.039 | 0.039 | 0.039
252 | 57 | AB | 53.5521 | -116.6164 | AB_39S_DSS | biomass | 0 | 13.5 | 50 | 183950 | 7.07 | 0.5 | 7.07 | 7.07 | 7.07 | 7.07 | 7.07 | 7.07 | 0 | 0 | 0 | 0 | 0 | 0 | 0 | 0 | 0 | 0 | 0 | 0 | 0 | 0 | 0 | 0 | 0 | 0 | 0 | 0 | 0 | 0 | 0 | 0 | 0 | 0 | 0 | 0 | 0 | 0 | 0 | 0 | 0 | 0 | 0 | 0 | 0 | 0 | 0 | 0 | 0 | 0 | 0 | 0 | 0 | 0 | 0 | 0
253 | 108 | AB | 51.5072 | -111.1945 | AB_807S_GSS | solar_PV | 0 | 0 | 6 | 22308 | 0 | 0.06 | 0 | 0 | 0 | 0 | 0 | 0 | 0.06 | 0.06 | 0.06 | 0.06 | 0.06 | 0.06 | 0.06 | 0.06 | 0.06 | 0.06 | 0.06 | 0.06 | 0.06 | 0.06 | 0.06 | 0.06 | 0.06 | 0.06 | 0.06 | 0.06 | 0.06 | 0.06 | 0.06 | 0.06 | 0.06 | 0.06 | 0.06 | 0.06 | 0.06 | 0.06 | 0.06 | 0.06 | 0.06 | 0.06 | 0.06 | 0.06 | 0.06 | 0.06 | 0.06 | 0.06 | 0.06 | 0.06 | 0.06 | 0.06 | 0.06 | 0.06 | 0.06 | 0.06
254 | 197 | BC | 49.4933 | -115.3624 | BC_CBK_DSS | hydro_daily | 0 | 0 | 8 | 115196 | 5 | 0.08 | 5 | 5 | 5 | 5 | 5 | 5 | 0 | 0 | 0 | 0 | 0 | 0 | 0 | 0 | 0 | 0 | 0 | 0 | 0 | 0 | 0 | 0 | 0 | 0 | 0 | 0 | 0 | 0 | 0 | 0 | 0 | 0 | 0 | 0 | 0 | 0 | 0 | 0 | 0 | 0 | 0 | 0 | 0 | 0 | 0 | 0 | 0 | 0 | 0 | 0 | 0 | 0 | 0 | 0
255 | 197 | BC | 49.4933 | -115.3624 | BC_CBK_DSS | hydro_daily | 0 | 0 | 8 | 115196 | 5 | 0.08 | 5 | 5 | 5 | 5 | 5 | 5 | 0 | 0 | 0 | 0 | 0 | 0 | 0 | 0 | 0 | 0 | 0 | 0 | 0 | 0 | 0 | 0 | 0 | 0 | 0 | 0 | 0 | 0 | 0 | 0 | 0 | 0 | 0 | 0 | 0 | 0 | 0 | 0 | 0 | 0 | 0 | 0 | 0 | 0 | 0 | 0 | 0 | 0 | 0 | 0 | 0 | 0 | 0 | 0
256 | 197 | BC | 49.4933 | -115.3624 | BC_CBK_DSS | hydro_daily | 0 | 0 | 8 | 115196 | 5 | 0.08 | 5 | 5 | 5 | 5 | 5 | 5 | 0 | 0 | 0 | 0 | 0 | 0 | 0 | 0 | 0 | 0 | 0 | 0 | 0 | 0 | 0 | 0 | 0 | 0 | 0 | 0 | 0 | 0 | 0 | 0 | 0 | 0 | 0 | 0 | 0 | 0 | 0 | 0 | 0 | 0 | 0 | 0 | 0 | 0 | 0 | 0 | 0 | 0 | 0 | 0 | 0 | 0 | 0 | 0
257 | 174 | BC | 49.343 | -117.7688 | BC_ALH_GSS | hydro_daily | 0 | 0 | 92.5 | 115196 | 5 | 0.925 | 5 | 5 | 5 | 5 | 5 | 5 | 0 | 0 | 0 | 0 | 0 | 0 | 0 | 0 | 0 | 0 | 0 | 0 | 0 | 0 | 0 | 0 | 0 | 0 | 0 | 0 | 0 | 0 | 0 | 0 | 0 | 0 | 0 | 0 | 0 | 0 | 0 | 0 | 0 | 0 | 0 | 0 | 0 | 0 | 0 | 0 | 0 | 0 | 0 | 0 | 0 | 0 | 0 | 0
258 | 174 | BC | 49.343 | -117.7688 | BC_ALH_GSS | hydro_daily | 0 | 0 | 92.5 | 115196 | 5 | 0.925 | 5 | 5 | 5 | 5 | 5 | 5 | 0 | 0 | 0 | 0 | 0 | 0 | 0 | 0 | 0 | 0 | 0 | 0 | 0 | 0 | 0 | 0 | 0 | 0 | 0 | 0 | 0 | 0 | 0 | 0 | 0 | 0 | 0 | 0 | 0 | 0 | 0 | 0 | 0 | 0 | 0 | 0 | 0 | 0 | 0 | 0 | 0 | 0 | 0 | 0 | 0 | 0 | 0 | 0
259 | 229 | BC | 50.8227 | -118.0295 | BC_ILL_DSS | hydro_run | 0 | 0 | 10 | 66563 | 1 | 0.1 | 1 | 1 | 1 | 1 | 1 | 1 | 0 | 0 | 0 | 0 | 0 | 0 | 0 | 0 | 0 | 0 | 0 | 0 | 0 | 0 | 0 | 0 | 0 | 0 | 0 | 0 | 0 | 0 | 0 | 0 | 0 | 0 | 0 | 0 | 0 | 0 | 0 | 0 | 0 | 0 | 0 | 0 | 0 | 0 | 0 | 0 | 0 | 0 | 0 | 0 | 0 | 0 | 0 | 0
260 | 198 | BC | 49.371 | -122.3124 | BC_CBN_DSS | hydro_daily | 0 | 0 | 9 | 115196 | 5 | 0.09 | 5 | 5 | 5 | 5 | 5 | 5 | 0 | 0 | 0 | 0 | 0 | 0 | 0 | 0 | 0 | 0 | 0 | 0 | 0 | 0 | 0 | 0 | 0 | 0 | 0 | 0 | 0 | 0 | 0 | 0 | 0 | 0 | 0 | 0 | 0 | 0 | 0 | 0 | 0 | 0 | 0 | 0 | 0 | 0 | 0 | 0 | 0 | 0 | 0 | 0 | 0 | 0 | 0 | 0
261 | 209 | BC | 49.3734 | -125.1506 | BC_DMR_DSS | hydro_daily | 0 | 0 | 28 | 115196 | 5 | 0.28 | 5 | 5 | 5 | 5 | 5 | 5 | 0 | 0 | 0 | 0 | 0 | 0 | 0 | 0 | 0 | 0 | 0 | 0 | 0 | 0 | 0 | 0 | 0 | 0 | 0 | 0 | 0 | 0 | 0 | 0 | 0 | 0 | 0 | 0 | 0 | 0 | 0 | 0 | 0 | 0 | 0 | 0 | 0 | 0 | 0 | 0 | 0 | 0 | 0 | 0 | 0 | 0 | 0 | 0
262 | 177 | BC | 49.9143 | -123.325 | BC_ASL_GSS | hydro_run | 0 | 0 | 49.9 | 66563 | 1 | 0.499 | 1 | 1 | 1 | 1 | 1 | 1 | 0 | 0 | 0 | 0 | 0 | 0 | 0 | 0 | 0 | 0 | 0 | 0 | 0 | 0 | 0 | 0 | 0 | 0 | 0 | 0 | 0 | 0 | 0 | 0 | 0 | 0 | 0 | 0 | 0 | 0 | 0 | 0 | 0 | 0 | 0 | 0 | 0 | 0 | 0 | 0 | 0 | 0 | 0 | 0 | 0 | 0 | 0 | 0
263 | 233 | BC | 49.8115 | -121.4585 | BC_KCH_GSS | hydro_run | 0 | 0 | 9 | 66563 | 1 | 0.09 | 1 | 1 | 1 | 1 | 1 | 1 | 0 | 0 | 0 | 0 | 0 | 0 | 0 | 0 | 0 | 0 | 0 | 0 | 0 | 0 | 0 | 0 | 0 | 0 | 0 | 0 | 0 | 0 | 0 | 0 | 0 | 0 | 0 | 0 | 0 | 0 | 0 | 0 | 0 | 0 | 0 | 0 | 0 | 0 | 0 | 0 | 0 | 0 | 0 | 0 | 0 | 0 | 0 | 0
264 | 180 | BC | 50.6355 | -123.4059 | BC_BDH_GSS | hydro_run | 0 | 0 | 25.3 | 66563 | 1 | 0.253 | 1 | 1 | 1 | 1 | 1 | 1 | 0 | 0 | 0 | 0 | 0 | 0 | 0 | 0 | 0 | 0 | 0 | 0 | 0 | 0 | 0 | 0 | 0 | 0 | 0 | 0 | 0 | 0 | 0 | 0 | 0 | 0 | 0 | 0 | 0 | 0 | 0 | 0 | 0 | 0 | 0 | 0 | 0 | 0 | 0 | 0 | 0 | 0 | 0 | 0 | 0 | 0 | 0 | 0
265 | 214 | BC | 50.0579 | -123.1313 | BC_FCN_DSS | hydro_run | 0 | 0 | 7.6 | 66563 | 1 | 0.076 | 1 | 1 | 1 | 1 | 1 | 1 | 0 | 0 | 0 | 0 | 0 | 0 | 0 | 0 | 0 | 0 | 0 | 0 | 0 | 0 | 0 | 0 | 0 | 0 | 0 | 0 | 0 | 0 | 0 | 0 | 0 | 0 | 0 | 0 | 0 | 0 | 0 | 0 | 0 | 0 | 0 | 0 | 0 | 0 | 0 | 0 | 0 | 0 | 0 | 0 | 0 | 0 | 0 | 0
266 | 177 | BC | 49.748 | -123.5159 | BC_ASL_GSS | hydro_run | 0 | 0 | 10 | 66563 | 1 | 0.1 | 1 | 1 | 1 | 1 | 1 | 1 | 0 | 0 | 0 | 0 | 0 | 0 | 0 | 0 | 0 | 0 | 0 | 0 | 0 | 0 | 0 | 0 | 0 | 0 | 0 | 0 | 0 | 0 | 0 | 0 | 0 | 0 | 0 | 0 | 0 | 0 | 0 | 0 | 0 | 0 | 0 | 0 | 0 | 0 | 0 | 0 | 0 | 0 | 0 | 0 | 0 | 0 | 0 | 0
267 | 177 | BC | 49.7953 | -123.5718 | BC_ASL_GSS | hydro_run | 0 | 0 | 10 | 66563 | 1 | 0.1 | 1 | 1 | 1 | 1 | 1 | 1 | 0 | 0 | 0 | 0 | 0 | 0 | 0 | 0 | 0 | 0 | 0 | 0 | 0 | 0 | 0 | 0 | 0 | 0 | 0 | 0 | 0 | 0 | 0 | 0 | 0 | 0 | 0 | 0 | 0 | 0 | 0 | 0 | 0 | 0 | 0 | 0 | 0 | 0 | 0 | 0 | 0 | 0 | 0 | 0 | 0 | 0 | 0 | 0
268 | 185 | BC | 55.7044 | -120.4267 | BC_BMT_DSS | wind_ons | 0 | 0 | 102 | 160953 | 0 | 1.02 | 0 | 0 | 0 | 0 | 0 | 0 | 1.02 | 1.02 | 1.02 | 1.02 | 1.02 | 1.02 | 1.02 | 1.02 | 1.02 | 1.02 | 1.02 | 1.02 | 1.02 | 1.02 | 1.02 | 1.02 | 1.02 | 1.02 | 1.02 | 1.02 | 1.02 | 1.02 | 1.02 | 1.02 | 1.02 | 1.02 | 1.02 | 1.02 | 1.02 | 1.02 | 1.02 | 1.02 | 1.02 | 1.02 | 1.02 | 1.02 | 1.02 | 1.02 | 1.02 | 1.02 | 1.02 | 1.02 | 1.02 | 1.02 | 1.02 | 1.02 | 1.02 | 1.02
269 | 251 | BC | 52.2553 | -119.1808 | BC_MCA_GSS | hydro_run | 0 | 0 | 20 | 66563 | 1 | 0.2 | 1 | 1 | 1 | 1 | 1 | 1 | 0 | 0 | 0 | 0 | 0 | 0 | 0 | 0 | 0 | 0 | 0 | 0 | 0 | 0 | 0 | 0 | 0 | 0 | 0 | 0 | 0 | 0 | 0 | 0 | 0 | 0 | 0 | 0 | 0 | 0 | 0 | 0 | 0 | 0 | 0 | 0 | 0 | 0 | 0 | 0 | 0 | 0 | 0 | 0 | 0 | 0 | 0 | 0
270 | 234 | BC | 49.4582 | -117.4854 | BC_KCL_GSS | hydro_run | 0 | 0 | 16.2 | 66563 | 1 | 0.162 | 1 | 1 | 1 | 1 | 1 | 1 | 0 | 0 | 0 | 0 | 0 | 0 | 0 | 0 | 0 | 0 | 0 | 0 | 0 | 0 | 0 | 0 | 0 | 0 | 0 | 0 | 0 | 0 | 0 | 0 | 0 | 0 | 0 | 0 | 0 | 0 | 0 | 0 | 0 | 0 | 0 | 0 | 0 | 0 | 0 | 0 | 0 | 0 | 0 | 0 | 0 | 0 | 0 | 0
271 | 225 | BC | 49.585 | -123.3935 | BC_HSP_ISS | hydro_run | 0 | 0 | 14.7 | 66563 | 1 | 0.147 | 1 | 1 | 1 | 1 | 1 | 1 | 0 | 0 | 0 | 0 | 0 | 0 | 0 | 0 | 0 | 0 | 0 | 0 | 0 | 0 | 0 | 0 | 0 | 0 | 0 | 0 | 0 | 0 | 0 | 0 | 0 | 0 | 0 | 0 | 0 | 0 | 0 | 0 | 0 | 0 | 0 | 0 | 0 | 0 | 0 | 0 | 0 | 0 | 0 | 0 | 0 | 0 | 0 | 0
272 | 189 | BC | 50.7298 | -122.24 | BC_BR1_GSS | hydro_daily | 0 | 0 | 52 | 115196 | 5 | 0.52 | 5 | 5 | 5 | 5 | 5 | 5 | 0 | 0 | 0 | 0 | 0 | 0 | 0 | 0 | 0 | 0 | 0 | 0 | 0 | 0 | 0 | 0 | 0 | 0 | 0 | 0 | 0 | 0 | 0 | 0 | 0 | 0 | 0 | 0 | 0 | 0 | 0 | 0 | 0 | 0 | 0 | 0 | 0 | 0 | 0 | 0 | 0 | 0 | 0 | 0 | 0 | 0 | 0 | 0
273 | 189 | BC | 50.7298 | -122.24 | BC_BR1_GSS | hydro_daily | 0 | 0 | 52 | 115196 | 5 | 0.52 | 5 | 5 | 5 | 5 | 5 | 5 | 0 | 0 | 0 | 0 | 0 | 0 | 0 | 0 | 0 | 0 | 0 | 0 | 0 | 0 | 0 | 0 | 0 | 0 | 0 | 0 | 0 | 0 | 0 | 0 | 0 | 0 | 0 | 0 | 0 | 0 | 0 | 0 | 0 | 0 | 0 | 0 | 0 | 0 | 0 | 0 | 0 | 0 | 0 | 0 | 0 | 0 | 0 | 0
274 | 189 | BC | 50.7298 | -122.24 | BC_BR1_GSS | hydro_daily | 0 | 0 | 52 | 115196 | 5 | 0.52 | 5 | 5 | 5 | 5 | 5 | 5 | 0 | 0 | 0 | 0 | 0 | 0 | 0 | 0 | 0 | 0 | 0 | 0 | 0 | 0 | 0 | 0 | 0 | 0 | 0 | 0 | 0 | 0 | 0 | 0 | 0 | 0 | 0 | 0 | 0 | 0 | 0 | 0 | 0 | 0 | 0 | 0 | 0 | 0 | 0 | 0 | 0 | 0 | 0 | 0 | 0 | 0 | 0 | 0
275 | 189 | BC | 50.7298 | -122.24 | BC_BR1_GSS | hydro_daily | 0 | 0 | 52 | 115196 | 5 | 0.52 | 5 | 5 | 5 | 5 | 5 | 5 | 0 | 0 | 0 | 0 | 0 | 0 | 0 | 0 | 0 | 0 | 0 | 0 | 0 | 0 | 0 | 0 | 0 | 0 | 0 | 0 | 0 | 0 | 0 | 0 | 0 | 0 | 0 | 0 | 0 | 0 | 0 | 0 | 0 | 0 | 0 | 0 | 0 | 0 | 0 | 0 | 0 | 0 | 0 | 0 | 0 | 0 | 0 | 0
276 | 190 | BC | 50.7298 | -122.24 | BC_BR2_GSS | hydro_daily | 0 | 0 | 75 | 115196 | 5 | 0.75 | 5 | 5 | 5 | 5 | 5 | 5 | 0 | 0 | 0 | 0 | 0 | 0 | 0 | 0 | 0 | 0 | 0 | 0 | 0 | 0 | 0 | 0 | 0 | 0 | 0 | 0 | 0 | 0 | 0 | 0 | 0 | 0 | 0 | 0 | 0 | 0 | 0 | 0 | 0 | 0 | 0 | 0 | 0 | 0 | 0 | 0 | 0 | 0 | 0 | 0 | 0 | 0 | 0 | 0
277 | 190 | BC | 50.7298 | -122.24 | BC_BR2_GSS | hydro_daily | 0 | 0 | 75 | 115196 | 5 | 0.75 | 5 | 5 | 5 | 5 | 5 | 5 | 0 | 0 | 0 | 0 | 0 | 0 | 0 | 0 | 0 | 0 | 0 | 0 | 0 | 0 | 0 | 0 | 0 | 0 | 0 | 0 | 0 | 0 | 0 | 0 | 0 | 0 | 0 | 0 | 0 | 0 | 0 | 0 | 0 | 0 | 0 | 0 | 0 | 0 | 0 | 0 | 0 | 0 | 0 | 0 | 0 | 0 | 0 | 0
278 | 190 | BC | 50.7298 | -122.24 | BC_BR2_GSS | hydro_daily | 0 | 0 | 75 | 115196 | 5 | 0.75 | 5 | 5 | 5 | 5 | 5 | 5 | 0 | 0 | 0 | 0 | 0 | 0 | 0 | 0 | 0 | 0 | 0 | 0 | 0 | 0 | 0 | 0 | 0 | 0 | 0 | 0 | 0 | 0 | 0 | 0 | 0 | 0 | 0 | 0 | 0 | 0 | 0 | 0 | 0 | 0 | 0 | 0 | 0 | 0 | 0 | 0 | 0 | 0 | 0 | 0 | 0 | 0 | 0 | 0
279 | 190 | BC | 50.7298 | -122.24 | BC_BR2_GSS | hydro_daily | 0 | 0 | 75 | 115196 | 5 | 0.75 | 5 | 5 | 5 | 5 | 5 | 5 | 0 | 0 | 0 | 0 | 0 | 0 | 0 | 0 | 0 | 0 | 0 | 0 | 0 | 0 | 0 | 0 | 0 | 0 | 0 | 0 | 0 | 0 | 0 | 0 | 0 | 0 | 0 | 0 | 0 | 0 | 0 | 0 | 0 | 0 | 0 | 0 | 0 | 0 | 0 | 0 | 0 | 0 | 0 | 0 | 0 | 0 | 0 | 0
280 | 217 | BC | 49.9278 | -126.7603 | BC_GLD_DSS | hydro_run | 0 | 0 | 4 | 66563 | 1 | 0.04 | 1 | 1 | 1 | 1 | 1 | 1 | 0 | 0 | 0 | 0 | 0 | 0 | 0 | 0 | 0 | 0 | 0 | 0 | 0 | 0 | 0 | 0 | 0 | 0 | 0 | 0 | 0 | 0 | 0 | 0 | 0 | 0 | 0 | 0 | 0 | 0 | 0 | 0 | 0 | 0 | 0 | 0 | 0 | 0 | 0 | 0 | 0 | 0 | 0 | 0 | 0 | 0 | 0 | 0
281 | 192 | BC | 49.3249 | -117.6207 | BC_BRX_GSS | hydro_daily | 0 | 0 | 37.5 | 115196 | 5 | 0.375 | 5 | 5 | 5 | 5 | 5 | 5 | 0 | 0 | 0 | 0 | 0 | 0 | 0 | 0 | 0 | 0 | 0 | 0 | 0 | 0 | 0 | 0 | 0 | 0 | 0 | 0 | 0 | 0 | 0 | 0 | 0 | 0 | 0 | 0 | 0 | 0 | 0 | 0 | 0 | 0 | 0 | 0 | 0 | 0 | 0 | 0 | 0 | 0 | 0 | 0 | 0 | 0 | 0 | 0
282 | 192 | BC | 49.3249 | -117.6207 | BC_BRX_GSS | hydro_daily | 0 | 0 | 37.5 | 115196 | 5 | 0.375 | 5 | 5 | 5 | 5 | 5 | 5 | 0 | 0 | 0 | 0 | 0 | 0 | 0 | 0 | 0 | 0 | 0 | 0 | 0 | 0 | 0 | 0 | 0 | 0 | 0 | 0 | 0 | 0 | 0 | 0 | 0 | 0 | 0 | 0 | 0 | 0 | 0 | 0 | 0 | 0 | 0 | 0 | 0 | 0 | 0 | 0 | 0 | 0 | 0 | 0 | 0 | 0 | 0 | 0
283 | 192 | BC | 49.3249 | -117.6207 | BC_BRX_GSS | hydro_daily | 0 | 0 | 37.5 | 115196 | 5 | 0.375 | 5 | 5 | 5 | 5 | 5 | 5 | 0 | 0 | 0 | 0 | 0 | 0 | 0 | 0 | 0 | 0 | 0 | 0 | 0 | 0 | 0 | 0 | 0 | 0 | 0 | 0 | 0 | 0 | 0 | 0 | 0 | 0 | 0 | 0 | 0 | 0 | 0 | 0 | 0 | 0 | 0 | 0 | 0 | 0 | 0 | 0 | 0 | 0 | 0 | 0 | 0 | 0 | 0 | 0
284 | 192 | BC | 49.3249 | -117.6207 | BC_BRX_GSS | hydro_daily | 0 | 0 | 37.5 | 115196 | 5 | 0.375 | 5 | 5 | 5 | 5 | 5 | 5 | 0 | 0 | 0 | 0 | 0 | 0 | 0 | 0 | 0 | 0 | 0 | 0 | 0 | 0 | 0 | 0 | 0 | 0 | 0 | 0 | 0 | 0 | 0 | 0 | 0 | 0 | 0 | 0 | 0 | 0 | 0 | 0 | 0 | 0 | 0 | 0 | 0 | 0 | 0 | 0 | 0 | 0 | 0 | 0 | 0 | 0 | 0 | 0
285 | 323 | BC | 49.6693 | -122.0156 | BC_UHT_DSS | hydro_run | 0 | 0 | 27.5 | 66563 | 1 | 0.275 | 1 | 1 | 1 | 1 | 1 | 1 | 0 | 0 | 0 | 0 | 0 | 0 | 0 | 0 | 0 | 0 | 0 | 0 | 0 | 0 | 0 | 0 | 0 | 0 | 0 | 0 | 0 | 0 | 0 | 0 | 0 | 0 | 0 | 0 | 0 | 0 | 0 | 0 | 0 | 0 | 0 | 0 | 0 | 0 | 0 | 0 | 0 | 0 | 0 | 0 | 0 | 0 | 0 | 0
286 | 290 | BC | 54.0272 | -129.8438 | BC_RUP_DSS | hydro_daily | 0 | 0 | 7.2 | 115196 | 5 | 0.072 | 5 | 5 | 5 | 5 | 5 | 5 | 0 | 0 | 0 | 0 | 0 | 0 | 0 | 0 | 0 | 0 | 0 | 0 | 0 | 0 | 0 | 0 | 0 | 0 | 0 | 0 | 0 | 0 | 0 | 0 | 0 | 0 | 0 | 0 | 0 | 0 | 0 | 0 | 0 | 0 | 0 | 0 | 0 | 0 | 0 | 0 | 0 | 0 | 0 | 0 | 0 | 0 | 0 | 0
287 | 192 | BC | 49.3231 | -117.6198 | BC_BRX_GSS | hydro_daily | 0 | 0 | 120 | 115196 | 5 | 1.2 | 5 | 5 | 5 | 5 | 5 | 5 | 0 | 0 | 0 | 0 | 0 | 0 | 0 | 0 | 0 | 0 | 0 | 0 | 0 | 0 | 0 | 0 | 0 | 0 | 0 | 0 | 0 | 0 | 0 | 0 | 0 | 0 | 0 | 0 | 0 | 0 | 0 | 0 | 0 | 0 | 0 | 0 | 0 | 0 | 0 | 0 | 0 | 0 | 0 | 0 | 0 | 0 | 0 | 0
288 | 323 | BC | 49.693 | -121.8591 | BC_UHT_DSS | hydro_run | 0 | 0 | 40.6 | 66563 | 1 | 0.406 | 1 | 1 | 1 | 1 | 1 | 1 | 0 | 0 | 0 | 0 | 0 | 0 | 0 | 0 | 0 | 0 | 0 | 0 | 0 | 0 | 0 | 0 | 0 | 0 | 0 | 0 | 0 | 0 | 0 | 0 | 0 | 0 | 0 | 0 | 0 | 0 | 0 | 0 | 0 | 0 | 0 | 0 | 0 | 0 | 0 | 0 | 0 | 0 | 0 | 0 | 0 | 0 | 0 | 0
289 | 281 | BC | 52.997 | -122.4853 | BC_QRP_ISS | biomass | 0 | 13.5 | 30.65 | 183950 | 7.07 | 0.3065 | 7.07 | 7.07 | 7.07 | 7.07 | 7.07 | 7.07 | 0 | 0 | 0 | 0 | 0 | 0 | 0 | 0 | 0 | 0 | 0 | 0 | 0 | 0 | 0 | 0 | 0 | 0 | 0 | 0 | 0 | 0 | 0 | 0 | 0 | 0 | 0 | 0 | 0 | 0 | 0 | 0 | 0 | 0 | 0 | 0 | 0 | 0 | 0 | 0 | 0 | 0 | 0 | 0 | 0 | 0 | 0 | 0
290 | 281 | BC | 52.997 | -122.4853 | BC_QRP_ISS | biomass | 0 | 13.5 | 30.65 | 183950 | 7.07 | 0.3065 | 7.07 | 7.07 | 7.07 | 7.07 | 7.07 | 7.07 | 0 | 0 | 0 | 0 | 0 | 0 | 0 | 0 | 0 | 0 | 0 | 0 | 0 | 0 | 0 | 0 | 0 | 0 | 0 | 0 | 0 | 0 | 0 | 0 | 0 | 0 | 0 | 0 | 0 | 0 | 0 | 0 | 0 | 0 | 0 | 0 | 0 | 0 | 0 | 0 | 0 | 0 | 0 | 0 | 0 | 0 | 0 | 0
291 | 209 | BC | 49.1856 | -124.7395 | BC_DMR_DSS | hydro_run | 0 | 0 | 6.3 | 66563 | 1 | 0.063 | 1 | 1 | 1 | 1 | 1 | 1 | 0 | 0 | 0 | 0 | 0 | 0 | 0 | 0 | 0 | 0 | 0 | 0 | 0 | 0 | 0 | 0 | 0 | 0 | 0 | 0 | 0 | 0 | 0 | 0 | 0 | 0 | 0 | 0 | 0 | 0 | 0 | 0 | 0 | 0 | 0 | 0 | 0 | 0 | 0 | 0 | 0 | 0 | 0 | 0 | 0 | 0 | 0 | 0
292 | 227 | BC | 49.1184 | -123.8964 | BC_HWW_DSS | biogas | 0 | 8.513 | 1.26 | 31512 | 9.72 | 0.0126 | 9.72 | 9.72 | 9.72 | 9.72 | 9.72 | 9.72 | 0 | 0 | 0 | 0 | 0 | 0 | 0 | 0 | 0 | 0 | 0 | 0 | 0 | 0 | 0 | 0 | 0 | 0 | 0 | 0 | 0 | 0 | 0 | 0 | 0 | 0 | 0 | 0 | 0 | 0 | 0 | 0 | 0 | 0 | 0 | 0 | 0 | 0 | 0 | 0 | 0 | 0 | 0 | 0 | 0 | 0 | 0 | 0
293 | 326 | BC | 48.8757 | -123.65 | BC_VIT_TSS | biomass | 0 | 13.5 | 38 | 183950 | 7.07 | 0.38 | 7.07 | 7.07 | 7.07 | 7.07 | 7.07 | 7.07 | 0 | 0 | 0 | 0 | 0 | 0 | 0 | 0 | 0 | 0 | 0 | 0 | 0 | 0 | 0 | 0 | 0 | 0 | 0 | 0 | 0 | 0 | 0 | 0 | 0 | 0 | 0 | 0 | 0 | 0 | 0 | 0 | 0 | 0 | 0 | 0 | 0 | 0 | 0 | 0 | 0 | 0 | 0 | 0 | 0 | 0 | 0 | 0
294 | 235 | BC | 55.3371 | -123.1821 | BC_KDS_DSS | biomass | 0 | 13.5 | 36 | 183950 | 7.07 | 0.36 | 7.07 | 7.07 | 7.07 | 7.07 | 7.07 | 7.07 | 0 | 0 | 0 | 0 | 0 | 0 | 0 | 0 | 0 | 0 | 0 | 0 | 0 | 0 | 0 | 0 | 0 | 0 | 0 | 0 | 0 | 0 | 0 | 0 | 0 | 0 | 0 | 0 | 0 | 0 | 0 | 0 | 0 | 0 | 0 | 0 | 0 | 0 | 0 | 0 | 0 | 0 | 0 | 0 | 0 | 0 | 0 | 0
295 | 310 | BC | 50.7873 | -121.3197 | BC_SVA_DSS | biogas | 0 | 8.513 | 4.8 | 31512 | 9.72 | 0.048 | 9.72 | 9.72 | 9.72 | 9.72 | 9.72 | 9.72 | 0 | 0 | 0 | 0 | 0 | 0 | 0 | 0 | 0 | 0 | 0 | 0 | 0 | 0 | 0 | 0 | 0 | 0 | 0 | 0 | 0 | 0 | 0 | 0 | 0 | 0 | 0 | 0 | 0 | 0 | 0 | 0 | 0 | 0 | 0 | 0 | 0 | 0 | 0 | 0 | 0 | 0 | 0 | 0 | 0 | 0 | 0 | 0
296 | 174 | BC | 49.3361 | -117.7275 | BC_ALH_GSS | biomass | 0 | 13.5 | 100 | 183950 | 7.07 | 1 | 7.07 | 7.07 | 7.07 | 7.07 | 7.07 | 7.07 | 0 | 0 | 0 | 0 | 0 | 0 | 0 | 0 | 0 | 0 | 0 | 0 | 0 | 0 | 0 | 0 | 0 | 0 | 0 | 0 | 0 | 0 | 0 | 0 | 0 | 0 | 0 | 0 | 0 | 0 | 0 | 0 | 0 | 0 | 0 | 0 | 0 | 0 | 0 | 0 | 0 | 0 | 0 | 0 | 0 | 0 | 0 | 0
297 | 201 | BC | 49.9337 | -123.291 | BC_CMS_GSS | hydro_daily | 0 | 0 | 90 | 115196 | 5 | 0.9 | 5 | 5 | 5 | 5 | 5 | 5 | 0 | 0 | 0 | 0 | 0 | 0 | 0 | 0 | 0 | 0 | 0 | 0 | 0 | 0 | 0 | 0 | 0 | 0 | 0 | 0 | 0 | 0 | 0 | 0 | 0 | 0 | 0 | 0 | 0 | 0 | 0 | 0 | 0 | 0 | 0 | 0 | 0 | 0 | 0 | 0 | 0 | 0 | 0 | 0 | 0 | 0 | 0 | 0
298 | 201 | BC | 49.9337 | -123.291 | BC_CMS_GSS | hydro_daily | 0 | 0 | 90 | 115196 | 5 | 0.9 | 5 | 5 | 5 | 5 | 5 | 5 | 0 | 0 | 0 | 0 | 0 | 0 | 0 | 0 | 0 | 0 | 0 | 0 | 0 | 0 | 0 | 0 | 0 | 0 | 0 | 0 | 0 | 0 | 0 | 0 | 0 | 0 | 0 | 0 | 0 | 0 | 0 | 0 | 0 | 0 | 0 | 0 | 0 | 0 | 0 | 0 | 0 | 0 | 0 | 0 | 0 | 0 | 0 | 0
299 | 209 | BC | 49.1769 | -125.3956 | BC_DMR_DSS | hydro_run | 0 | 0 | 5.5 | 66563 | 1 | 0.055 | 1 | 1 | 1 | 1 | 1 | 1 | 0 | 0 | 0 | 0 | 0 | 0 | 0 | 0 | 0 | 0 | 0 | 0 | 0 | 0 | 0 | 0 | 0 | 0 | 0 | 0 | 0 | 0 | 0 | 0 | 0 | 0 | 0 | 0 | 0 | 0 | 0 | 0 | 0 | 0 | 0 | 0 | 0 | 0 | 0 | 0 | 0 | 0 | 0 | 0 | 0 | 0 | 0 | 0
300 | 225 | BC | 49.7109 | -123.5321 | BC_HSP_ISS | hydro_daily | 0 | 0 | 45 | 115196 | 5 | 0.45 | 5 | 5 | 5 | 5 | 5 | 5 | 0 | 0 | 0 | 0 | 0 | 0 | 0 | 0 | 0 | 0 | 0 | 0 | 0 | 0 | 0 | 0 | 0 | 0 | 0 | 0 | 0 | 0 | 0 | 0 | 0 | 0 | 0 | 0 | 0 | 0 | 0 | 0 | 0 | 0 | 0 | 0 | 0 | 0 | 0 | 0 | 0 | 0 | 0 | 0 | 0 | 0 | 0 | 0
301 | 234 | BC | 49.4689 | -117.4686 | BC_KCL_GSS | hydro_daily | 0 | 0 | 17 | 115196 | 5 | 0.17 | 5 | 5 | 5 | 5 | 5 | 5 | 0 | 0 | 0 | 0 | 0 | 0 | 0 | 0 | 0 | 0 | 0 | 0 | 0 | 0 | 0 | 0 | 0 | 0 | 0 | 0 | 0 | 0 | 0 | 0 | 0 | 0 | 0 | 0 | 0 | 0 | 0 | 0 | 0 | 0 | 0 | 0 | 0 | 0 | 0 | 0 | 0 | 0 | 0 | 0 | 0 | 0 | 0 | 0
302 | 234 | BC | 49.4689 | -117.4686 | BC_KCL_GSS | hydro_daily | 0 | 0 | 17 | 115196 | 5 | 0.17 | 5 | 5 | 5 | 5 | 5 | 5 | 0 | 0 | 0 | 0 | 0 | 0 | 0 | 0 | 0 | 0 | 0 | 0 | 0 | 0 | 0 | 0 | 0 | 0 | 0 | 0 | 0 | 0 | 0 | 0 | 0 | 0 | 0 | 0 | 0 | 0 | 0 | 0 | 0 | 0 | 0 | 0 | 0 | 0 | 0 | 0 | 0 | 0 | 0 | 0 | 0 | 0 | 0 | 0
303 | 234 | BC | 49.4689 | -117.4686 | BC_KCL_GSS | hydro_daily | 0 | 0 | 17 | 115196 | 5 | 0.17 | 5 | 5 | 5 | 5 | 5 | 5 | 0 | 0 | 0 | 0 | 0 | 0 | 0 | 0 | 0 | 0 | 0 | 0 | 0 | 0 | 0 | 0 | 0 | 0 | 0 | 0 | 0 | 0 | 0 | 0 | 0 | 0 | 0 | 0 | 0 | 0 | 0 | 0 | 0 | 0 | 0 | 0 | 0 | 0 | 0 | 0 | 0 | 0 | 0 | 0 | 0 | 0 | 0 | 0
304 | 229 | BC | 50.7716 | -118.1041 | BC_ILL_DSS | hydro_run | 0 | 0 | 3 | 66563 | 1 | 0.03 | 1 | 1 | 1 | 1 | 1 | 1 | 0 | 0 | 0 | 0 | 0 | 0 | 0 | 0 | 0 | 0 | 0 | 0 | 0 | 0 | 0 | 0 | 0 | 0 | 0 | 0 | 0 | 0 | 0 | 0 | 0 | 0 | 0 | 0 | 0 | 0 | 0 | 0 | 0 | 0 | 0 | 0 | 0 | 0 | 0 | 0 | 0 | 0 | 0 | 0 | 0 | 0 | 0 | 0
305 | 197 | BC | 49.5284 | -115.7578 | BC_CBK_DSS | biomass | 0 | 13.5 | 51 | 183950 | 7.07 | 0.51 | 7.07 | 7.07 | 7.07 | 7.07 | 7.07 | 7.07 | 0 | 0 | 0 | 0 | 0 | 0 | 0 | 0 | 0 | 0 | 0 | 0 | 0 | 0 | 0 | 0 | 0 | 0 | 0 | 0 | 0 | 0 | 0 | 0 | 0 | 0 | 0 | 0 | 0 | 0 | 0 | 0 | 0 | 0 | 0 | 0 | 0 | 0 | 0 | 0 | 0 | 0 | 0 | 0 | 0 | 0 | 0 | 0
306 | 274 | BC | 49.6476 | -114.7177 | BC_NTL_DSS | biomass | 0 | 13.5 | 10.5 | 183950 | 7.07 | 0.105 | 7.07 | 7.07 | 7.07 | 7.07 | 7.07 | 7.07 | 0 | 0 | 0 | 0 | 0 | 0 | 0 | 0 | 0 | 0 | 0 | 0 | 0 | 0 | 0 | 0 | 0 | 0 | 0 | 0 | 0 | 0 | 0 | 0 | 0 | 0 | 0 | 0 | 0 | 0 | 0 | 0 | 0 | 0 | 0 | 0 | 0 | 0 | 0 | 0 | 0 | 0 | 0 | 0 | 0 | 0 | 0 | 0
307 | 184 | BC | 53.1104 | -120.1911 | BC_BLW_DSS | hydro_run | 0 | 0 | 6 | 66563 | 1 | 0.06 | 1 | 1 | 1 | 1 | 1 | 1 | 0 | 0 | 0 | 0 | 0 | 0 | 0 | 0 | 0 | 0 | 0 | 0 | 0 | 0 | 0 | 0 | 0 | 0 | 0 | 0 | 0 | 0 | 0 | 0 | 0 | 0 | 0 | 0 | 0 | 0 | 0 | 0 | 0 | 0 | 0 | 0 | 0 | 0 | 0 | 0 | 0 | 0 | 0 | 0 | 0 | 0 | 0 | 0
308 | 203 | BC | 49.2602 | -123.2545 | BC_CSN_DSS | biomass | 0 | 13.5 | 2 | 183950 | 7.07 | 0.02 | 7.07 | 7.07 | 7.07 | 7.07 | 7.07 | 7.07 | 0 | 0 | 0 | 0 | 0 | 0 | 0 | 0 | 0 | 0 | 0 | 0 | 0 | 0 | 0 | 0 | 0 | 0 | 0 | 0 | 0 | 0 | 0 | 0 | 0 | 0 | 0 | 0 | 0 | 0 | 0 | 0 | 0 | 0 | 0 | 0 | 0 | 0 | 0 | 0 | 0 | 0 | 0 | 0 | 0 | 0 | 0 | 0
309 | 217 | BC | 50.7713 | -128.0319 | BC_GLD_DSS | wind_ons | 0 | 0 | 99.2 | 160953 | 0 | 0.992 | 0 | 0 | 0 | 0 | 0 | 0 | 0.992 | 0.992 | 0.992 | 0.992 | 0.992 | 0.992 | 0.992 | 0.992 | 0.992 | 0.992 | 0.992 | 0.992 | 0.992 | 0.992 | 0.992 | 0.992 | 0.992 | 0.992 | 0.992 | 0.992 | 0.992 | 0.992 | 0.992 | 0.992 | 0.992 | 0.992 | 0.992 | 0.992 | 0.992 | 0.992 | 0.992 | 0.992 | 0.992 | 0.992 | 0.992 | 0.992 | 0.992 | 0.992 | 0.992 | 0.992 | 0.992 | 0.992 | 0.992 | 0.992 | 0.992 | 0.992 | 0.992 | 0.992
310 | 200 | BC | 49.877 | -123.1597 | BC_CKY_DSS | hydro_run | 0 | 0 | 15 | 66563 | 1 | 0.15 | 1 | 1 | 1 | 1 | 1 | 1 | 0 | 0 | 0 | 0 | 0 | 0 | 0 | 0 | 0 | 0 | 0 | 0 | 0 | 0 | 0 | 0 | 0 | 0 | 0 | 0 | 0 | 0 | 0 | 0 | 0 | 0 | 0 | 0 | 0 | 0 | 0 | 0 | 0 | 0 | 0 | 0 | 0 | 0 | 0 | 0 | 0 | 0 | 0 | 0 | 0 | 0 | 0 | 0
311 | 246 | BC | 55.7232 | -121.5648 | BC_LAP_GSS | biomass | 0 | 13.5 | 12 | 183950 | 7.07 | 0.12 | 7.07 | 7.07 | 7.07 | 7.07 | 7.07 | 7.07 | 0 | 0 | 0 | 0 | 0 | 0 | 0 | 0 | 0 | 0 | 0 | 0 | 0 | 0 | 0 | 0 | 0 | 0 | 0 | 0 | 0 | 0 | 0 | 0 | 0 | 0 | 0 | 0 | 0 | 0 | 0 | 0 | 0 | 0 | 0 | 0 | 0 | 0 | 0 | 0 | 0 | 0 | 0 | 0 | 0 | 0 | 0 | 0
312 | 217 | BC | 49.8427 | -126.1277 | BC_GLD_DSS | hydro_run | 0 | 0 | 2.83 | 66563 | 1 | 0.0283 | 1 | 1 | 1 | 1 | 1 | 1 | 0 | 0 | 0 | 0 | 0 | 0 | 0 | 0 | 0 | 0 | 0 | 0 | 0 | 0 | 0 | 0 | 0 | 0 | 0 | 0 | 0 | 0 | 0 | 0 | 0 | 0 | 0 | 0 | 0 | 0 | 0 | 0 | 0 | 0 | 0 | 0 | 0 | 0 | 0 | 0 | 0 | 0 | 0 | 0 | 0 | 0 | 0 | 0
313 | 323 | BC | 49.7676 | -122.151 | BC_UHT_DSS | hydro_run | 0 | 0 | 28.76 | 66563 | 1 | 0.2876 | 1 | 1 | 1 | 1 | 1 | 1 | 0 | 0 | 0 | 0 | 0 | 0 | 0 | 0 | 0 | 0 | 0 | 0 | 0 | 0 | 0 | 0 | 0 | 0 | 0 | 0 | 0 | 0 | 0 | 0 | 0 | 0 | 0 | 0 | 0 | 0 | 0 | 0 | 0 | 0 | 0 | 0 | 0 | 0 | 0 | 0 | 0 | 0 | 0 | 0 | 0 | 0 | 0 | 0
314 | 208 | BC | 55.7817 | -122.2269 | BC_DKW_GSS | wind_ons | 0 | 0 | 144 | 160953 | 0 | 1.44 | 0 | 0 | 0 | 0 | 0 | 0 | 1.44 | 1.44 | 1.44 | 1.44 | 1.44 | 1.44 | 1.44 | 1.44 | 1.44 | 1.44 | 1.44 | 1.44 | 1.44 | 1.44 | 1.44 | 1.44 | 1.44 | 1.44 | 1.44 | 1.44 | 1.44 | 1.44 | 1.44 | 1.44 | 1.44 | 1.44 | 1.44 | 1.44 | 1.44 | 1.44 | 1.44 | 1.44 | 1.44 | 1.44 | 1.44 | 1.44 | 1.44 | 1.44 | 1.44 | 1.44 | 1.44 | 1.44 | 1.44 | 1.44 | 1.44 | 1.44 | 1.44 | 1.44
315 | 302 | BC | 54.3785 | -128.8881 | BC_SKA_DSS | hydro_run | 0 | 0 | 20 | 66563 | 1 | 0.2 | 1 | 1 | 1 | 1 | 1 | 1 | 0 | 0 | 0 | 0 | 0 | 0 | 0 | 0 | 0 | 0 | 0 | 0 | 0 | 0 | 0 | 0 | 0 | 0 | 0 | 0 | 0 | 0 | 0 | 0 | 0 | 0 | 0 | 0 | 0 | 0 | 0 | 0 | 0 | 0 | 0 | 0 | 0 | 0 | 0 | 0 | 0 | 0 | 0 | 0 | 0 | 0 | 0 | 0
316 | 209 | BC | 49.2965 | -125.2754 | BC_DMR_DSS | hydro_run | 0 | 0 | 6 | 66563 | 1 | 0.06 | 1 | 1 | 1 | 1 | 1 | 1 | 0 | 0 | 0 | 0 | 0 | 0 | 0 | 0 | 0 | 0 | 0 | 0 | 0 | 0 | 0 | 0 | 0 | 0 | 0 | 0 | 0 | 0 | 0 | 0 | 0 | 0 | 0 | 0 | 0 | 0 | 0 | 0 | 0 | 0 | 0 | 0 | 0 | 0 | 0 | 0 | 0 | 0 | 0 | 0 | 0 | 0 | 0 | 0
317 | 247 | BC | 50.019 | -119.3589 | BC_LEE_TSS | hydro_daily | 0 | 0 | 1.1 | 115196 | 5 | 0.011 | 5 | 5 | 5 | 5 | 5 | 5 | 0 | 0 | 0 | 0 | 0 | 0 | 0 | 0 | 0 | 0 | 0 | 0 | 0 | 0 | 0 | 0 | 0 | 0 | 0 | 0 | 0 | 0 | 0 | 0 | 0 | 0 | 0 | 0 | 0 | 0 | 0 | 0 | 0 | 0 | 0 | 0 | 0 | 0 | 0 | 0 | 0 | 0 | 0 | 0 | 0 | 0 | 0 | 0
318 | 197 | BC | 49.2901 | -115.1046 | BC_CBK_DSS | hydro_daily | 0 | 0 | 5.6 | 115196 | 5 | 0.056 | 5 | 5 | 5 | 5 | 5 | 5 | 0 | 0 | 0 | 0 | 0 | 0 | 0 | 0 | 0 | 0 | 0 | 0 | 0 | 0 | 0 | 0 | 0 | 0 | 0 | 0 | 0 | 0 | 0 | 0 | 0 | 0 | 0 | 0 | 0 | 0 | 0 | 0 | 0 | 0 | 0 | 0 | 0 | 0 | 0 | 0 | 0 | 0 | 0 | 0 | 0 | 0 | 0 | 0
319 | 197 | BC | 49.2901 | -115.1046 | BC_CBK_DSS | hydro_daily | 0 | 0 | 5.6 | 115196 | 5 | 0.056 | 5 | 5 | 5 | 5 | 5 | 5 | 0 | 0 | 0 | 0 | 0 | 0 | 0 | 0 | 0 | 0 | 0 | 0 | 0 | 0 | 0 | 0 | 0 | 0 | 0 | 0 | 0 | 0 | 0 | 0 | 0 | 0 | 0 | 0 | 0 | 0 | 0 | 0 | 0 | 0 | 0 | 0 | 0 | 0 | 0 | 0 | 0 | 0 | 0 | 0 | 0 | 0 | 0 | 0
320 | 212 | BC | 50.6751 | -123.9603 | BC_ETR_GSS | hydro_run | 0 | 0 | 147.3 | 66563 | 1 | 1.473 | 1 | 1 | 1 | 1 | 1 | 1 | 0 | 0 | 0 | 0 | 0 | 0 | 0 | 0 | 0 | 0 | 0 | 0 | 0 | 0 | 0 | 0 | 0 | 0 | 0 | 0 | 0 | 0 | 0 | 0 | 0 | 0 | 0 | 0 | 0 | 0 | 0 | 0 | 0 | 0 | 0 | 0 | 0 | 0 | 0 | 0 | 0 | 0 | 0 | 0 | 0 | 0 | 0 | 0
321 | 184 | BC | 53.4581 | -120.3834 | BC_BLW_DSS | hydro_run | 0 | 0 | 1.6 | 66563 | 1 | 0.016 | 1 | 1 | 1 | 1 | 1 | 1 | 0 | 0 | 0 | 0 | 0 | 0 | 0 | 0 | 0 | 0 | 0 | 0 | 0 | 0 | 0 | 0 | 0 | 0 | 0 | 0 | 0 | 0 | 0 | 0 | 0 | 0 | 0 | 0 | 0 | 0 | 0 | 0 | 0 | 0 | 0 | 0 | 0 | 0 | 0 | 0 | 0 | 0 | 0 | 0 | 0 | 0 | 0 | 0
322 | 314 | BC | 54.4893 | -124.2153 | BC_TAC_DSS | biomass | 0 | 13.5 | 40 | 183950 | 7.07 | 0.4 | 7.07 | 7.07 | 7.07 | 7.07 | 7.07 | 7.07 | 0 | 0 | 0 | 0 | 0 | 0 | 0 | 0 | 0 | 0 | 0 | 0 | 0 | 0 | 0 | 0 | 0 | 0 | 0 | 0 | 0 | 0 | 0 | 0 | 0 | 0 | 0 | 0 | 0 | 0 | 0 | 0 | 0 | 0 | 0 | 0 | 0 | 0 | 0 | 0 | 0 | 0 | 0 | 0 | 0 | 0 | 0 | 0
323 | 215 | BC | 56.7171 | -130.6875 | BC_FKR_GSS | hydro_run | 0 | 0 | 21.7 | 66563 | 1 | 0.217 | 1 | 1 | 1 | 1 | 1 | 1 | 0 | 0 | 0 | 0 | 0 | 0 | 0 | 0 | 0 | 0 | 0 | 0 | 0 | 0 | 0 | 0 | 0 | 0 | 0 | 0 | 0 | 0 | 0 | 0 | 0 | 0 | 0 | 0 | 0 | 0 | 0 | 0 | 0 | 0 | 0 | 0 | 0 | 0 | 0 | 0 | 0 | 0 | 0 | 0 | 0 | 0 | 0 | 0
324 | 215 | BC | 56.7171 | -130.6875 | BC_FKR_GSS | hydro_run | 0 | 0 | 21.7 | 66563 | 1 | 0.217 | 1 | 1 | 1 | 1 | 1 | 1 | 0 | 0 | 0 | 0 | 0 | 0 | 0 | 0 | 0 | 0 | 0 | 0 | 0 | 0 | 0 | 0 | 0 | 0 | 0 | 0 | 0 | 0 | 0 | 0 | 0 | 0 | 0 | 0 | 0 | 0 | 0 | 0 | 0 | 0 | 0 | 0 | 0 | 0 | 0 | 0 | 0 | 0 | 0 | 0 | 0 | 0 | 0 | 0
325 | 215 | BC | 56.7171 | -130.6875 | BC_FKR_GSS | hydro_run | 0 | 0 | 21.7 | 66563 | 1 | 0.217 | 1 | 1 | 1 | 1 | 1 | 1 | 0 | 0 | 0 | 0 | 0 | 0 | 0 | 0 | 0 | 0 | 0 | 0 | 0 | 0 | 0 | 0 | 0 | 0 | 0 | 0 | 0 | 0 | 0 | 0 | 0 | 0 | 0 | 0 | 0 | 0 | 0 | 0 | 0 | 0 | 0 | 0 | 0 | 0 | 0 | 0 | 0 | 0 | 0 | 0 | 0 | 0 | 0 | 0
326 | 215 | BC | 56.7171 | -130.6875 | BC_FKR_GSS | hydro_run | 0 | 0 | 21.7 | 66563 | 1 | 0.217 | 1 | 1 | 1 | 1 | 1 | 1 | 0 | 0 | 0 | 0 | 0 | 0 | 0 | 0 | 0 | 0 | 0 | 0 | 0 | 0 | 0 | 0 | 0 | 0 | 0 | 0 | 0 | 0 | 0 | 0 | 0 | 0 | 0 | 0 | 0 | 0 | 0 | 0 | 0 | 0 | 0 | 0 | 0 | 0 | 0 | 0 | 0 | 0 | 0 | 0 | 0 | 0 | 0 | 0
327 | 215 | BC | 56.7171 | -130.6875 | BC_FKR_GSS | hydro_run | 0 | 0 | 21.7 | 66563 | 1 | 0.217 | 1 | 1 | 1 | 1 | 1 | 1 | 0 | 0 | 0 | 0 | 0 | 0 | 0 | 0 | 0 | 0 | 0 | 0 | 0 | 0 | 0 | 0 | 0 | 0 | 0 | 0 | 0 | 0 | 0 | 0 | 0 | 0 | 0 | 0 | 0 | 0 | 0 | 0 | 0 | 0 | 0 | 0 | 0 | 0 | 0 | 0 | 0 | 0 | 0 | 0 | 0 | 0 | 0 | 0
328 | 215 | BC | 56.7171 | -130.6875 | BC_FKR_GSS | hydro_run | 0 | 0 | 21.7 | 66563 | 1 | 0.217 | 1 | 1 | 1 | 1 | 1 | 1 | 0 | 0 | 0 | 0 | 0 | 0 | 0 | 0 | 0 | 0 | 0 | 0 | 0 | 0 | 0 | 0 | 0 | 0 | 0 | 0 | 0 | 0 | 0 | 0 | 0 | 0 | 0 | 0 | 0 | 0 | 0 | 0 | 0 | 0 | 0 | 0 | 0 | 0 | 0 | 0 | 0 | 0 | 0 | 0 | 0 | 0 | 0 | 0
329 | 215 | BC | 56.7171 | -130.6875 | BC_FKR_GSS | hydro_run | 0 | 0 | 21.7 | 66563 | 1 | 0.217 | 1 | 1 | 1 | 1 | 1 | 1 | 0 | 0 | 0 | 0 | 0 | 0 | 0 | 0 | 0 | 0 | 0 | 0 | 0 | 0 | 0 | 0 | 0 | 0 | 0 | 0 | 0 | 0 | 0 | 0 | 0 | 0 | 0 | 0 | 0 | 0 | 0 | 0 | 0 | 0 | 0 | 0 | 0 | 0 | 0 | 0 | 0 | 0 | 0 | 0 | 0 | 0 | 0 | 0
330 | 215 | BC | 56.7171 | -130.6875 | BC_FKR_GSS | hydro_run | 0 | 0 | 21.7 | 66563 | 1 | 0.217 | 1 | 1 | 1 | 1 | 1 | 1 | 0 | 0 | 0 | 0 | 0 | 0 | 0 | 0 | 0 | 0 | 0 | 0 | 0 | 0 | 0 | 0 | 0 | 0 | 0 | 0 | 0 | 0 | 0 | 0 | 0 | 0 | 0 | 0 | 0 | 0 | 0 | 0 | 0 | 0 | 0 | 0 | 0 | 0 | 0 | 0 | 0 | 0 | 0 | 0 | 0 | 0 | 0 | 0
331 | 215 | BC | 56.7171 | -130.6875 | BC_FKR_GSS | hydro_run | 0 | 0 | 21.7 | 66563 | 1 | 0.217 | 1 | 1 | 1 | 1 | 1 | 1 | 0 | 0 | 0 | 0 | 0 | 0 | 0 | 0 | 0 | 0 | 0 | 0 | 0 | 0 | 0 | 0 | 0 | 0 | 0 | 0 | 0 | 0 | 0 | 0 | 0 | 0 | 0 | 0 | 0 | 0 | 0 | 0 | 0 | 0 | 0 | 0 | 0 | 0 | 0 | 0 | 0 | 0 | 0 | 0 | 0 | 0 | 0 | 0
332 | 290 | BC | 53.9832 | -129.7341 | BC_RUP_DSS | hydro_daily | 0 | 0 | 3.5 | 115196 | 5 | 0.035 | 5 | 5 | 5 | 5 | 5 | 5 | 0 | 0 | 0 | 0 | 0 | 0 | 0 | 0 | 0 | 0 | 0 | 0 | 0 | 0 | 0 | 0 | 0 | 0 | 0 | 0 | 0 | 0 | 0 | 0 | 0 | 0 | 0 | 0 | 0 | 0 | 0 | 0 | 0 | 0 | 0 | 0 | 0 | 0 | 0 | 0 | 0 | 0 | 0 | 0 | 0 | 0 | 0 | 0
333 | 290 | BC | 53.9832 | -129.7341 | BC_RUP_DSS | hydro_daily | 0 | 0 | 3.5 | 115196 | 5 | 0.035 | 5 | 5 | 5 | 5 | 5 | 5 | 0 | 0 | 0 | 0 | 0 | 0 | 0 | 0 | 0 | 0 | 0 | 0 | 0 | 0 | 0 | 0 | 0 | 0 | 0 | 0 | 0 | 0 | 0 | 0 | 0 | 0 | 0 | 0 | 0 | 0 | 0 | 0 | 0 | 0 | 0 | 0 | 0 | 0 | 0 | 0 | 0 | 0 | 0 | 0 | 0 | 0 | 0 | 0
336 | 323 | BC | 49.7834 | -122.2347 | BC_UHT_DSS | hydro_run | 0 | 0 | 25.28 | 66563 | 1 | 0.2528 | 1 | 1 | 1 | 1 | 1 | 1 | 0 | 0 | 0 | 0 | 0 | 0 | 0 | 0 | 0 | 0 | 0 | 0 | 0 | 0 | 0 | 0 | 0 | 0 | 0 | 0 | 0 | 0 | 0 | 0 | 0 | 0 | 0 | 0 | 0 | 0 | 0 | 0 | 0 | 0 | 0 | 0 | 0 | 0 | 0 | 0 | 0 | 0 | 0 | 0 | 0 | 0 | 0 | 0
337 | 225 | BC | 49.5791 | -123.2021 | BC_HSP_ISS | hydro_run | 0 | 0 | 10.4 | 66563 | 1 | 0.104 | 1 | 1 | 1 | 1 | 1 | 1 | 0 | 0 | 0 | 0 | 0 | 0 | 0 | 0 | 0 | 0 | 0 | 0 | 0 | 0 | 0 | 0 | 0 | 0 | 0 | 0 | 0 | 0 | 0 | 0 | 0 | 0 | 0 | 0 | 0 | 0 | 0 | 0 | 0 | 0 | 0 | 0 | 0 | 0 | 0 | 0 | 0 | 0 | 0 | 0 | 0 | 0 | 0 | 0
338 | 239 | BC | 49.1597 | -123.0378 | BC_KI2_DSS | biogas | 0 | 8.513 | 1.03 | 31512 | 9.72 | 0.0103 | 9.72 | 9.72 | 9.72 | 9.72 | 9.72 | 9.72 | 0 | 0 | 0 | 0 | 0 | 0 | 0 | 0 | 0 | 0 | 0 | 0 | 0 | 0 | 0 | 0 | 0 | 0 | 0 | 0 | 0 | 0 | 0 | 0 | 0 | 0 | 0 | 0 | 0 | 0 | 0 | 0 | 0 | 0 | 0 | 0 | 0 | 0 | 0 | 0 | 0 | 0 | 0 | 0 | 0 | 0 | 0 | 0
339 | 218 | BC | 54.0673 | -124.7484 | BC_GLN_DSS | biomass | 0 | 13.5 | 6 | 183950 | 7.07 | 0.06 | 7.07 | 7.07 | 7.07 | 7.07 | 7.07 | 7.07 | 0 | 0 | 0 | 0 | 0 | 0 | 0 | 0 | 0 | 0 | 0 | 0 | 0 | 0 | 0 | 0 | 0 | 0 | 0 | 0 | 0 | 0 | 0 | 0 | 0 | 0 | 0 | 0 | 0 | 0 | 0 | 0 | 0 | 0 | 0 | 0 | 0 | 0 | 0 | 0 | 0 | 0 | 0 | 0 | 0 | 0 | 0 | 0
340 | 218 | BC | 54.0673 | -124.7484 | BC_GLN_DSS | biomass | 0 | 13.5 | 6 | 183950 | 7.07 | 0.06 | 7.07 | 7.07 | 7.07 | 7.07 | 7.07 | 7.07 | 0 | 0 | 0 | 0 | 0 | 0 | 0 | 0 | 0 | 0 | 0 | 0 | 0 | 0 | 0 | 0 | 0 | 0 | 0 | 0 | 0 | 0 | 0 | 0 | 0 | 0 | 0 | 0 | 0 | 0 | 0 | 0 | 0 | 0 | 0 | 0 | 0 | 0 | 0 | 0 | 0 | 0 | 0 | 0 | 0 | 0 | 0 | 0
341 | 200 | BC | 50.1056 | -122.9447 | BC_CKY_DSS | hydro_run | 0 | 0 | 7.9 | 66563 | 1 | 0.079 | 1 | 1 | 1 | 1 | 1 | 1 | 0 | 0 | 0 | 0 | 0 | 0 | 0 | 0 | 0 | 0 | 0 | 0 | 0 | 0 | 0 | 0 | 0 | 0 | 0 | 0 | 0 | 0 | 0 | 0 | 0 | 0 | 0 | 0 | 0 | 0 | 0 | 0 | 0 | 0 | 0 | 0 | 0 | 0 | 0 | 0 | 0 | 0 | 0 | 0 | 0 | 0 | 0 | 0
342 | 237 | BC | 51.3129 | -116.9805 | BC_KHS_DSS | biomass | 0 | 13.5 | 7.5 | 183950 | 7.07 | 0.075 | 7.07 | 7.07 | 7.07 | 7.07 | 7.07 | 7.07 | 0 | 0 | 0 | 0 | 0 | 0 | 0 | 0 | 0 | 0 | 0 | 0 | 0 | 0 | 0 | 0 | 0 | 0 | 0 | 0 | 0 | 0 | 0 | 0 | 0 | 0 | 0 | 0 | 0 | 0 | 0 | 0 | 0 | 0 | 0 | 0 | 0 | 0 | 0 | 0 | 0 | 0 | 0 | 0 | 0 | 0 | 0 | 0
343 | 219 | BC | 56.0147 | -122.1957 | BC_GMS_GSS | hydro_monthly | 0 | 0 | 305 | 18305 | 2 | 3.05 | 2 | 2 | 2 | 2 | 2 | 2 | 0 | 0 | 0 | 0 | 0 | 0 | 0 | 0 | 0 | 0 | 0 | 0 | 0 | 0 | 0 | 0 | 0 | 0 | 0 | 0 | 0 | 0 | 0 | 0 | 0 | 0 | 0 | 0 | 0 | 0 | 0 | 0 | 0 | 0 | 0 | 0 | 0 | 0 | 0 | 0 | 0 | 0 | 0 | 0 | 0 | 0 | 0 | 0
344 | 219 | BC | 56.0147 | -122.1957 | BC_GMS_GSS | hydro_monthly | 0 | 0 | 305 | 18305 | 2 | 3.05 | 2 | 2 | 2 | 2 | 2 | 2 | 0 | 0 | 0 | 0 | 0 | 0 | 0 | 0 | 0 | 0 | 0 | 0 | 0 | 0 | 0 | 0 | 0 | 0 | 0 | 0 | 0 | 0 | 0 | 0 | 0 | 0 | 0 | 0 | 0 | 0 | 0 | 0 | 0 | 0 | 0 | 0 | 0 | 0 | 0 | 0 | 0 | 0 | 0 | 0 | 0 | 0 | 0 | 0
345 | 219 | BC | 56.0147 | -122.1957 | BC_GMS_GSS | hydro_monthly | 0 | 0 | 305 | 18305 | 2 | 3.05 | 2 | 2 | 2 | 2 | 2 | 2 | 0 | 0 | 0 | 0 | 0 | 0 | 0 | 0 | 0 | 0 | 0 | 0 | 0 | 0 | 0 | 0 | 0 | 0 | 0 | 0 | 0 | 0 | 0 | 0 | 0 | 0 | 0 | 0 | 0 | 0 | 0 | 0 | 0 | 0 | 0 | 0 | 0 | 0 | 0 | 0 | 0 | 0 | 0 | 0 | 0 | 0 | 0 | 0
346 | 219 | BC | 56.0147 | -122.1957 | BC_GMS_GSS | hydro_monthly | 0 | 0 | 305 | 18305 | 2 | 3.05 | 2 | 2 | 2 | 2 | 2 | 2 | 0 | 0 | 0 | 0 | 0 | 0 | 0 | 0 | 0 | 0 | 0 | 0 | 0 | 0 | 0 | 0 | 0 | 0 | 0 | 0 | 0 | 0 | 0 | 0 | 0 | 0 | 0 | 0 | 0 | 0 | 0 | 0 | 0 | 0 | 0 | 0 | 0 | 0 | 0 | 0 | 0 | 0 | 0 | 0 | 0 | 0 | 0 | 0
347 | 219 | BC | 56.0147 | -122.1957 | BC_GMS_GSS | hydro_monthly | 0 | 0 | 305 | 18305 | 2 | 3.05 | 2 | 2 | 2 | 2 | 2 | 2 | 0 | 0 | 0 | 0 | 0 | 0 | 0 | 0 | 0 | 0 | 0 | 0 | 0 | 0 | 0 | 0 | 0 | 0 | 0 | 0 | 0 | 0 | 0 | 0 | 0 | 0 | 0 | 0 | 0 | 0 | 0 | 0 | 0 | 0 | 0 | 0 | 0 | 0 | 0 | 0 | 0 | 0 | 0 | 0 | 0 | 0 | 0 | 0
348 | 219 | BC | 56.0147 | -122.1957 | BC_GMS_GSS | hydro_monthly | 0 | 0 | 305 | 18305 | 2 | 3.05 | 2 | 2 | 2 | 2 | 2 | 2 | 0 | 0 | 0 | 0 | 0 | 0 | 0 | 0 | 0 | 0 | 0 | 0 | 0 | 0 | 0 | 0 | 0 | 0 | 0 | 0 | 0 | 0 | 0 | 0 | 0 | 0 | 0 | 0 | 0 | 0 | 0 | 0 | 0 | 0 | 0 | 0 | 0 | 0 | 0 | 0 | 0 | 0 | 0 | 0 | 0 | 0 | 0 | 0
349 | 219 | BC | 56.0147 | -122.1957 | BC_GMS_GSS | hydro_monthly | 0 | 0 | 305 | 18305 | 2 | 3.05 | 2 | 2 | 2 | 2 | 2 | 2 | 0 | 0 | 0 | 0 | 0 | 0 | 0 | 0 | 0 | 0 | 0 | 0 | 0 | 0 | 0 | 0 | 0 | 0 | 0 | 0 | 0 | 0 | 0 | 0 | 0 | 0 | 0 | 0 | 0 | 0 | 0 | 0 | 0 | 0 | 0 | 0 | 0 | 0 | 0 | 0 | 0 | 0 | 0 | 0 | 0 | 0 | 0 | 0
350 | 219 | BC | 56.0147 | -122.1957 | BC_GMS_GSS | hydro_monthly | 0 | 0 | 305 | 18305 | 2 | 3.05 | 2 | 2 | 2 | 2 | 2 | 2 | 0 | 0 | 0 | 0 | 0 | 0 | 0 | 0 | 0 | 0 | 0 | 0 | 0 | 0 | 0 | 0 | 0 | 0 | 0 | 0 | 0 | 0 | 0 | 0 | 0 | 0 | 0 | 0 | 0 | 0 | 0 | 0 | 0 | 0 | 0 | 0 | 0 | 0 | 0 | 0 | 0 | 0 | 0 | 0 | 0 | 0 | 0 | 0
351 | 219 | BC | 56.0147 | -122.1957 | BC_GMS_GSS | hydro_monthly | 0 | 0 | 305 | 18305 | 2 | 3.05 | 2 | 2 | 2 | 2 | 2 | 2 | 0 | 0 | 0 | 0 | 0 | 0 | 0 | 0 | 0 | 0 | 0 | 0 | 0 | 0 | 0 | 0 | 0 | 0 | 0 | 0 | 0 | 0 | 0 | 0 | 0 | 0 | 0 | 0 | 0 | 0 | 0 | 0 | 0 | 0 | 0 | 0 | 0 | 0 | 0 | 0 | 0 | 0 | 0 | 0 | 0 | 0 | 0 | 0
352 | 219 | BC | 56.0147 | -122.1957 | BC_GMS_GSS | hydro_monthly | 0 | 0 | 305 | 18305 | 2 | 3.05 | 2 | 2 | 2 | 2 | 2 | 2 | 0 | 0 | 0 | 0 | 0 | 0 | 0 | 0 | 0 | 0 | 0 | 0 | 0 | 0 | 0 | 0 | 0 | 0 | 0 | 0 | 0 | 0 | 0 | 0 | 0 | 0 | 0 | 0 | 0 | 0 | 0 | 0 | 0 | 0 | 0 | 0 | 0 | 0 | 0 | 0 | 0 | 0 | 0 | 0 | 0 | 0 | 0 | 0
353 | 209 | BC | 49.2479 | -125.3837 | BC_DMR_DSS | hydro_run | 0 | 0 | 6 | 66563 | 1 | 0.06 | 1 | 1 | 1 | 1 | 1 | 1 | 0 | 0 | 0 | 0 | 0 | 0 | 0 | 0 | 0 | 0 | 0 | 0 | 0 | 0 | 0 | 0 | 0 | 0 | 0 | 0 | 0 | 0 | 0 | 0 | 0 | 0 | 0 | 0 | 0 | 0 | 0 | 0 | 0 | 0 | 0 | 0 | 0 | 0 | 0 | 0 | 0 | 0 | 0 | 0 | 0 | 0 | 0 | 0
354 | 251 | BC | 52.9342 | -119.4562 | BC_MCA_GSS | hydro_run | 0 | 0 | 2.4 | 66563 | 1 | 0.024 | 1 | 1 | 1 | 1 | 1 | 1 | 0 | 0 | 0 | 0 | 0 | 0 | 0 | 0 | 0 | 0 | 0 | 0 | 0 | 0 | 0 | 0 | 0 | 0 | 0 | 0 | 0 | 0 | 0 | 0 | 0 | 0 | 0 | 0 | 0 | 0 | 0 | 0 | 0 | 0 | 0 | 0 | 0 | 0 | 0 | 0 | 0 | 0 | 0 | 0 | 0 | 0 | 0 | 0
355 | 227 | BC | 49.1385 | -123.8571 | BC_HWW_DSS | biomass | 0 | 13.5 | 55 | 183950 | 7.07 | 0.55 | 7.07 | 7.07 | 7.07 | 7.07 | 7.07 | 7.07 | 0 | 0 | 0 | 0 | 0 | 0 | 0 | 0 | 0 | 0 | 0 | 0 | 0 | 0 | 0 | 0 | 0 | 0 | 0 | 0 | 0 | 0 | 0 | 0 | 0 | 0 | 0 | 0 | 0 | 0 | 0 | 0 | 0 | 0 | 0 | 0 | 0 | 0 | 0 | 0 | 0 | 0 | 0 | 0 | 0 | 0 | 0 | 0
356 | 331 | BC | 49.3648 | -121.5714 | BC_WAH_GSS | hydro_run | 0 | 0 | 11 | 66563 | 1 | 0.11 | 1 | 1 | 1 | 1 | 1 | 1 | 0 | 0 | 0 | 0 | 0 | 0 | 0 | 0 | 0 | 0 | 0 | 0 | 0 | 0 | 0 | 0 | 0 | 0 | 0 | 0 | 0 | 0 | 0 | 0 | 0 | 0 | 0 | 0 | 0 | 0 | 0 | 0 | 0 | 0 | 0 | 0 | 0 | 0 | 0 | 0 | 0 | 0 | 0 | 0 | 0 | 0 | 0 | 0
357 | 225 | BC | 49.522 | -123.4862 | BC_HSP_ISS | biomass | 0 | 13.5 | 112 | 183950 | 7.07 | 1.12 | 7.07 | 7.07 | 7.07 | 7.07 | 7.07 | 7.07 | 0 | 0 | 0 | 0 | 0 | 0 | 0 | 0 | 0 | 0 | 0 | 0 | 0 | 0 | 0 | 0 | 0 | 0 | 0 | 0 | 0 | 0 | 0 | 0 | 0 | 0 | 0 | 0 | 0 | 0 | 0 | 0 | 0 | 0 | 0 | 0 | 0 | 0 | 0 | 0 | 0 | 0 | 0 | 0 | 0 | 0 | 0 | 0
358 | 245 | BC | 48.5392 | -123.4624 | BC_KTG_DSS | biogas | 0 | 8.513 | 1.8 | 31512 | 9.72 | 0.018 | 9.72 | 9.72 | 9.72 | 9.72 | 9.72 | 9.72 | 0 | 0 | 0 | 0 | 0 | 0 | 0 | 0 | 0 | 0 | 0 | 0 | 0 | 0 | 0 | 0 | 0 | 0 | 0 | 0 | 0 | 0 | 0 | 0 | 0 | 0 | 0 | 0 | 0 | 0 | 0 | 0 | 0 | 0 | 0 | 0 | 0 | 0 | 0 | 0 | 0 | 0 | 0 | 0 | 0 | 0 | 0 | 0
359 | 176 | BC | 49.0536 | -123.046 | BC_ARN_DSS | biogas | 0 | 8.513 | 8.8 | 31512 | 9.72 | 0.088 | 9.72 | 9.72 | 9.72 | 9.72 | 9.72 | 9.72 | 0 | 0 | 0 | 0 | 0 | 0 | 0 | 0 | 0 | 0 | 0 | 0 | 0 | 0 | 0 | 0 | 0 | 0 | 0 | 0 | 0 | 0 | 0 | 0 | 0 | 0 | 0 | 0 | 0 | 0 | 0 | 0 | 0 | 0 | 0 | 0 | 0 | 0 | 0 | 0 | 0 | 0 | 0 | 0 | 0 | 0 | 0 | 0
360 | 251 | BC | 52.8413 | -119.3524 | BC_MCA_GSS | hydro_run | 0 | 0 | 5.7 | 66563 | 1 | 0.057 | 1 | 1 | 1 | 1 | 1 | 1 | 0 | 0 | 0 | 0 | 0 | 0 | 0 | 0 | 0 | 0 | 0 | 0 | 0 | 0 | 0 | 0 | 0 | 0 | 0 | 0 | 0 | 0 | 0 | 0 | 0 | 0 | 0 | 0 | 0 | 0 | 0 | 0 | 0 | 0 | 0 | 0 | 0 | 0 | 0 | 0 | 0 | 0 | 0 | 0 | 0 | 0 | 0 | 0
362 | 336 | BC | 53.9239 | -122.6959 | BC_WSN_DSS | biomass | 0 | 13.5 | 31.7 | 183950 | 7.07 | 0.317 | 7.07 | 7.07 | 7.07 | 7.07 | 7.07 | 7.07 | 0 | 0 | 0 | 0 | 0 | 0 | 0 | 0 | 0 | 0 | 0 | 0 | 0 | 0 | 0 | 0 | 0 | 0 | 0 | 0 | 0 | 0 | 0 | 0 | 0 | 0 | 0 | 0 | 0 | 0 | 0 | 0 | 0 | 0 | 0 | 0 | 0 | 0 | 0 | 0 | 0 | 0 | 0 | 0 | 0 | 0 | 0 | 0
363 | 217 | BC | 50.044 | -125.311 | BC_GLD_DSS | hydro_daily | 0 | 0 | 46 | 115196 | 5 | 0.46 | 5 | 5 | 5 | 5 | 5 | 5 | 0 | 0 | 0 | 0 | 0 | 0 | 0 | 0 | 0 | 0 | 0 | 0 | 0 | 0 | 0 | 0 | 0 | 0 | 0 | 0 | 0 | 0 | 0 | 0 | 0 | 0 | 0 | 0 | 0 | 0 | 0 | 0 | 0 | 0 | 0 | 0 | 0 | 0 | 0 | 0 | 0 | 0 | 0 | 0 | 0 | 0 | 0 | 0
364 | 217 | BC | 50.044 | -125.311 | BC_GLD_DSS | hydro_daily | 0 | 0 | 46 | 115196 | 5 | 0.46 | 5 | 5 | 5 | 5 | 5 | 5 | 0 | 0 | 0 | 0 | 0 | 0 | 0 | 0 | 0 | 0 | 0 | 0 | 0 | 0 | 0 | 0 | 0 | 0 | 0 | 0 | 0 | 0 | 0 | 0 | 0 | 0 | 0 | 0 | 0 | 0 | 0 | 0 | 0 | 0 | 0 | 0 | 0 | 0 | 0 | 0 | 0 | 0 | 0 | 0 | 0 | 0 | 0 | 0
365 | 217 | BC | 50.044 | -125.311 | BC_GLD_DSS | hydro_daily | 0 | 0 | 46 | 115196 | 5 | 0.46 | 5 | 5 | 5 | 5 | 5 | 5 | 0 | 0 | 0 | 0 | 0 | 0 | 0 | 0 | 0 | 0 | 0 | 0 | 0 | 0 | 0 | 0 | 0 | 0 | 0 | 0 | 0 | 0 | 0 | 0 | 0 | 0 | 0 | 0 | 0 | 0 | 0 | 0 | 0 | 0 | 0 | 0 | 0 | 0 | 0 | 0 | 0 | 0 | 0 | 0 | 0 | 0 | 0 | 0
366 | 232 | BC | 50.6052 | -124.0257 | BC_JMC_GSS | hydro_run | 0 | 0 | 62 | 66563 | 1 | 0.62 | 1 | 1 | 1 | 1 | 1 | 1 | 0 | 0 | 0 | 0 | 0 | 0 | 0 | 0 | 0 | 0 | 0 | 0 | 0 | 0 | 0 | 0 | 0 | 0 | 0 | 0 | 0 | 0 | 0 | 0 | 0 | 0 | 0 | 0 | 0 | 0 | 0 | 0 | 0 | 0 | 0 | 0 | 0 | 0 | 0 | 0 | 0 | 0 | 0 | 0 | 0 | 0 | 0 | 0
367 | 180 | BC | 50.8282 | -123.0568 | BC_BDH_GSS | hydro_run | 0 | 0 | 21.3 | 66563 | 1 | 0.213 | 1 | 1 | 1 | 1 | 1 | 1 | 0 | 0 | 0 | 0 | 0 | 0 | 0 | 0 | 0 | 0 | 0 | 0 | 0 | 0 | 0 | 0 | 0 | 0 | 0 | 0 | 0 | 0 | 0 | 0 | 0 | 0 | 0 | 0 | 0 | 0 | 0 | 0 | 0 | 0 | 0 | 0 | 0 | 0 | 0 | 0 | 0 | 0 | 0 | 0 | 0 | 0 | 0 | 0
368 | 278 | BC | 48.4297 | -124.0523 | BC_PIK_DSS | hydro_daily | 0 | 0 | 170 | 115196 | 5 | 1.7 | 5 | 5 | 5 | 5 | 5 | 5 | 0 | 0 | 0 | 0 | 0 | 0 | 0 | 0 | 0 | 0 | 0 | 0 | 0 | 0 | 0 | 0 | 0 | 0 | 0 | 0 | 0 | 0 | 0 | 0 | 0 | 0 | 0 | 0 | 0 | 0 | 0 | 0 | 0 | 0 | 0 | 0 | 0 | 0 | 0 | 0 | 0 | 0 | 0 | 0 | 0 | 0 | 0 | 0
369 | 233 | BC | 50.1052 | -121.5672 | BC_KCH_GSS | hydro_run | 0 | 0 | 50 | 66563 | 1 | 0.5 | 1 | 1 | 1 | 1 | 1 | 1 | 0 | 0 | 0 | 0 | 0 | 0 | 0 | 0 | 0 | 0 | 0 | 0 | 0 | 0 | 0 | 0 | 0 | 0 | 0 | 0 | 0 | 0 | 0 | 0 | 0 | 0 | 0 | 0 | 0 | 0 | 0 | 0 | 0 | 0 | 0 | 0 | 0 | 0 | 0 | 0 | 0 | 0 | 0 | 0 | 0 | 0 | 0 | 0
370 | 234 | BC | 49.4533 | -117.5179 | BC_KCL_GSS | hydro_daily | 0 | 0 | 146.25 | 115196 | 5 | 1.4625 | 5 | 5 | 5 | 5 | 5 | 5 | 0 | 0 | 0 | 0 | 0 | 0 | 0 | 0 | 0 | 0 | 0 | 0 | 0 | 0 | 0 | 0 | 0 | 0 | 0 | 0 | 0 | 0 | 0 | 0 | 0 | 0 | 0 | 0 | 0 | 0 | 0 | 0 | 0 | 0 | 0 | 0 | 0 | 0 | 0 | 0 | 0 | 0 | 0 | 0 | 0 | 0 | 0 | 0
371 | 234 | BC | 49.4533 | -117.5179 | BC_KCL_GSS | hydro_daily | 0 | 0 | 146.25 | 115196 | 5 | 1.4625 | 5 | 5 | 5 | 5 | 5 | 5 | 0 | 0 | 0 | 0 | 0 | 0 | 0 | 0 | 0 | 0 | 0 | 0 | 0 | 0 | 0 | 0 | 0 | 0 | 0 | 0 | 0 | 0 | 0 | 0 | 0 | 0 | 0 | 0 | 0 | 0 | 0 | 0 | 0 | 0 | 0 | 0 | 0 | 0 | 0 | 0 | 0 | 0 | 0 | 0 | 0 | 0 | 0 | 0
372 | 234 | BC | 49.4533 | -117.5179 | BC_KCL_GSS | hydro_daily | 0 | 0 | 146.25 | 115196 | 5 | 1.4625 | 5 | 5 | 5 | 5 | 5 | 5 | 0 | 0 | 0 | 0 | 0 | 0 | 0 | 0 | 0 | 0 | 0 | 0 | 0 | 0 | 0 | 0 | 0 | 0 | 0 | 0 | 0 | 0 | 0 | 0 | 0 | 0 | 0 | 0 | 0 | 0 | 0 | 0 | 0 | 0 | 0 | 0 | 0 | 0 | 0 | 0 | 0 | 0 | 0 | 0 | 0 | 0 | 0 | 0
373 | 234 | BC | 49.4533 | -117.5179 | BC_KCL_GSS | hydro_daily | 0 | 0 | 146.25 | 115196 | 5 | 1.4625 | 5 | 5 | 5 | 5 | 5 | 5 | 0 | 0 | 0 | 0 | 0 | 0 | 0 | 0 | 0 | 0 | 0 | 0 | 0 | 0 | 0 | 0 | 0 | 0 | 0 | 0 | 0 | 0 | 0 | 0 | 0 | 0 | 0 | 0 | 0 | 0 | 0 | 0 | 0 | 0 | 0 | 0 | 0 | 0 | 0 | 0 | 0 | 0 | 0 | 0 | 0 | 0 | 0 | 0
374 | 330 | BC | 50.6894 | -120.4053 | BC_VVW_DSS | biomass | 0 | 13.5 | 76 | 183950 | 7.07 | 0.76 | 7.07 | 7.07 | 7.07 | 7.07 | 7.07 | 7.07 | 0 | 0 | 0 | 0 | 0 | 0 | 0 | 0 | 0 | 0 | 0 | 0 | 0 | 0 | 0 | 0 | 0 | 0 | 0 | 0 | 0 | 0 | 0 | 0 | 0 | 0 | 0 | 0 | 0 | 0 | 0 | 0 | 0 | 0 | 0 | 0 | 0 | 0 | 0 | 0 | 0 | 0 | 0 | 0 | 0 | 0 | 0 | 0
375 | 217 | BC | 50.5202 | -126.8756 | BC_GLD_DSS | hydro_run | 0 | 0 | 45 | 66563 | 1 | 0.45 | 1 | 1 | 1 | 1 | 1 | 1 | 0 | 0 | 0 | 0 | 0 | 0 | 0 | 0 | 0 | 0 | 0 | 0 | 0 | 0 | 0 | 0 | 0 | 0 | 0 | 0 | 0 | 0 | 0 | 0 | 0 | 0 | 0 | 0 | 0 | 0 | 0 | 0 | 0 | 0 | 0 | 0 | 0 | 0 | 0 | 0 | 0 | 0 | 0 | 0 | 0 | 0 | 0 | 0
376 | 243 | BC | 53.5632 | -127.9426 | BC_KMO_GSS | hydro_monthly | 0 | 0 | 112 | 18305 | 2 | 1.12 | 2 | 2 | 2 | 2 | 2 | 2 | 0 | 0 | 0 | 0 | 0 | 0 | 0 | 0 | 0 | 0 | 0 | 0 | 0 | 0 | 0 | 0 | 0 | 0 | 0 | 0 | 0 | 0 | 0 | 0 | 0 | 0 | 0 | 0 | 0 | 0 | 0 | 0 | 0 | 0 | 0 | 0 | 0 | 0 | 0 | 0 | 0 | 0 | 0 | 0 | 0 | 0 | 0 | 0
377 | 243 | BC | 53.5632 | -127.9426 | BC_KMO_GSS | hydro_monthly | 0 | 0 | 112 | 18305 | 2 | 1.12 | 2 | 2 | 2 | 2 | 2 | 2 | 0 | 0 | 0 | 0 | 0 | 0 | 0 | 0 | 0 | 0 | 0 | 0 | 0 | 0 | 0 | 0 | 0 | 0 | 0 | 0 | 0 | 0 | 0 | 0 | 0 | 0 | 0 | 0 | 0 | 0 | 0 | 0 | 0 | 0 | 0 | 0 | 0 | 0 | 0 | 0 | 0 | 0 | 0 | 0 | 0 | 0 | 0 | 0
378 | 243 | BC | 53.5632 | -127.9426 | BC_KMO_GSS | hydro_monthly | 0 | 0 | 112 | 18305 | 2 | 1.12 | 2 | 2 | 2 | 2 | 2 | 2 | 0 | 0 | 0 | 0 | 0 | 0 | 0 | 0 | 0 | 0 | 0 | 0 | 0 | 0 | 0 | 0 | 0 | 0 | 0 | 0 | 0 | 0 | 0 | 0 | 0 | 0 | 0 | 0 | 0 | 0 | 0 | 0 | 0 | 0 | 0 | 0 | 0 | 0 | 0 | 0 | 0 | 0 | 0 | 0 | 0 | 0 | 0 | 0
379 | 243 | BC | 53.5632 | -127.9426 | BC_KMO_GSS | hydro_monthly | 0 | 0 | 112 | 18305 | 2 | 1.12 | 2 | 2 | 2 | 2 | 2 | 2 | 0 | 0 | 0 | 0 | 0 | 0 | 0 | 0 | 0 | 0 | 0 | 0 | 0 | 0 | 0 | 0 | 0 | 0 | 0 | 0 | 0 | 0 | 0 | 0 | 0 | 0 | 0 | 0 | 0 | 0 | 0 | 0 | 0 | 0 | 0 | 0 | 0 | 0 | 0 | 0 | 0 | 0 | 0 | 0 | 0 | 0 | 0 | 0
380 | 243 | BC | 53.5632 | -127.9426 | BC_KMO_GSS | hydro_monthly | 0 | 0 | 112 | 18305 | 2 | 1.12 | 2 | 2 | 2 | 2 | 2 | 2 | 0 | 0 | 0 | 0 | 0 | 0 | 0 | 0 | 0 | 0 | 0 | 0 | 0 | 0 | 0 | 0 | 0 | 0 | 0 | 0 | 0 | 0 | 0 | 0 | 0 | 0 | 0 | 0 | 0 | 0 | 0 | 0 | 0 | 0 | 0 | 0 | 0 | 0 | 0 | 0 | 0 | 0 | 0 | 0 | 0 | 0 | 0 | 0
381 | 243 | BC | 53.5632 | -127.9426 | BC_KMO_GSS | hydro_monthly | 0 | 0 | 112 | 18305 | 2 | 1.12 | 2 | 2 | 2 | 2 | 2 | 2 | 0 | 0 | 0 | 0 | 0 | 0 | 0 | 0 | 0 | 0 | 0 | 0 | 0 | 0 | 0 | 0 | 0 | 0 | 0 | 0 | 0 | 0 | 0 | 0 | 0 | 0 | 0 | 0 | 0 | 0 | 0 | 0 | 0 | 0 | 0 | 0 | 0 | 0 | 0 | 0 | 0 | 0 | 0 | 0 | 0 | 0 | 0 | 0
382 | 243 | BC | 53.5632 | -127.9426 | BC_KMO_GSS | hydro_monthly | 0 | 0 | 112 | 18305 | 2 | 1.12 | 2 | 2 | 2 | 2 | 2 | 2 | 0 | 0 | 0 | 0 | 0 | 0 | 0 | 0 | 0 | 0 | 0 | 0 | 0 | 0 | 0 | 0 | 0 | 0 | 0 | 0 | 0 | 0 | 0 | 0 | 0 | 0 | 0 | 0 | 0 | 0 | 0 | 0 | 0 | 0 | 0 | 0 | 0 | 0 | 0 | 0 | 0 | 0 | 0 | 0 | 0 | 0 | 0 | 0
383 | 243 | BC | 53.5632 | -127.9426 | BC_KMO_GSS | hydro_monthly | 0 | 0 | 112 | 18305 | 2 | 1.12 | 2 | 2 | 2 | 2 | 2 | 2 | 0 | 0 | 0 | 0 | 0 | 0 | 0 | 0 | 0 | 0 | 0 | 0 | 0 | 0 | 0 | 0 | 0 | 0 | 0 | 0 | 0 | 0 | 0 | 0 | 0 | 0 | 0 | 0 | 0 | 0 | 0 | 0 | 0 | 0 | 0 | 0 | 0 | 0 | 0 | 0 | 0 | 0 | 0 | 0 | 0 | 0 | 0 | 0
384 | 191 | BC | 50.84 | -122.8561 | BC_BRT_TSS | hydro_daily | 0 | 0 | 25 | 115196 | 5 | 0.25 | 5 | 5 | 5 | 5 | 5 | 5 | 0 | 0 | 0 | 0 | 0 | 0 | 0 | 0 | 0 | 0 | 0 | 0 | 0 | 0 | 0 | 0 | 0 | 0 | 0 | 0 | 0 | 0 | 0 | 0 | 0 | 0 | 0 | 0 | 0 | 0 | 0 | 0 | 0 | 0 | 0 | 0 | 0 | 0 | 0 | 0 | 0 | 0 | 0 | 0 | 0 | 0 | 0 | 0
385 | 252 | BC | 49.3752 | -122.8687 | BC_MDN_DSS | hydro_daily | 0 | 0 | 55 | 115196 | 5 | 0.55 | 5 | 5 | 5 | 5 | 5 | 5 | 0 | 0 | 0 | 0 | 0 | 0 | 0 | 0 | 0 | 0 | 0 | 0 | 0 | 0 | 0 | 0 | 0 | 0 | 0 | 0 | 0 | 0 | 0 | 0 | 0 | 0 | 0 | 0 | 0 | 0 | 0 | 0 | 0 | 0 | 0 | 0 | 0 | 0 | 0 | 0 | 0 | 0 | 0 | 0 | 0 | 0 | 0 | 0
386 | 234 | BC | 49.4617 | -117.5004 | BC_KCL_GSS | hydro_daily | 0 | 0 | 16 | 115196 | 5 | 0.16 | 5 | 5 | 5 | 5 | 5 | 5 | 0 | 0 | 0 | 0 | 0 | 0 | 0 | 0 | 0 | 0 | 0 | 0 | 0 | 0 | 0 | 0 | 0 | 0 | 0 | 0 | 0 | 0 | 0 | 0 | 0 | 0 | 0 | 0 | 0 | 0 | 0 | 0 | 0 | 0 | 0 | 0 | 0 | 0 | 0 | 0 | 0 | 0 | 0 | 0 | 0 | 0 | 0 | 0
387 | 234 | BC | 49.4617 | -117.5004 | BC_KCL_GSS | hydro_daily | 0 | 0 | 16 | 115196 | 5 | 0.16 | 5 | 5 | 5 | 5 | 5 | 5 | 0 | 0 | 0 | 0 | 0 | 0 | 0 | 0 | 0 | 0 | 0 | 0 | 0 | 0 | 0 | 0 | 0 | 0 | 0 | 0 | 0 | 0 | 0 | 0 | 0 | 0 | 0 | 0 | 0 | 0 | 0 | 0 | 0 | 0 | 0 | 0 | 0 | 0 | 0 | 0 | 0 | 0 | 0 | 0 | 0 | 0 | 0 | 0
388 | 234 | BC | 49.4617 | -117.5004 | BC_KCL_GSS | hydro_daily | 0 | 0 | 14 | 115196 | 5 | 0.14 | 5 | 5 | 5 | 5 | 5 | 5 | 0 | 0 | 0 | 0 | 0 | 0 | 0 | 0 | 0 | 0 | 0 | 0 | 0 | 0 | 0 | 0 | 0 | 0 | 0 | 0 | 0 | 0 | 0 | 0 | 0 | 0 | 0 | 0 | 0 | 0 | 0 | 0 | 0 | 0 | 0 | 0 | 0 | 0 | 0 | 0 | 0 | 0 | 0 | 0 | 0 | 0 | 0 | 0
389 | 177 | BC | 49.8176 | -123.3973 | BC_ASL_GSS | hydro_run | 0 | 0 | 11 | 66563 | 1 | 0.11 | 1 | 1 | 1 | 1 | 1 | 1 | 0 | 0 | 0 | 0 | 0 | 0 | 0 | 0 | 0 | 0 | 0 | 0 | 0 | 0 | 0 | 0 | 0 | 0 | 0 | 0 | 0 | 0 | 0 | 0 | 0 | 0 | 0 | 0 | 0 | 0 | 0 | 0 | 0 | 0 | 0 | 0 | 0 | 0 | 0 | 0 | 0 | 0 | 0 | 0 | 0 | 0 | 0 | 0
390 | 217 | BC | 50.0173 | -125.3931 | BC_GLD_DSS | hydro_daily | 0 | 0 | 23.5 | 115196 | 5 | 0.235 | 5 | 5 | 5 | 5 | 5 | 5 | 0 | 0 | 0 | 0 | 0 | 0 | 0 | 0 | 0 | 0 | 0 | 0 | 0 | 0 | 0 | 0 | 0 | 0 | 0 | 0 | 0 | 0 | 0 | 0 | 0 | 0 | 0 | 0 | 0 | 0 | 0 | 0 | 0 | 0 | 0 | 0 | 0 | 0 | 0 | 0 | 0 | 0 | 0 | 0 | 0 | 0 | 0 | 0
391 | 217 | BC | 50.0173 | -125.3931 | BC_GLD_DSS | hydro_daily | 0 | 0 | 23.5 | 115196 | 5 | 0.235 | 5 | 5 | 5 | 5 | 5 | 5 | 0 | 0 | 0 | 0 | 0 | 0 | 0 | 0 | 0 | 0 | 0 | 0 | 0 | 0 | 0 | 0 | 0 | 0 | 0 | 0 | 0 | 0 | 0 | 0 | 0 | 0 | 0 | 0 | 0 | 0 | 0 | 0 | 0 | 0 | 0 | 0 | 0 | 0 | 0 | 0 | 0 | 0 | 0 | 0 | 0 | 0 | 0 | 0
392 | 296 | BC | 49.7699 | -124.317 | BC_SAY_DSS | hydro_run | 0 | 0 | 37 | 66563 | 1 | 0.37 | 1 | 1 | 1 | 1 | 1 | 1 | 0 | 0 | 0 | 0 | 0 | 0 | 0 | 0 | 0 | 0 | 0 | 0 | 0 | 0 | 0 | 0 | 0 | 0 | 0 | 0 | 0 | 0 | 0 | 0 | 0 | 0 | 0 | 0 | 0 | 0 | 0 | 0 | 0 | 0 | 0 | 0 | 0 | 0 | 0 | 0 | 0 | 0 | 0 | 0 | 0 | 0 | 0 | 0
393 | 328 | BC | 56.0587 | -130.0276 | BC_VOL_GSS | hydro_daily | 0 | 0 | 15.5 | 115196 | 5 | 0.155 | 5 | 5 | 5 | 5 | 5 | 5 | 0 | 0 | 0 | 0 | 0 | 0 | 0 | 0 | 0 | 0 | 0 | 0 | 0 | 0 | 0 | 0 | 0 | 0 | 0 | 0 | 0 | 0 | 0 | 0 | 0 | 0 | 0 | 0 | 0 | 0 | 0 | 0 | 0 | 0 | 0 | 0 | 0 | 0 | 0 | 0 | 0 | 0 | 0 | 0 | 0 | 0 | 0 | 0
394 | 328 | BC | 56.0587 | -130.0276 | BC_VOL_GSS | hydro_daily | 0 | 0 | 15.5 | 115196 | 5 | 0.155 | 5 | 5 | 5 | 5 | 5 | 5 | 0 | 0 | 0 | 0 | 0 | 0 | 0 | 0 | 0 | 0 | 0 | 0 | 0 | 0 | 0 | 0 | 0 | 0 | 0 | 0 | 0 | 0 | 0 | 0 | 0 | 0 | 0 | 0 | 0 | 0 | 0 | 0 | 0 | 0 | 0 | 0 | 0 | 0 | 0 | 0 | 0 | 0 | 0 | 0 | 0 | 0 | 0 | 0
395 | 331 | BC | 49.3276 | -121.6009 | BC_WAH_GSS | hydro_run | 0 | 0 | 3.2 | 66563 | 1 | 0.032 | 1 | 1 | 1 | 1 | 1 | 1 | 0 | 0 | 0 | 0 | 0 | 0 | 0 | 0 | 0 | 0 | 0 | 0 | 0 | 0 | 0 | 0 | 0 | 0 | 0 | 0 | 0 | 0 | 0 | 0 | 0 | 0 | 0 | 0 | 0 | 0 | 0 | 0 | 0 | 0 | 0 | 0 | 0 | 0 | 0 | 0 | 0 | 0 | 0 | 0 | 0 | 0 | 0 | 0
396 | 200 | BC | 49.7214 | -123.0919 | BC_CKY_DSS | hydro_run | 0 | 0 | 58 | 66563 | 1 | 0.58 | 1 | 1 | 1 | 1 | 1 | 1 | 0 | 0 | 0 | 0 | 0 | 0 | 0 | 0 | 0 | 0 | 0 | 0 | 0 | 0 | 0 | 0 | 0 | 0 | 0 | 0 | 0 | 0 | 0 | 0 | 0 | 0 | 0 | 0 | 0 | 0 | 0 | 0 | 0 | 0 | 0 | 0 | 0 | 0 | 0 | 0 | 0 | 0 | 0 | 0 | 0 | 0 | 0 | 0
397 | 251 | BC | 52.0757 | -118.571 | BC_MCA_GSS | hydro_monthly | 0 | 0 | 492 | 18305 | 2 | 4.92 | 2 | 2 | 2 | 2 | 2 | 2 | 0 | 0 | 0 | 0 | 0 | 0 | 0 | 0 | 0 | 0 | 0 | 0 | 0 | 0 | 0 | 0 | 0 | 0 | 0 | 0 | 0 | 0 | 0 | 0 | 0 | 0 | 0 | 0 | 0 | 0 | 0 | 0 | 0 | 0 | 0 | 0 | 0 | 0 | 0 | 0 | 0 | 0 | 0 | 0 | 0 | 0 | 0 | 0
398 | 251 | BC | 52.0757 | -118.571 | BC_MCA_GSS | hydro_monthly | 0 | 0 | 492 | 18305 | 2 | 4.92 | 2 | 2 | 2 | 2 | 2 | 2 | 0 | 0 | 0 | 0 | 0 | 0 | 0 | 0 | 0 | 0 | 0 | 0 | 0 | 0 | 0 | 0 | 0 | 0 | 0 | 0 | 0 | 0 | 0 | 0 | 0 | 0 | 0 | 0 | 0 | 0 | 0 | 0 | 0 | 0 | 0 | 0 | 0 | 0 | 0 | 0 | 0 | 0 | 0 | 0 | 0 | 0 | 0 | 0
399 | 251 | BC | 52.0757 | -118.571 | BC_MCA_GSS | hydro_monthly | 0 | 0 | 493.5 | 18305 | 2 | 4.935 | 2 | 2 | 2 | 2 | 2 | 2 | 0 | 0 | 0 | 0 | 0 | 0 | 0 | 0 | 0 | 0 | 0 | 0 | 0 | 0 | 0 | 0 | 0 | 0 | 0 | 0 | 0 | 0 | 0 | 0 | 0 | 0 | 0 | 0 | 0 | 0 | 0 | 0 | 0 | 0 | 0 | 0 | 0 | 0 | 0 | 0 | 0 | 0 | 0 | 0 | 0 | 0 | 0 | 0
400 | 251 | BC | 52.0757 | -118.571 | BC_MCA_GSS | hydro_monthly | 0 | 0 | 493.5 | 18305 | 2 | 4.935 | 2 | 2 | 2 | 2 | 2 | 2 | 0 | 0 | 0 | 0 | 0 | 0 | 0 | 0 | 0 | 0 | 0 | 0 | 0 | 0 | 0 | 0 | 0 | 0 | 0 | 0 | 0 | 0 | 0 | 0 | 0 | 0 | 0 | 0 | 0 | 0 | 0 | 0 | 0 | 0 | 0 | 0 | 0 | 0 | 0 | 0 | 0 | 0 | 0 | 0 | 0 | 0 | 0 | 0
401 | 251 | BC | 52.0757 | -118.571 | BC_MCA_GSS | hydro_monthly | 0 | 0 | 500 | 18305 | 2 | 5 | 2 | 2 | 2 | 2 | 2 | 2 | 0 | 0 | 0 | 0 | 0 | 0 | 0 | 0 | 0 | 0 | 0 | 0 | 0 | 0 | 0 | 0 | 0 | 0 | 0 | 0 | 0 | 0 | 0 | 0 | 0 | 0 | 0 | 0 | 0 | 0 | 0 | 0 | 0 | 0 | 0 | 0 | 0 | 0 | 0 | 0 | 0 | 0 | 0 | 0 | 0 | 0 | 0 | 0
402 | 251 | BC | 52.0757 | -118.571 | BC_MCA_GSS | hydro_monthly | 0 | 0 | 500 | 18305 | 2 | 5 | 2 | 2 | 2 | 2 | 2 | 2 | 0 | 0 | 0 | 0 | 0 | 0 | 0 | 0 | 0 | 0 | 0 | 0 | 0 | 0 | 0 | 0 | 0 | 0 | 0 | 0 | 0 | 0 | 0 | 0 | 0 | 0 | 0 | 0 | 0 | 0 | 0 | 0 | 0 | 0 | 0 | 0 | 0 | 0 | 0 | 0 | 0 | 0 | 0 | 0 | 0 | 0 | 0 | 0
403 | 217 | BC | 49.872 | -126.2136 | BC_GLD_DSS | hydro_run | 0 | 0 | 3.8 | 66563 | 1 | 0.038 | 1 | 1 | 1 | 1 | 1 | 1 | 0 | 0 | 0 | 0 | 0 | 0 | 0 | 0 | 0 | 0 | 0 | 0 | 0 | 0 | 0 | 0 | 0 | 0 | 0 | 0 | 0 | 0 | 0 | 0 | 0 | 0 | 0 | 0 | 0 | 0 | 0 | 0 | 0 | 0 | 0 | 0 | 0 | 0 | 0 | 0 | 0 | 0 | 0 | 0 | 0 | 0 | 0 | 0
406 | 225 | BC | 49.5158 | -123.5015 | BC_HSP_ISS | hydro_run | 0 | 0 | 9.8 | 66563 | 1 | 0.098 | 1 | 1 | 1 | 1 | 1 | 1 | 0 | 0 | 0 | 0 | 0 | 0 | 0 | 0 | 0 | 0 | 0 | 0 | 0 | 0 | 0 | 0 | 0 | 0 | 0 | 0 | 0 | 0 | 0 | 0 | 0 | 0 | 0 | 0 | 0 | 0 | 0 | 0 | 0 | 0 | 0 | 0 | 0 | 0 | 0 | 0 | 0 | 0 | 0 | 0 | 0 | 0 | 0 | 0
407 | 318 | BC | 50.3499 | -122.8714 | BC_TIS_DSS | hydro_run | 0 | 0 | 29.5 | 66563 | 1 | 0.295 | 1 | 1 | 1 | 1 | 1 | 1 | 0 | 0 | 0 | 0 | 0 | 0 | 0 | 0 | 0 | 0 | 0 | 0 | 0 | 0 | 0 | 0 | 0 | 0 | 0 | 0 | 0 | 0 | 0 | 0 | 0 | 0 | 0 | 0 | 0 | 0 | 0 | 0 | 0 | 0 | 0 | 0 | 0 | 0 | 0 | 0 | 0 | 0 | 0 | 0 | 0 | 0 | 0 | 0
408 | 215 | BC | 56.6872 | -130.7975 | BC_FKR_GSS | hydro_run | 0 | 0 | 66 | 66563 | 1 | 0.66 | 1 | 1 | 1 | 1 | 1 | 1 | 0 | 0 | 0 | 0 | 0 | 0 | 0 | 0 | 0 | 0 | 0 | 0 | 0 | 0 | 0 | 0 | 0 | 0 | 0 | 0 | 0 | 0 | 0 | 0 | 0 | 0 | 0 | 0 | 0 | 0 | 0 | 0 | 0 | 0 | 0 | 0 | 0 | 0 | 0 | 0 | 0 | 0 | 0 | 0 | 0 | 0 | 0 | 0
409 | 272 | BC | 50.0971 | -120.7957 | BC_NIC_TSS | biomass | 0 | 13.5 | 40 | 183950 | 7.07 | 0.4 | 7.07 | 7.07 | 7.07 | 7.07 | 7.07 | 7.07 | 0 | 0 | 0 | 0 | 0 | 0 | 0 | 0 | 0 | 0 | 0 | 0 | 0 | 0 | 0 | 0 | 0 | 0 | 0 | 0 | 0 | 0 | 0 | 0 | 0 | 0 | 0 | 0 | 0 | 0 | 0 | 0 | 0 | 0 | 0 | 0 | 0 | 0 | 0 | 0 | 0 | 0 | 0 | 0 | 0 | 0 | 0 | 0
410 | 184 | BC | 53.3674 | -120.3729 | BC_BLW_DSS | hydro_run | 0 | 0 | 1.2 | 66563 | 1 | 0.012 | 1 | 1 | 1 | 1 | 1 | 1 | 0 | 0 | 0 | 0 | 0 | 0 | 0 | 0 | 0 | 0 | 0 | 0 | 0 | 0 | 0 | 0 | 0 | 0 | 0 | 0 | 0 | 0 | 0 | 0 | 0 | 0 | 0 | 0 | 0 | 0 | 0 | 0 | 0 | 0 | 0 | 0 | 0 | 0 | 0 | 0 | 0 | 0 | 0 | 0 | 0 | 0 | 0 | 0
411 | 254 | BC | 55.2844 | -121.458 | BC_MKL_GSS | wind_ons | 0 | 0 | 184.6 | 160953 | 0 | 1.846 | 0 | 0 | 0 | 0 | 0 | 0 | 1.846 | 1.846 | 1.846 | 1.846 | 1.846 | 1.846 | 1.846 | 1.846 | 1.846 | 1.846 | 1.846 | 1.846 | 1.846 | 1.846 | 1.846 | 1.846 | 1.846 | 1.846 | 1.846 | 1.846 | 1.846 | 1.846 | 1.846 | 1.846 | 1.846 | 1.846 | 1.846 | 1.846 | 1.846 | 1.846 | 1.846 | 1.846 | 1.846 | 1.846 | 1.846 | 1.846 | 1.846 | 1.846 | 1.846 | 1.846 | 1.846 | 1.846 | 1.846 | 1.846 | 1.846 | 1.846 | 1.846 | 1.846
412 | 258 | BC | 55.2856 | -121.2986 | BC_MLW_GSS | wind_ons | 0 | 0 | 15 | 160953 | 0 | 0.15 | 0 | 0 | 0 | 0 | 0 | 0 | 0.15 | 0.15 | 0.15 | 0.15 | 0.15 | 0.15 | 0.15 | 0.15 | 0.15 | 0.15 | 0.15 | 0.15 | 0.15 | 0.15 | 0.15 | 0.15 | 0.15 | 0.15 | 0.15 | 0.15 | 0.15 | 0.15 | 0.15 | 0.15 | 0.15 | 0.15 | 0.15 | 0.15 | 0.15 | 0.15 | 0.15 | 0.15 | 0.15 | 0.15 | 0.15 | 0.15 | 0.15 | 0.15 | 0.15 | 0.15 | 0.15 | 0.15 | 0.15 | 0.15 | 0.15 | 0.15 | 0.15 | 0.15
413 | 209 | BC | 49.2342 | -125.3569 | BC_DMR_DSS | hydro_run | 0 | 0 | 4.6 | 66563 | 1 | 0.046 | 1 | 1 | 1 | 1 | 1 | 1 | 0 | 0 | 0 | 0 | 0 | 0 | 0 | 0 | 0 | 0 | 0 | 0 | 0 | 0 | 0 | 0 | 0 | 0 | 0 | 0 | 0 | 0 | 0 | 0 | 0 | 0 | 0 | 0 | 0 | 0 | 0 | 0 | 0 | 0 | 0 | 0 | 0 | 0 | 0 | 0 | 0 | 0 | 0 | 0 | 0 | 0 | 0 | 0
414 | 267 | BC | 50.6231 | -124.1873 | BC_MTC_GSS | hydro_run | 0 | 0 | 77.9 | 66563 | 1 | 0.779 | 1 | 1 | 1 | 1 | 1 | 1 | 0 | 0 | 0 | 0 | 0 | 0 | 0 | 0 | 0 | 0 | 0 | 0 | 0 | 0 | 0 | 0 | 0 | 0 | 0 | 0 | 0 | 0 | 0 | 0 | 0 | 0 | 0 | 0 | 0 | 0 | 0 | 0 | 0 | 0 | 0 | 0 | 0 | 0 | 0 | 0 | 0 | 0 | 0 | 0 | 0 | 0 | 0 | 0
415 | 314 | BC | 54.0147 | -124.0513 | BC_TAC_DSS | biomass | 0 | 13.5 | 1.8 | 183950 | 7.07 | 0.018 | 7.07 | 7.07 | 7.07 | 7.07 | 7.07 | 7.07 | 0 | 0 | 0 | 0 | 0 | 0 | 0 | 0 | 0 | 0 | 0 | 0 | 0 | 0 | 0 | 0 | 0 | 0 | 0 | 0 | 0 | 0 | 0 | 0 | 0 | 0 | 0 | 0 | 0 | 0 | 0 | 0 | 0 | 0 | 0 | 0 | 0 | 0 | 0 | 0 | 0 | 0 | 0 | 0 | 0 | 0 | 0 | 0
416 | 266 | BC | 49.8295 | -123.6642 | BC_MSA_DSS | hydro_run | 0 | 0 | 33 | 66563 | 1 | 0.33 | 1 | 1 | 1 | 1 | 1 | 1 | 0 | 0 | 0 | 0 | 0 | 0 | 0 | 0 | 0 | 0 | 0 | 0 | 0 | 0 | 0 | 0 | 0 | 0 | 0 | 0 | 0 | 0 | 0 | 0 | 0 | 0 | 0 | 0 | 0 | 0 | 0 | 0 | 0 | 0 | 0 | 0 | 0 | 0 | 0 | 0 | 0 | 0 | 0 | 0 | 0 | 0 | 0 | 0
417 | 298 | BC | 52.1613 | -122.1712 | BC_SCK_DSS | biomass | 0 | 13.5 | 66 | 183950 | 7.07 | 0.66 | 7.07 | 7.07 | 7.07 | 7.07 | 7.07 | 7.07 | 0 | 0 | 0 | 0 | 0 | 0 | 0 | 0 | 0 | 0 | 0 | 0 | 0 | 0 | 0 | 0 | 0 | 0 | 0 | 0 | 0 | 0 | 0 | 0 | 0 | 0 | 0 | 0 | 0 | 0 | 0 | 0 | 0 | 0 | 0 | 0 | 0 | 0 | 0 | 0 | 0 | 0 | 0 | 0 | 0 | 0 | 0 | 0
418 | 336 | BC | 53.9792 | -122.6936 | BC_WSN_DSS | biomass | 0 | 13.5 | 94.5 | 183950 | 7.07 | 0.945 | 7.07 | 7.07 | 7.07 | 7.07 | 7.07 | 7.07 | 0 | 0 | 0 | 0 | 0 | 0 | 0 | 0 | 0 | 0 | 0 | 0 | 0 | 0 | 0 | 0 | 0 | 0 | 0 | 0 | 0 | 0 | 0 | 0 | 0 | 0 | 0 | 0 | 0 | 0 | 0 | 0 | 0 | 0 | 0 | 0 | 0 | 0 | 0 | 0 | 0 | 0 | 0 | 0 | 0 | 0 | 0 | 0
419 | 323 | BC | 49.6228 | -122.4498 | BC_UHT_DSS | hydro_run | 0 | 0 | 17.5 | 66563 | 1 | 0.175 | 1 | 1 | 1 | 1 | 1 | 1 | 0 | 0 | 0 | 0 | 0 | 0 | 0 | 0 | 0 | 0 | 0 | 0 | 0 | 0 | 0 | 0 | 0 | 0 | 0 | 0 | 0 | 0 | 0 | 0 | 0 | 0 | 0 | 0 | 0 | 0 | 0 | 0 | 0 | 0 | 0 | 0 | 0 | 0 | 0 | 0 | 0 | 0 | 0 | 0 | 0 | 0 | 0 | 0
420 | 298 | BC | 52.1287 | -121.9288 | BC_SCK_DSS | biomass | 0 | 13.5 | 6 | 183950 | 7.07 | 0.06 | 7.07 | 7.07 | 7.07 | 7.07 | 7.07 | 7.07 | 0 | 0 | 0 | 0 | 0 | 0 | 0 | 0 | 0 | 0 | 0 | 0 | 0 | 0 | 0 | 0 | 0 | 0 | 0 | 0 | 0 | 0 | 0 | 0 | 0 | 0 | 0 | 0 | 0 | 0 | 0 | 0 | 0 | 0 | 0 | 0 | 0 | 0 | 0 | 0 | 0 | 0 | 0 | 0 | 0 | 0 | 0 | 0
421 | 209 | BC | 49.2474 | -124.8112 | BC_DMR_DSS | biomass | 0 | 13.5 | 17 | 183950 | 7.07 | 0.17 | 7.07 | 7.07 | 7.07 | 7.07 | 7.07 | 7.07 | 0 | 0 | 0 | 0 | 0 | 0 | 0 | 0 | 0 | 0 | 0 | 0 | 0 | 0 | 0 | 0 | 0 | 0 | 0 | 0 | 0 | 0 | 0 | 0 | 0 | 0 | 0 | 0 | 0 | 0 | 0 | 0 | 0 | 0 | 0 | 0 | 0 | 0 | 0 | 0 | 0 | 0 | 0 | 0 | 0 | 0 | 0 | 0
422 | 336 | BC | 53.8926 | -122.8149 | BC_WSN_DSS | biomass | 0 | 13.5 | 4.4 | 183950 | 7.07 | 0.044 | 7.07 | 7.07 | 7.07 | 7.07 | 7.07 | 7.07 | 0 | 0 | 0 | 0 | 0 | 0 | 0 | 0 | 0 | 0 | 0 | 0 | 0 | 0 | 0 | 0 | 0 | 0 | 0 | 0 | 0 | 0 | 0 | 0 | 0 | 0 | 0 | 0 | 0 | 0 | 0 | 0 | 0 | 0 | 0 | 0 | 0 | 0 | 0 | 0 | 0 | 0 | 0 | 0 | 0 | 0 | 0 | 0
423 | 275 | BC | 55.9826 | -121.995 | BC_PCN_GSS | hydro_monthly | 0 | 0 | 175 | 18305 | 2 | 1.75 | 2 | 2 | 2 | 2 | 2 | 2 | 0 | 0 | 0 | 0 | 0 | 0 | 0 | 0 | 0 | 0 | 0 | 0 | 0 | 0 | 0 | 0 | 0 | 0 | 0 | 0 | 0 | 0 | 0 | 0 | 0 | 0 | 0 | 0 | 0 | 0 | 0 | 0 | 0 | 0 | 0 | 0 | 0 | 0 | 0 | 0 | 0 | 0 | 0 | 0 | 0 | 0 | 0 | 0
424 | 275 | BC | 55.9826 | -121.995 | BC_PCN_GSS | hydro_monthly | 0 | 0 | 175 | 18305 | 2 | 1.75 | 2 | 2 | 2 | 2 | 2 | 2 | 0 | 0 | 0 | 0 | 0 | 0 | 0 | 0 | 0 | 0 | 0 | 0 | 0 | 0 | 0 | 0 | 0 | 0 | 0 | 0 | 0 | 0 | 0 | 0 | 0 | 0 | 0 | 0 | 0 | 0 | 0 | 0 | 0 | 0 | 0 | 0 | 0 | 0 | 0 | 0 | 0 | 0 | 0 | 0 | 0 | 0 | 0 | 0
425 | 275 | BC | 55.9826 | -121.995 | BC_PCN_GSS | hydro_monthly | 0 | 0 | 175 | 18305 | 2 | 1.75 | 2 | 2 | 2 | 2 | 2 | 2 | 0 | 0 | 0 | 0 | 0 | 0 | 0 | 0 | 0 | 0 | 0 | 0 | 0 | 0 | 0 | 0 | 0 | 0 | 0 | 0 | 0 | 0 | 0 | 0 | 0 | 0 | 0 | 0 | 0 | 0 | 0 | 0 | 0 | 0 | 0 | 0 | 0 | 0 | 0 | 0 | 0 | 0 | 0 | 0 | 0 | 0 | 0 | 0
426 | 275 | BC | 55.9826 | -121.995 | BC_PCN_GSS | hydro_monthly | 0 | 0 | 175 | 18305 | 2 | 1.75 | 2 | 2 | 2 | 2 | 2 | 2 | 0 | 0 | 0 | 0 | 0 | 0 | 0 | 0 | 0 | 0 | 0 | 0 | 0 | 0 | 0 | 0 | 0 | 0 | 0 | 0 | 0 | 0 | 0 | 0 | 0 | 0 | 0 | 0 | 0 | 0 | 0 | 0 | 0 | 0 | 0 | 0 | 0 | 0 | 0 | 0 | 0 | 0 | 0 | 0 | 0 | 0 | 0 | 0
427 | 336 | BC | 53.9225 | -122.6851 | BC_WSN_DSS | biomass | 0 | 13.5 | 59.9 | 183950 | 7.07 | 0.599 | 7.07 | 7.07 | 7.07 | 7.07 | 7.07 | 7.07 | 0 | 0 | 0 | 0 | 0 | 0 | 0 | 0 | 0 | 0 | 0 | 0 | 0 | 0 | 0 | 0 | 0 | 0 | 0 | 0 | 0 | 0 | 0 | 0 | 0 | 0 | 0 | 0 | 0 | 0 | 0 | 0 | 0 | 0 | 0 | 0 | 0 | 0 | 0 | 0 | 0 | 0 | 0 | 0 | 0 | 0 | 0 | 0
428 | 229 | BC | 50.5501 | -117.9484 | BC_ILL_DSS | hydro_run | 0 | 0 | 45 | 66563 | 1 | 0.45 | 1 | 1 | 1 | 1 | 1 | 1 | 0 | 0 | 0 | 0 | 0 | 0 | 0 | 0 | 0 | 0 | 0 | 0 | 0 | 0 | 0 | 0 | 0 | 0 | 0 | 0 | 0 | 0 | 0 | 0 | 0 | 0 | 0 | 0 | 0 | 0 | 0 | 0 | 0 | 0 | 0 | 0 | 0 | 0 | 0 | 0 | 0 | 0 | 0 | 0 | 0 | 0 | 0 | 0
429 | 296 | BC | 49.8731 | -124.5544 | BC_SAY_DSS | biomass | 0 | 13.5 | 10 | 183950 | 7.07 | 0.1 | 7.07 | 7.07 | 7.07 | 7.07 | 7.07 | 7.07 | 0 | 0 | 0 | 0 | 0 | 0 | 0 | 0 | 0 | 0 | 0 | 0 | 0 | 0 | 0 | 0 | 0 | 0 | 0 | 0 | 0 | 0 | 0 | 0 | 0 | 0 | 0 | 0 | 0 | 0 | 0 | 0 | 0 | 0 | 0 | 0 | 0 | 0 | 0 | 0 | 0 | 0 | 0 | 0 | 0 | 0 | 0 | 0
430 | 296 | BC | 49.8731 | -124.5544 | BC_SAY_DSS | biomass | 0 | 13.5 | 38 | 183950 | 7.07 | 0.38 | 7.07 | 7.07 | 7.07 | 7.07 | 7.07 | 7.07 | 0 | 0 | 0 | 0 | 0 | 0 | 0 | 0 | 0 | 0 | 0 | 0 | 0 | 0 | 0 | 0 | 0 | 0 | 0 | 0 | 0 | 0 | 0 | 0 | 0 | 0 | 0 | 0 | 0 | 0 | 0 | 0 | 0 | 0 | 0 | 0 | 0 | 0 | 0 | 0 | 0 | 0 | 0 | 0 | 0 | 0 | 0 | 0
431 | 272 | BC | 49.913 | -120.1125 | BC_NIC_TSS | wind_ons | 0 | 0 | 15 | 160953 | 0 | 0.15 | 0 | 0 | 0 | 0 | 0 | 0 | 0.15 | 0.15 | 0.15 | 0.15 | 0.15 | 0.15 | 0.15 | 0.15 | 0.15 | 0.15 | 0.15 | 0.15 | 0.15 | 0.15 | 0.15 | 0.15 | 0.15 | 0.15 | 0.15 | 0.15 | 0.15 | 0.15 | 0.15 | 0.15 | 0.15 | 0.15 | 0.15 | 0.15 | 0.15 | 0.15 | 0.15 | 0.15 | 0.15 | 0.15 | 0.15 | 0.15 | 0.15 | 0.15 | 0.15 | 0.15 | 0.15 | 0.15 | 0.15 | 0.15 | 0.15 | 0.15 | 0.15 | 0.15
432 | 336 | BC | 53.6789 | -120.9112 | BC_WSN_DSS | hydro_run | 0 | 0 | 3.6 | 66563 | 1 | 0.036 | 1 | 1 | 1 | 1 | 1 | 1 | 0 | 0 | 0 | 0 | 0 | 0 | 0 | 0 | 0 | 0 | 0 | 0 | 0 | 0 | 0 | 0 | 0 | 0 | 0 | 0 | 0 | 0 | 0 | 0 | 0 | 0 | 0 | 0 | 0 | 0 | 0 | 0 | 0 | 0 | 0 | 0 | 0 | 0 | 0 | 0 | 0 | 0 | 0 | 0 | 0 | 0 | 0 | 0
433 | 270 | BC | 49.665 | -125.0939 | BC_NCT_TSS | hydro_daily | 0 | 0 | 24 | 115196 | 5 | 0.24 | 5 | 5 | 5 | 5 | 5 | 5 | 0 | 0 | 0 | 0 | 0 | 0 | 0 | 0 | 0 | 0 | 0 | 0 | 0 | 0 | 0 | 0 | 0 | 0 | 0 | 0 | 0 | 0 | 0 | 0 | 0 | 0 | 0 | 0 | 0 | 0 | 0 | 0 | 0 | 0 | 0 | 0 | 0 | 0 | 0 | 0 | 0 | 0 | 0 | 0 | 0 | 0 | 0 | 0
434 | 296 | BC | 49.8723 | -124.5577 | BC_SAY_DSS | hydro_run | 0 | 0 | 46 | 66563 | 1 | 0.46 | 1 | 1 | 1 | 1 | 1 | 1 | 0 | 0 | 0 | 0 | 0 | 0 | 0 | 0 | 0 | 0 | 0 | 0 | 0 | 0 | 0 | 0 | 0 | 0 | 0 | 0 | 0 | 0 | 0 | 0 | 0 | 0 | 0 | 0 | 0 | 0 | 0 | 0 | 0 | 0 | 0 | 0 | 0 | 0 | 0 | 0 | 0 | 0 | 0 | 0 | 0 | 0 | 0 | 0
435 | 282 | BC | 55.1843 | -120.8547 | BC_QTY_GSS | wind_ons | 0 | 0 | 142.2 | 160953 | 0 | 1.422 | 0 | 0 | 0 | 0 | 0 | 0 | 1.422 | 1.422 | 1.422 | 1.422 | 1.422 | 1.422 | 1.422 | 1.422 | 1.422 | 1.422 | 1.422 | 1.422 | 1.422 | 1.422 | 1.422 | 1.422 | 1.422 | 1.422 | 1.422 | 1.422 | 1.422 | 1.422 | 1.422 | 1.422 | 1.422 | 1.422 | 1.422 | 1.422 | 1.422 | 1.422 | 1.422 | 1.422 | 1.422 | 1.422 | 1.422 | 1.422 | 1.422 | 1.422 | 1.422 | 1.422 | 1.422 | 1.422 | 1.422 | 1.422 | 1.422 | 1.422 | 1.422 | 1.422
436 | 287 | BC | 51.0486 | -118.1939 | BC_REV_GSS | hydro_monthly | 0 | 0 | 500 | 18305 | 2 | 5 | 2 | 2 | 2 | 2 | 2 | 2 | 0 | 0 | 0 | 0 | 0 | 0 | 0 | 0 | 0 | 0 | 0 | 0 | 0 | 0 | 0 | 0 | 0 | 0 | 0 | 0 | 0 | 0 | 0 | 0 | 0 | 0 | 0 | 0 | 0 | 0 | 0 | 0 | 0 | 0 | 0 | 0 | 0 | 0 | 0 | 0 | 0 | 0 | 0 | 0 | 0 | 0 | 0 | 0
437 | 287 | BC | 51.0486 | -118.1939 | BC_REV_GSS | hydro_monthly | 0 | 0 | 500 | 18305 | 2 | 5 | 2 | 2 | 2 | 2 | 2 | 2 | 0 | 0 | 0 | 0 | 0 | 0 | 0 | 0 | 0 | 0 | 0 | 0 | 0 | 0 | 0 | 0 | 0 | 0 | 0 | 0 | 0 | 0 | 0 | 0 | 0 | 0 | 0 | 0 | 0 | 0 | 0 | 0 | 0 | 0 | 0 | 0 | 0 | 0 | 0 | 0 | 0 | 0 | 0 | 0 | 0 | 0 | 0 | 0
438 | 287 | BC | 51.0486 | -118.1939 | BC_REV_GSS | hydro_monthly | 0 | 0 | 500 | 18305 | 2 | 5 | 2 | 2 | 2 | 2 | 2 | 2 | 0 | 0 | 0 | 0 | 0 | 0 | 0 | 0 | 0 | 0 | 0 | 0 | 0 | 0 | 0 | 0 | 0 | 0 | 0 | 0 | 0 | 0 | 0 | 0 | 0 | 0 | 0 | 0 | 0 | 0 | 0 | 0 | 0 | 0 | 0 | 0 | 0 | 0 | 0 | 0 | 0 | 0 | 0 | 0 | 0 | 0 | 0 | 0
439 | 287 | BC | 51.0486 | -118.1939 | BC_REV_GSS | hydro_monthly | 0 | 0 | 500 | 18305 | 2 | 5 | 2 | 2 | 2 | 2 | 2 | 2 | 0 | 0 | 0 | 0 | 0 | 0 | 0 | 0 | 0 | 0 | 0 | 0 | 0 | 0 | 0 | 0 | 0 | 0 | 0 | 0 | 0 | 0 | 0 | 0 | 0 | 0 | 0 | 0 | 0 | 0 | 0 | 0 | 0 | 0 | 0 | 0 | 0 | 0 | 0 | 0 | 0 | 0 | 0 | 0 | 0 | 0 | 0 | 0
440 | 287 | BC | 51.0486 | -118.1939 | BC_REV_GSS | hydro_monthly | 0 | 0 | 500 | 18305 | 2 | 5 | 2 | 2 | 2 | 2 | 2 | 2 | 0 | 0 | 0 | 0 | 0 | 0 | 0 | 0 | 0 | 0 | 0 | 0 | 0 | 0 | 0 | 0 | 0 | 0 | 0 | 0 | 0 | 0 | 0 | 0 | 0 | 0 | 0 | 0 | 0 | 0 | 0 | 0 | 0 | 0 | 0 | 0 | 0 | 0 | 0 | 0 | 0 | 0 | 0 | 0 | 0 | 0 | 0 | 0
441 | 217 | BC | 50.3884 | -127.2335 | BC_GLD_DSS | hydro_daily | 0 | 0 | 4 | 115196 | 5 | 0.04 | 5 | 5 | 5 | 5 | 5 | 5 | 0 | 0 | 0 | 0 | 0 | 0 | 0 | 0 | 0 | 0 | 0 | 0 | 0 | 0 | 0 | 0 | 0 | 0 | 0 | 0 | 0 | 0 | 0 | 0 | 0 | 0 | 0 | 0 | 0 | 0 | 0 | 0 | 0 | 0 | 0 | 0 | 0 | 0 | 0 | 0 | 0 | 0 | 0 | 0 | 0 | 0 | 0 | 0
442 | 217 | BC | 50.3884 | -127.2335 | BC_GLD_DSS | hydro_daily | 0 | 0 | 4 | 115196 | 5 | 0.04 | 5 | 5 | 5 | 5 | 5 | 5 | 0 | 0 | 0 | 0 | 0 | 0 | 0 | 0 | 0 | 0 | 0 | 0 | 0 | 0 | 0 | 0 | 0 | 0 | 0 | 0 | 0 | 0 | 0 | 0 | 0 | 0 | 0 | 0 | 0 | 0 | 0 | 0 | 0 | 0 | 0 | 0 | 0 | 0 | 0 | 0 | 0 | 0 | 0 | 0 | 0 | 0 | 0 | 0
445 | 256 | BC | 49.195 | -122.4083 | BC_MLE_DSS | hydro_daily | 0 | 0 | 38.33 | 115196 | 5 | 0.3833 | 5 | 5 | 5 | 5 | 5 | 5 | 0 | 0 | 0 | 0 | 0 | 0 | 0 | 0 | 0 | 0 | 0 | 0 | 0 | 0 | 0 | 0 | 0 | 0 | 0 | 0 | 0 | 0 | 0 | 0 | 0 | 0 | 0 | 0 | 0 | 0 | 0 | 0 | 0 | 0 | 0 | 0 | 0 | 0 | 0 | 0 | 0 | 0 | 0 | 0 | 0 | 0 | 0 | 0
446 | 256 | BC | 49.195 | -122.4083 | BC_MLE_DSS | hydro_daily | 0 | 0 | 38.33 | 115196 | 5 | 0.3833 | 5 | 5 | 5 | 5 | 5 | 5 | 0 | 0 | 0 | 0 | 0 | 0 | 0 | 0 | 0 | 0 | 0 | 0 | 0 | 0 | 0 | 0 | 0 | 0 | 0 | 0 | 0 | 0 | 0 | 0 | 0 | 0 | 0 | 0 | 0 | 0 | 0 | 0 | 0 | 0 | 0 | 0 | 0 | 0 | 0 | 0 | 0 | 0 | 0 | 0 | 0 | 0 | 0 | 0
447 | 256 | BC | 49.195 | -122.4083 | BC_MLE_DSS | hydro_daily | 0 | 0 | 38.33 | 115196 | 5 | 0.3833 | 5 | 5 | 5 | 5 | 5 | 5 | 0 | 0 | 0 | 0 | 0 | 0 | 0 | 0 | 0 | 0 | 0 | 0 | 0 | 0 | 0 | 0 | 0 | 0 | 0 | 0 | 0 | 0 | 0 | 0 | 0 | 0 | 0 | 0 | 0 | 0 | 0 | 0 | 0 | 0 | 0 | 0 | 0 | 0 | 0 | 0 | 0 | 0 | 0 | 0 | 0 | 0 | 0 | 0
448 | 291 | BC | 50.2727 | -122.867 | BC_RUT_GSS | hydro_run | 0 | 0 | 50 | 66563 | 1 | 0.5 | 1 | 1 | 1 | 1 | 1 | 1 | 0 | 0 | 0 | 0 | 0 | 0 | 0 | 0 | 0 | 0 | 0 | 0 | 0 | 0 | 0 | 0 | 0 | 0 | 0 | 0 | 0 | 0 | 0 | 0 | 0 | 0 | 0 | 0 | 0 | 0 | 0 | 0 | 0 | 0 | 0 | 0 | 0 | 0 | 0 | 0 | 0 | 0 | 0 | 0 | 0 | 0 | 0 | 0
449 | 229 | BC | 50.9866 | -118.1976 | BC_ILL_DSS | biomass | 0 | 13.5 | 1.5 | 183950 | 7.07 | 0.015 | 7.07 | 7.07 | 7.07 | 7.07 | 7.07 | 7.07 | 0 | 0 | 0 | 0 | 0 | 0 | 0 | 0 | 0 | 0 | 0 | 0 | 0 | 0 | 0 | 0 | 0 | 0 | 0 | 0 | 0 | 0 | 0 | 0 | 0 | 0 | 0 | 0 | 0 | 0 | 0 | 0 | 0 | 0 | 0 | 0 | 0 | 0 | 0 | 0 | 0 | 0 | 0 | 0 | 0 | 0 | 0 | 0
450 | 217 | BC | 49.9981 | -125.5856 | BC_GLD_DSS | hydro_daily | 0 | 0 | 32.5 | 115196 | 5 | 0.325 | 5 | 5 | 5 | 5 | 5 | 5 | 0 | 0 | 0 | 0 | 0 | 0 | 0 | 0 | 0 | 0 | 0 | 0 | 0 | 0 | 0 | 0 | 0 | 0 | 0 | 0 | 0 | 0 | 0 | 0 | 0 | 0 | 0 | 0 | 0 | 0 | 0 | 0 | 0 | 0 | 0 | 0 | 0 | 0 | 0 | 0 | 0 | 0 | 0 | 0 | 0 | 0 | 0 | 0
451 | 217 | BC | 49.9981 | -125.5856 | BC_GLD_DSS | hydro_daily | 0 | 0 | 32.5 | 115196 | 5 | 0.325 | 5 | 5 | 5 | 5 | 5 | 5 | 0 | 0 | 0 | 0 | 0 | 0 | 0 | 0 | 0 | 0 | 0 | 0 | 0 | 0 | 0 | 0 | 0 | 0 | 0 | 0 | 0 | 0 | 0 | 0 | 0 | 0 | 0 | 0 | 0 | 0 | 0 | 0 | 0 | 0 | 0 | 0 | 0 | 0 | 0 | 0 | 0 | 0 | 0 | 0 | 0 | 0 | 0 | 0
452 | 229 | BC | 50.7716 | -118.1041 | BC_ILL_DSS | hydro_run | 0 | 0 | 8.5 | 66563 | 1 | 0.085 | 1 | 1 | 1 | 1 | 1 | 1 | 0 | 0 | 0 | 0 | 0 | 0 | 0 | 0 | 0 | 0 | 0 | 0 | 0 | 0 | 0 | 0 | 0 | 0 | 0 | 0 | 0 | 0 | 0 | 0 | 0 | 0 | 0 | 0 | 0 | 0 | 0 | 0 | 0 | 0 | 0 | 0 | 0 | 0 | 0 | 0 | 0 | 0 | 0 | 0 | 0 | 0 | 0 | 0
453 | 225 | BC | 49.6775 | -123.5481 | BC_HSP_ISS | hydro_run | 0 | 0 | 16.6 | 66563 | 1 | 0.166 | 1 | 1 | 1 | 1 | 1 | 1 | 0 | 0 | 0 | 0 | 0 | 0 | 0 | 0 | 0 | 0 | 0 | 0 | 0 | 0 | 0 | 0 | 0 | 0 | 0 | 0 | 0 | 0 | 0 | 0 | 0 | 0 | 0 | 0 | 0 | 0 | 0 | 0 | 0 | 0 | 0 | 0 | 0 | 0 | 0 | 0 | 0 | 0 | 0 | 0 | 0 | 0 | 0 | 0
454 | 231 | BC | 50.9034 | -116.4089 | BC_INV_DSS | hydro_run | 0 | 0 | 5 | 66563 | 1 | 0.05 | 1 | 1 | 1 | 1 | 1 | 1 | 0 | 0 | 0 | 0 | 0 | 0 | 0 | 0 | 0 | 0 | 0 | 0 | 0 | 0 | 0 | 0 | 0 | 0 | 0 | 0 | 0 | 0 | 0 | 0 | 0 | 0 | 0 | 0 | 0 | 0 | 0 | 0 | 0 | 0 | 0 | 0 | 0 | 0 | 0 | 0 | 0 | 0 | 0 | 0 | 0 | 0 | 0 | 0
455 | 271 | BC | 49.2013 | -122.9366 | BC_NEL_DSS | biomass | 0 | 13.5 | 14 | 183950 | 7.07 | 0.14 | 7.07 | 7.07 | 7.07 | 7.07 | 7.07 | 7.07 | 0 | 0 | 0 | 0 | 0 | 0 | 0 | 0 | 0 | 0 | 0 | 0 | 0 | 0 | 0 | 0 | 0 | 0 | 0 | 0 | 0 | 0 | 0 | 0 | 0 | 0 | 0 | 0 | 0 | 0 | 0 | 0 | 0 | 0 | 0 | 0 | 0 | 0 | 0 | 0 | 0 | 0 | 0 | 0 | 0 | 0 | 0 | 0
456 | 271 | BC | 49.1864 | -122.9777 | BC_NEL_DSS | biomass | 0 | 13.5 | 24.8 | 183950 | 7.07 | 0.248 | 7.07 | 7.07 | 7.07 | 7.07 | 7.07 | 7.07 | 0 | 0 | 0 | 0 | 0 | 0 | 0 | 0 | 0 | 0 | 0 | 0 | 0 | 0 | 0 | 0 | 0 | 0 | 0 | 0 | 0 | 0 | 0 | 0 | 0 | 0 | 0 | 0 | 0 | 0 | 0 | 0 | 0 | 0 | 0 | 0 | 0 | 0 | 0 | 0 | 0 | 0 | 0 | 0 | 0 | 0 | 0 | 0
457 | 300 | BC | 49.0302 | -117.5041 | BC_SEV_GSS | hydro_daily | 0 | 0 | 201.25 | 115196 | 5 | 2.0125 | 5 | 5 | 5 | 5 | 5 | 5 | 0 | 0 | 0 | 0 | 0 | 0 | 0 | 0 | 0 | 0 | 0 | 0 | 0 | 0 | 0 | 0 | 0 | 0 | 0 | 0 | 0 | 0 | 0 | 0 | 0 | 0 | 0 | 0 | 0 | 0 | 0 | 0 | 0 | 0 | 0 | 0 | 0 | 0 | 0 | 0 | 0 | 0 | 0 | 0 | 0 | 0 | 0 | 0
458 | 300 | BC | 49.0302 | -117.5041 | BC_SEV_GSS | hydro_daily | 0 | 0 | 201.25 | 115196 | 5 | 2.0125 | 5 | 5 | 5 | 5 | 5 | 5 | 0 | 0 | 0 | 0 | 0 | 0 | 0 | 0 | 0 | 0 | 0 | 0 | 0 | 0 | 0 | 0 | 0 | 0 | 0 | 0 | 0 | 0 | 0 | 0 | 0 | 0 | 0 | 0 | 0 | 0 | 0 | 0 | 0 | 0 | 0 | 0 | 0 | 0 | 0 | 0 | 0 | 0 | 0 | 0 | 0 | 0 | 0 | 0
459 | 300 | BC | 49.0302 | -117.5041 | BC_SEV_GSS | hydro_daily | 0 | 0 | 201.25 | 115196 | 5 | 2.0125 | 5 | 5 | 5 | 5 | 5 | 5 | 0 | 0 | 0 | 0 | 0 | 0 | 0 | 0 | 0 | 0 | 0 | 0 | 0 | 0 | 0 | 0 | 0 | 0 | 0 | 0 | 0 | 0 | 0 | 0 | 0 | 0 | 0 | 0 | 0 | 0 | 0 | 0 | 0 | 0 | 0 | 0 | 0 | 0 | 0 | 0 | 0 | 0 | 0 | 0 | 0 | 0 | 0 | 0
460 | 300 | BC | 49.0302 | -117.5041 | BC_SEV_GSS | hydro_daily | 0 | 0 | 201.25 | 115196 | 5 | 2.0125 | 5 | 5 | 5 | 5 | 5 | 5 | 0 | 0 | 0 | 0 | 0 | 0 | 0 | 0 | 0 | 0 | 0 | 0 | 0 | 0 | 0 | 0 | 0 | 0 | 0 | 0 | 0 | 0 | 0 | 0 | 0 | 0 | 0 | 0 | 0 | 0 | 0 | 0 | 0 | 0 | 0 | 0 | 0 | 0 | 0 | 0 | 0 | 0 | 0 | 0 | 0 | 0 | 0 | 0
461 | 256 | BC | 49.2288 | -122.3561 | BC_MLE_DSS | hydro_daily | 0 | 0 | 45.5 | 115196 | 5 | 0.455 | 5 | 5 | 5 | 5 | 5 | 5 | 0 | 0 | 0 | 0 | 0 | 0 | 0 | 0 | 0 | 0 | 0 | 0 | 0 | 0 | 0 | 0 | 0 | 0 | 0 | 0 | 0 | 0 | 0 | 0 | 0 | 0 | 0 | 0 | 0 | 0 | 0 | 0 | 0 | 0 | 0 | 0 | 0 | 0 | 0 | 0 | 0 | 0 | 0 | 0 | 0 | 0 | 0 | 0
462 | 256 | BC | 49.2288 | -122.3561 | BC_MLE_DSS | hydro_daily | 0 | 0 | 45.5 | 115196 | 5 | 0.455 | 5 | 5 | 5 | 5 | 5 | 5 | 0 | 0 | 0 | 0 | 0 | 0 | 0 | 0 | 0 | 0 | 0 | 0 | 0 | 0 | 0 | 0 | 0 | 0 | 0 | 0 | 0 | 0 | 0 | 0 | 0 | 0 | 0 | 0 | 0 | 0 | 0 | 0 | 0 | 0 | 0 | 0 | 0 | 0 | 0 | 0 | 0 | 0 | 0 | 0 | 0 | 0 | 0 | 0
463 | 288 | BC | 49.65 | -120.0878 | BC_RGA_TSS | wind_ons | 0 | 0 | 15 | 160953 | 0 | 0.15 | 0 | 0 | 0 | 0 | 0 | 0 | 0.15 | 0.15 | 0.15 | 0.15 | 0.15 | 0.15 | 0.15 | 0.15 | 0.15 | 0.15 | 0.15 | 0.15 | 0.15 | 0.15 | 0.15 | 0.15 | 0.15 | 0.15 | 0.15 | 0.15 | 0.15 | 0.15 | 0.15 | 0.15 | 0.15 | 0.15 | 0.15 | 0.15 | 0.15 | 0.15 | 0.15 | 0.15 | 0.15 | 0.15 | 0.15 | 0.15 | 0.15 | 0.15 | 0.15 | 0.15 | 0.15 | 0.15 | 0.15 | 0.15 | 0.15 | 0.15 | 0.15 | 0.15
464 | 173 | BC | 50.296 | -118.8133 | BC_ACK_DSS | hydro_daily | 0 | 0 | 5.8 | 115196 | 5 | 0.058 | 5 | 5 | 5 | 5 | 5 | 5 | 0 | 0 | 0 | 0 | 0 | 0 | 0 | 0 | 0 | 0 | 0 | 0 | 0 | 0 | 0 | 0 | 0 | 0 | 0 | 0 | 0 | 0 | 0 | 0 | 0 | 0 | 0 | 0 | 0 | 0 | 0 | 0 | 0 | 0 | 0 | 0 | 0 | 0 | 0 | 0 | 0 | 0 | 0 | 0 | 0 | 0 | 0 | 0
465 | 323 | BC | 49.7111 | -122.0343 | BC_UHT_DSS | hydro_run | 0 | 0 | 22.04 | 66563 | 1 | 0.2204 | 1 | 1 | 1 | 1 | 1 | 1 | 0 | 0 | 0 | 0 | 0 | 0 | 0 | 0 | 0 | 0 | 0 | 0 | 0 | 0 | 0 | 0 | 0 | 0 | 0 | 0 | 0 | 0 | 0 | 0 | 0 | 0 | 0 | 0 | 0 | 0 | 0 | 0 | 0 | 0 | 0 | 0 | 0 | 0 | 0 | 0 | 0 | 0 | 0 | 0 | 0 | 0 | 0 | 0
466 | 200 | BC | 49.7205 | -122.9956 | BC_CKY_DSS | hydro_run | 0 | 0 | 25 | 66563 | 1 | 0.25 | 1 | 1 | 1 | 1 | 1 | 1 | 0 | 0 | 0 | 0 | 0 | 0 | 0 | 0 | 0 | 0 | 0 | 0 | 0 | 0 | 0 | 0 | 0 | 0 | 0 | 0 | 0 | 0 | 0 | 0 | 0 | 0 | 0 | 0 | 0 | 0 | 0 | 0 | 0 | 0 | 0 | 0 | 0 | 0 | 0 | 0 | 0 | 0 | 0 | 0 | 0 | 0 | 0 | 0
467 | 289 | BC | 49.3325 | -121.8804 | BC_ROS_DSS | hydro_run | 0 | 0 | 5.5 | 66563 | 1 | 0.055 | 1 | 1 | 1 | 1 | 1 | 1 | 0 | 0 | 0 | 0 | 0 | 0 | 0 | 0 | 0 | 0 | 0 | 0 | 0 | 0 | 0 | 0 | 0 | 0 | 0 | 0 | 0 | 0 | 0 | 0 | 0 | 0 | 0 | 0 | 0 | 0 | 0 | 0 | 0 | 0 | 0 | 0 | 0 | 0 | 0 | 0 | 0 | 0 | 0 | 0 | 0 | 0 | 0 | 0
468 | 234 | BC | 49.4555 | -117.5197 | BC_KCL_GSS | hydro_daily | 0 | 0 | 19 | 115196 | 5 | 0.19 | 5 | 5 | 5 | 5 | 5 | 5 | 0 | 0 | 0 | 0 | 0 | 0 | 0 | 0 | 0 | 0 | 0 | 0 | 0 | 0 | 0 | 0 | 0 | 0 | 0 | 0 | 0 | 0 | 0 | 0 | 0 | 0 | 0 | 0 | 0 | 0 | 0 | 0 | 0 | 0 | 0 | 0 | 0 | 0 | 0 | 0 | 0 | 0 | 0 | 0 | 0 | 0 | 0 | 0
469 | 234 | BC | 49.4555 | -117.5197 | BC_KCL_GSS | hydro_daily | 0 | 0 | 19 | 115196 | 5 | 0.19 | 5 | 5 | 5 | 5 | 5 | 5 | 0 | 0 | 0 | 0 | 0 | 0 | 0 | 0 | 0 | 0 | 0 | 0 | 0 | 0 | 0 | 0 | 0 | 0 | 0 | 0 | 0 | 0 | 0 | 0 | 0 | 0 | 0 | 0 | 0 | 0 | 0 | 0 | 0 | 0 | 0 | 0 | 0 | 0 | 0 | 0 | 0 | 0 | 0 | 0 | 0 | 0 | 0 | 0
470 | 234 | BC | 49.4555 | -117.5197 | BC_KCL_GSS | hydro_daily | 0 | 0 | 19 | 115196 | 5 | 0.19 | 5 | 5 | 5 | 5 | 5 | 5 | 0 | 0 | 0 | 0 | 0 | 0 | 0 | 0 | 0 | 0 | 0 | 0 | 0 | 0 | 0 | 0 | 0 | 0 | 0 | 0 | 0 | 0 | 0 | 0 | 0 | 0 | 0 | 0 | 0 | 0 | 0 | 0 | 0 | 0 | 0 | 0 | 0 | 0 | 0 | 0 | 0 | 0 | 0 | 0 | 0 | 0 | 0 | 0
471 | 197 | BC | 49.669 | -115.9476 | BC_CBK_DSS | solar_PV | 0 | 0 | 1.1 | 22308 | 0 | 0.011 | 0 | 0 | 0 | 0 | 0 | 0 | 0.011 | 0.011 | 0.011 | 0.011 | 0.011 | 0.011 | 0.011 | 0.011 | 0.011 | 0.011 | 0.011 | 0.011 | 0.011 | 0.011 | 0.011 | 0.011 | 0.011 | 0.011 | 0.011 | 0.011 | 0.011 | 0.011 | 0.011 | 0.011 | 0.011 | 0.011 | 0.011 | 0.011 | 0.011 | 0.011 | 0.011 | 0.011 | 0.011 | 0.011 | 0.011 | 0.011 | 0.011 | 0.011 | 0.011 | 0.011 | 0.011 | 0.011 | 0.011 | 0.011 | 0.011 | 0.011 | 0.011 | 0.011
472 | 189 | BC | 50.6727 | -121.9241 | BC_BR1_GSS | hydro_daily | 0 | 0 | 48 | 115196 | 5 | 0.48 | 5 | 5 | 5 | 5 | 5 | 5 | 0 | 0 | 0 | 0 | 0 | 0 | 0 | 0 | 0 | 0 | 0 | 0 | 0 | 0 | 0 | 0 | 0 | 0 | 0 | 0 | 0 | 0 | 0 | 0 | 0 | 0 | 0 | 0 | 0 | 0 | 0 | 0 | 0 | 0 | 0 | 0 | 0 | 0 | 0 | 0 | 0 | 0 | 0 | 0 | 0 | 0 | 0 | 0
473 | 318 | BC | 50.2232 | -122.896 | BC_TIS_DSS | hydro_run | 0 | 0 | 13.1 | 66563 | 1 | 0.131 | 1 | 1 | 1 | 1 | 1 | 1 | 0 | 0 | 0 | 0 | 0 | 0 | 0 | 0 | 0 | 0 | 0 | 0 | 0 | 0 | 0 | 0 | 0 | 0 | 0 | 0 | 0 | 0 | 0 | 0 | 0 | 0 | 0 | 0 | 0 | 0 | 0 | 0 | 0 | 0 | 0 | 0 | 0 | 0 | 0 | 0 | 0 | 0 | 0 | 0 | 0 | 0 | 0 | 0
474 | 209 | BC | 49.2876 | -125.3092 | BC_DMR_DSS | hydro_run | 0 | 0 | 4.9 | 66563 | 1 | 0.049 | 1 | 1 | 1 | 1 | 1 | 1 | 0 | 0 | 0 | 0 | 0 | 0 | 0 | 0 | 0 | 0 | 0 | 0 | 0 | 0 | 0 | 0 | 0 | 0 | 0 | 0 | 0 | 0 | 0 | 0 | 0 | 0 | 0 | 0 | 0 | 0 | 0 | 0 | 0 | 0 | 0 | 0 | 0 | 0 | 0 | 0 | 0 | 0 | 0 | 0 | 0 | 0 | 0 | 0
475 | 297 | BC | 56.1966 | -120.914 | BC_SBK_DSS | hydro_monthly | 0 | 0 | 188.67 | 18305 | 2 | 1.8867 | 2 | 2 | 2 | 2 | 2 | 2 | 0 | 0 | 0 | 0 | 0 | 0 | 0 | 0 | 0 | 0 | 0 | 0 | 0 | 0 | 0 | 0 | 0 | 0 | 0 | 0 | 0 | 0 | 0 | 0 | 0 | 0 | 0 | 0 | 0 | 0 | 0 | 0 | 0 | 0 | 0 | 0 | 0 | 0 | 0 | 0 | 0 | 0 | 0 | 0 | 0 | 0 | 0 | 0
476 | 297 | BC | 56.1966 | -120.914 | BC_SBK_DSS | hydro_monthly | 0 | 0 | 188.67 | 18305 | 2 | 1.8867 | 2 | 2 | 2 | 2 | 2 | 2 | 0 | 0 | 0 | 0 | 0 | 0 | 0 | 0 | 0 | 0 | 0 | 0 | 0 | 0 | 0 | 0 | 0 | 0 | 0 | 0 | 0 | 0 | 0 | 0 | 0 | 0 | 0 | 0 | 0 | 0 | 0 | 0 | 0 | 0 | 0 | 0 | 0 | 0 | 0 | 0 | 0 | 0 | 0 | 0 | 0 | 0 | 0 | 0
477 | 297 | BC | 56.1966 | -120.914 | BC_SBK_DSS | hydro_monthly | 0 | 0 | 188.67 | 18305 | 2 | 1.8867 | 2 | 2 | 2 | 2 | 2 | 2 | 0 | 0 | 0 | 0 | 0 | 0 | 0 | 0 | 0 | 0 | 0 | 0 | 0 | 0 | 0 | 0 | 0 | 0 | 0 | 0 | 0 | 0 | 0 | 0 | 0 | 0 | 0 | 0 | 0 | 0 | 0 | 0 | 0 | 0 | 0 | 0 | 0 | 0 | 0 | 0 | 0 | 0 | 0 | 0 | 0 | 0 | 0 | 0
478 | 297 | BC | 56.1966 | -120.914 | BC_SBK_DSS | hydro_monthly | 0 | 0 | 188.67 | 18305 | 2 | 1.8867 | 2 | 2 | 2 | 2 | 2 | 2 | 0 | 0 | 0 | 0 | 0 | 0 | 0 | 0 | 0 | 0 | 0 | 0 | 0 | 0 | 0 | 0 | 0 | 0 | 0 | 0 | 0 | 0 | 0 | 0 | 0 | 0 | 0 | 0 | 0 | 0 | 0 | 0 | 0 | 0 | 0 | 0 | 0 | 0 | 0 | 0 | 0 | 0 | 0 | 0 | 0 | 0 | 0 | 0
479 | 297 | BC | 56.1966 | -120.914 | BC_SBK_DSS | hydro_monthly | 0 | 0 | 188.67 | 18305 | 2 | 1.8867 | 2 | 2 | 2 | 2 | 2 | 2 | 0 | 0 | 0 | 0 | 0 | 0 | 0 | 0 | 0 | 0 | 0 | 0 | 0 | 0 | 0 | 0 | 0 | 0 | 0 | 0 | 0 | 0 | 0 | 0 | 0 | 0 | 0 | 0 | 0 | 0 | 0 | 0 | 0 | 0 | 0 | 0 | 0 | 0 | 0 | 0 | 0 | 0 | 0 | 0 | 0 | 0 | 0 | 0
480 | 297 | BC | 56.1966 | -120.914 | BC_SBK_DSS | hydro_monthly | 0 | 0 | 188.67 | 18305 | 2 | 1.8867 | 2 | 2 | 2 | 2 | 2 | 2 | 0 | 0 | 0 | 0 | 0 | 0 | 0 | 0 | 0 | 0 | 0 | 0 | 0 | 0 | 0 | 0 | 0 | 0 | 0 | 0 | 0 | 0 | 0 | 0 | 0 | 0 | 0 | 0 | 0 | 0 | 0 | 0 | 0 | 0 | 0 | 0 | 0 | 0 | 0 | 0 | 0 | 0 | 0 | 0 | 0 | 0 | 0 | 0
481 | 304 | BC | 55.5551 | -121.5467 | BC_SNK_DSS | wind_ons | 0 | 0 | 15 | 160953 | 0 | 0.15 | 0 | 0 | 0 | 0 | 0 | 0 | 0.15 | 0.15 | 0.15 | 0.15 | 0.15 | 0.15 | 0.15 | 0.15 | 0.15 | 0.15 | 0.15 | 0.15 | 0.15 | 0.15 | 0.15 | 0.15 | 0.15 | 0.15 | 0.15 | 0.15 | 0.15 | 0.15 | 0.15 | 0.15 | 0.15 | 0.15 | 0.15 | 0.15 | 0.15 | 0.15 | 0.15 | 0.15 | 0.15 | 0.15 | 0.15 | 0.15 | 0.15 | 0.15 | 0.15 | 0.15 | 0.15 | 0.15 | 0.15 | 0.15 | 0.15 | 0.15 | 0.15 | 0.15
482 | 310 | BC | 50.7488 | -120.8551 | BC_SVA_DSS | biomass | 0 | 13.5 | 6 | 183950 | 7.07 | 0.06 | 7.07 | 7.07 | 7.07 | 7.07 | 7.07 | 7.07 | 0 | 0 | 0 | 0 | 0 | 0 | 0 | 0 | 0 | 0 | 0 | 0 | 0 | 0 | 0 | 0 | 0 | 0 | 0 | 0 | 0 | 0 | 0 | 0 | 0 | 0 | 0 | 0 | 0 | 0 | 0 | 0 | 0 | 0 | 0 | 0 | 0 | 0 | 0 | 0 | 0 | 0 | 0 | 0 | 0 | 0 | 0 | 0
483 | 327 | BC | 50.3939 | -119.2272 | BC_VNT_TSS | biomass | 0 | 13.5 | 20.4 | 183950 | 7.07 | 0.204 | 7.07 | 7.07 | 7.07 | 7.07 | 7.07 | 7.07 | 0 | 0 | 0 | 0 | 0 | 0 | 0 | 0 | 0 | 0 | 0 | 0 | 0 | 0 | 0 | 0 | 0 | 0 | 0 | 0 | 0 | 0 | 0 | 0 | 0 | 0 | 0 | 0 | 0 | 0 | 0 | 0 | 0 | 0 | 0 | 0 | 0 | 0 | 0 | 0 | 0 | 0 | 0 | 0 | 0 | 0 | 0 | 0
484 | 206 | BC | 49.9014 | -119.4994 | BC_DGB_TSS | biomass | 0 | 13.5 | 14.9 | 183950 | 7.07 | 0.149 | 7.07 | 7.07 | 7.07 | 7.07 | 7.07 | 7.07 | 0 | 0 | 0 | 0 | 0 | 0 | 0 | 0 | 0 | 0 | 0 | 0 | 0 | 0 | 0 | 0 | 0 | 0 | 0 | 0 | 0 | 0 | 0 | 0 | 0 | 0 | 0 | 0 | 0 | 0 | 0 | 0 | 0 | 0 | 0 | 0 | 0 | 0 | 0 | 0 | 0 | 0 | 0 | 0 | 0 | 0 | 0 | 0
485 | 323 | BC | 49.7409 | -122.1622 | BC_UHT_DSS | hydro_run | 0 | 0 | 19.36 | 66563 | 1 | 0.1936 | 1 | 1 | 1 | 1 | 1 | 1 | 0 | 0 | 0 | 0 | 0 | 0 | 0 | 0 | 0 | 0 | 0 | 0 | 0 | 0 | 0 | 0 | 0 | 0 | 0 | 0 | 0 | 0 | 0 | 0 | 0 | 0 | 0 | 0 | 0 | 0 | 0 | 0 | 0 | 0 | 0 | 0 | 0 | 0 | 0 | 0 | 0 | 0 | 0 | 0 | 0 | 0 | 0 | 0
486 | 323 | BC | 49.6321 | -121.9717 | BC_UHT_DSS | hydro_run | 0 | 0 | 13.75 | 66563 | 1 | 0.1375 | 1 | 1 | 1 | 1 | 1 | 1 | 0 | 0 | 0 | 0 | 0 | 0 | 0 | 0 | 0 | 0 | 0 | 0 | 0 | 0 | 0 | 0 | 0 | 0 | 0 | 0 | 0 | 0 | 0 | 0 | 0 | 0 | 0 | 0 | 0 | 0 | 0 | 0 | 0 | 0 | 0 | 0 | 0 | 0 | 0 | 0 | 0 | 0 | 0 | 0 | 0 | 0 | 0 | 0
487 | 323 | BC | 49.704 | -122.0797 | BC_UHT_DSS | hydro_run | 0 | 0 | 21.2 | 66563 | 1 | 0.212 | 1 | 1 | 1 | 1 | 1 | 1 | 0 | 0 | 0 | 0 | 0 | 0 | 0 | 0 | 0 | 0 | 0 | 0 | 0 | 0 | 0 | 0 | 0 | 0 | 0 | 0 | 0 | 0 | 0 | 0 | 0 | 0 | 0 | 0 | 0 | 0 | 0 | 0 | 0 | 0 | 0 | 0 | 0 | 0 | 0 | 0 | 0 | 0 | 0 | 0 | 0 | 0 | 0 | 0
488 | 266 | BC | 49.8371 | -123.6858 | BC_MSA_DSS | hydro_daily | 0 | 0 | 9.3 | 115196 | 5 | 0.093 | 5 | 5 | 5 | 5 | 5 | 5 | 0 | 0 | 0 | 0 | 0 | 0 | 0 | 0 | 0 | 0 | 0 | 0 | 0 | 0 | 0 | 0 | 0 | 0 | 0 | 0 | 0 | 0 | 0 | 0 | 0 | 0 | 0 | 0 | 0 | 0 | 0 | 0 | 0 | 0 | 0 | 0 | 0 | 0 | 0 | 0 | 0 | 0 | 0 | 0 | 0 | 0 | 0 | 0
489 | 234 | BC | 49.4601 | -117.4842 | BC_KCL_GSS | hydro_daily | 0 | 0 | 5.5 | 115196 | 5 | 0.055 | 5 | 5 | 5 | 5 | 5 | 5 | 0 | 0 | 0 | 0 | 0 | 0 | 0 | 0 | 0 | 0 | 0 | 0 | 0 | 0 | 0 | 0 | 0 | 0 | 0 | 0 | 0 | 0 | 0 | 0 | 0 | 0 | 0 | 0 | 0 | 0 | 0 | 0 | 0 | 0 | 0 | 0 | 0 | 0 | 0 | 0 | 0 | 0 | 0 | 0 | 0 | 0 | 0 | 0
490 | 234 | BC | 49.4601 | -117.4842 | BC_KCL_GSS | hydro_daily | 0 | 0 | 5.5 | 115196 | 5 | 0.055 | 5 | 5 | 5 | 5 | 5 | 5 | 0 | 0 | 0 | 0 | 0 | 0 | 0 | 0 | 0 | 0 | 0 | 0 | 0 | 0 | 0 | 0 | 0 | 0 | 0 | 0 | 0 | 0 | 0 | 0 | 0 | 0 | 0 | 0 | 0 | 0 | 0 | 0 | 0 | 0 | 0 | 0 | 0 | 0 | 0 | 0 | 0 | 0 | 0 | 0 | 0 | 0 | 0 | 0
491 | 234 | BC | 49.4601 | -117.4842 | BC_KCL_GSS | hydro_daily | 0 | 0 | 5.5 | 115196 | 5 | 0.055 | 5 | 5 | 5 | 5 | 5 | 5 | 0 | 0 | 0 | 0 | 0 | 0 | 0 | 0 | 0 | 0 | 0 | 0 | 0 | 0 | 0 | 0 | 0 | 0 | 0 | 0 | 0 | 0 | 0 | 0 | 0 | 0 | 0 | 0 | 0 | 0 | 0 | 0 | 0 | 0 | 0 | 0 | 0 | 0 | 0 | 0 | 0 | 0 | 0 | 0 | 0 | 0 | 0 | 0
492 | 234 | BC | 49.4601 | -117.4842 | BC_KCL_GSS | hydro_daily | 0 | 0 | 5.5 | 115196 | 5 | 0.055 | 5 | 5 | 5 | 5 | 5 | 5 | 0 | 0 | 0 | 0 | 0 | 0 | 0 | 0 | 0 | 0 | 0 | 0 | 0 | 0 | 0 | 0 | 0 | 0 | 0 | 0 | 0 | 0 | 0 | 0 | 0 | 0 | 0 | 0 | 0 | 0 | 0 | 0 | 0 | 0 | 0 | 0 | 0 | 0 | 0 | 0 | 0 | 0 | 0 | 0 | 0 | 0 | 0 | 0
493 | 234 | BC | 49.4601 | -117.4842 | BC_KCL_GSS | hydro_daily | 0 | 0 | 22 | 115196 | 5 | 0.22 | 5 | 5 | 5 | 5 | 5 | 5 | 0 | 0 | 0 | 0 | 0 | 0 | 0 | 0 | 0 | 0 | 0 | 0 | 0 | 0 | 0 | 0 | 0 | 0 | 0 | 0 | 0 | 0 | 0 | 0 | 0 | 0 | 0 | 0 | 0 | 0 | 0 | 0 | 0 | 0 | 0 | 0 | 0 | 0 | 0 | 0 | 0 | 0 | 0 | 0 | 0 | 0 | 0 | 0
494 | 234 | BC | 49.4601 | -117.4842 | BC_KCL_GSS | hydro_daily | 0 | 0 | 19 | 115196 | 5 | 0.19 | 5 | 5 | 5 | 5 | 5 | 5 | 0 | 0 | 0 | 0 | 0 | 0 | 0 | 0 | 0 | 0 | 0 | 0 | 0 | 0 | 0 | 0 | 0 | 0 | 0 | 0 | 0 | 0 | 0 | 0 | 0 | 0 | 0 | 0 | 0 | 0 | 0 | 0 | 0 | 0 | 0 | 0 | 0 | 0 | 0 | 0 | 0 | 0 | 0 | 0 | 0 | 0 | 0 | 0
495 | 177 | BC | 49.8542 | -123.4462 | BC_ASL_GSS | hydro_run | 0 | 0 | 11 | 66563 | 1 | 0.11 | 1 | 1 | 1 | 1 | 1 | 1 | 0 | 0 | 0 | 0 | 0 | 0 | 0 | 0 | 0 | 0 | 0 | 0 | 0 | 0 | 0 | 0 | 0 | 0 | 0 | 0 | 0 | 0 | 0 | 0 | 0 | 0 | 0 | 0 | 0 | 0 | 0 | 0 | 0 | 0 | 0 | 0 | 0 | 0 | 0 | 0 | 0 | 0 | 0 | 0 | 0 | 0 | 0 | 0
496 | 324 | BC | 50.656 | -123.4463 | BC_ULR_GSS | hydro_run | 0 | 0 | 81.4 | 66563 | 1 | 0.814 | 1 | 1 | 1 | 1 | 1 | 1 | 0 | 0 | 0 | 0 | 0 | 0 | 0 | 0 | 0 | 0 | 0 | 0 | 0 | 0 | 0 | 0 | 0 | 0 | 0 | 0 | 0 | 0 | 0 | 0 | 0 | 0 | 0 | 0 | 0 | 0 | 0 | 0 | 0 | 0 | 0 | 0 | 0 | 0 | 0 | 0 | 0 | 0 | 0 | 0 | 0 | 0 | 0 | 0
497 | 200 | BC | 49.7178 | -123.0546 | BC_CKY_DSS | hydro_run | 0 | 0 | 25 | 66563 | 1 | 0.25 | 1 | 1 | 1 | 1 | 1 | 1 | 0 | 0 | 0 | 0 | 0 | 0 | 0 | 0 | 0 | 0 | 0 | 0 | 0 | 0 | 0 | 0 | 0 | 0 | 0 | 0 | 0 | 0 | 0 | 0 | 0 | 0 | 0 | 0 | 0 | 0 | 0 | 0 | 0 | 0 | 0 | 0 | 0 | 0 | 0 | 0 | 0 | 0 | 0 | 0 | 0 | 0 | 0 | 0
498 | 323 | BC | 49.5661 | -122.3504 | BC_UHT_DSS | hydro_run | 0 | 0 | 33 | 66563 | 1 | 0.33 | 1 | 1 | 1 | 1 | 1 | 1 | 0 | 0 | 0 | 0 | 0 | 0 | 0 | 0 | 0 | 0 | 0 | 0 | 0 | 0 | 0 | 0 | 0 | 0 | 0 | 0 | 0 | 0 | 0 | 0 | 0 | 0 | 0 | 0 | 0 | 0 | 0 | 0 | 0 | 0 | 0 | 0 | 0 | 0 | 0 | 0 | 0 | 0 | 0 | 0 | 0 | 0 | 0 | 0
499 | 323 | BC | 49.569 | -122.3446 | BC_UHT_DSS | hydro_run | 0 | 0 | 27 | 66563 | 1 | 0.27 | 1 | 1 | 1 | 1 | 1 | 1 | 0 | 0 | 0 | 0 | 0 | 0 | 0 | 0 | 0 | 0 | 0 | 0 | 0 | 0 | 0 | 0 | 0 | 0 | 0 | 0 | 0 | 0 | 0 | 0 | 0 | 0 | 0 | 0 | 0 | 0 | 0 | 0 | 0 | 0 | 0 | 0 | 0 | 0 | 0 | 0 | 0 | 0 | 0 | 0 | 0 | 0 | 0 | 0
500 | 215 | BC | 56.7289 | -130.5978 | BC_FKR_GSS | hydro_run | 0 | 0 | 17.8 | 66563 | 1 | 0.178 | 1 | 1 | 1 | 1 | 1 | 1 | 0 | 0 | 0 | 0 | 0 | 0 | 0 | 0 | 0 | 0 | 0 | 0 | 0 | 0 | 0 | 0 | 0 | 0 | 0 | 0 | 0 | 0 | 0 | 0 | 0 | 0 | 0 | 0 | 0 | 0 | 0 | 0 | 0 | 0 | 0 | 0 | 0 | 0 | 0 | 0 | 0 | 0 | 0 | 0 | 0 | 0 | 0 | 0
501 | 176 | BC | 49.0989 | -123.0224 | BC_ARN_DSS | biogas | 0 | 8.513 | 5.5 | 31512 | 9.72 | 0.055 | 9.72 | 9.72 | 9.72 | 9.72 | 9.72 | 9.72 | 0 | 0 | 0 | 0 | 0 | 0 | 0 | 0 | 0 | 0 | 0 | 0 | 0 | 0 | 0 | 0 | 0 | 0 | 0 | 0 | 0 | 0 | 0 | 0 | 0 | 0 | 0 | 0 | 0 | 0 | 0 | 0 | 0 | 0 | 0 | 0 | 0 | 0 | 0 | 0 | 0 | 0 | 0 | 0 | 0 | 0 | 0 | 0
502 | 331 | BC | 49.2366 | -121.6807 | BC_WAH_GSS | hydro_daily | 0 | 0 | 65 | 115196 | 5 | 0.65 | 5 | 5 | 5 | 5 | 5 | 5 | 0 | 0 | 0 | 0 | 0 | 0 | 0 | 0 | 0 | 0 | 0 | 0 | 0 | 0 | 0 | 0 | 0 | 0 | 0 | 0 | 0 | 0 | 0 | 0 | 0 | 0 | 0 | 0 | 0 | 0 | 0 | 0 | 0 | 0 | 0 | 0 | 0 | 0 | 0 | 0 | 0 | 0 | 0 | 0 | 0 | 0 | 0 | 0
503 | 332 | BC | 49.0041 | -117.6128 | BC_WAX_GSS | hydro_daily | 0 | 0 | 120 | 115196 | 5 | 1.2 | 5 | 5 | 5 | 5 | 5 | 5 | 0 | 0 | 0 | 0 | 0 | 0 | 0 | 0 | 0 | 0 | 0 | 0 | 0 | 0 | 0 | 0 | 0 | 0 | 0 | 0 | 0 | 0 | 0 | 0 | 0 | 0 | 0 | 0 | 0 | 0 | 0 | 0 | 0 | 0 | 0 | 0 | 0 | 0 | 0 | 0 | 0 | 0 | 0 | 0 | 0 | 0 | 0 | 0
504 | 332 | BC | 49.0041 | -117.6128 | BC_WAX_GSS | hydro_daily | 0 | 0 | 120 | 115196 | 5 | 1.2 | 5 | 5 | 5 | 5 | 5 | 5 | 0 | 0 | 0 | 0 | 0 | 0 | 0 | 0 | 0 | 0 | 0 | 0 | 0 | 0 | 0 | 0 | 0 | 0 | 0 | 0 | 0 | 0 | 0 | 0 | 0 | 0 | 0 | 0 | 0 | 0 | 0 | 0 | 0 | 0 | 0 | 0 | 0 | 0 | 0 | 0 | 0 | 0 | 0 | 0 | 0 | 0 | 0 | 0
505 | 332 | BC | 49.0041 | -117.6128 | BC_WAX_GSS | hydro_daily | 0 | 0 | 120 | 115196 | 5 | 1.2 | 5 | 5 | 5 | 5 | 5 | 5 | 0 | 0 | 0 | 0 | 0 | 0 | 0 | 0 | 0 | 0 | 0 | 0 | 0 | 0 | 0 | 0 | 0 | 0 | 0 | 0 | 0 | 0 | 0 | 0 | 0 | 0 | 0 | 0 | 0 | 0 | 0 | 0 | 0 | 0 | 0 | 0 | 0 | 0 | 0 | 0 | 0 | 0 | 0 | 0 | 0 | 0 | 0 | 0
506 | 332 | BC | 49.0041 | -117.6128 | BC_WAX_GSS | hydro_daily | 0 | 0 | 120 | 115196 | 5 | 1.2 | 5 | 5 | 5 | 5 | 5 | 5 | 0 | 0 | 0 | 0 | 0 | 0 | 0 | 0 | 0 | 0 | 0 | 0 | 0 | 0 | 0 | 0 | 0 | 0 | 0 | 0 | 0 | 0 | 0 | 0 | 0 | 0 | 0 | 0 | 0 | 0 | 0 | 0 | 0 | 0 | 0 | 0 | 0 | 0 | 0 | 0 | 0 | 0 | 0 | 0 | 0 | 0 | 0 | 0
507 | 332 | BC | 49.0045 | -117.6162 | BC_WAX_GSS | hydro_daily | 0 | 0 | 167.5 | 115196 | 5 | 1.675 | 5 | 5 | 5 | 5 | 5 | 5 | 0 | 0 | 0 | 0 | 0 | 0 | 0 | 0 | 0 | 0 | 0 | 0 | 0 | 0 | 0 | 0 | 0 | 0 | 0 | 0 | 0 | 0 | 0 | 0 | 0 | 0 | 0 | 0 | 0 | 0 | 0 | 0 | 0 | 0 | 0 | 0 | 0 | 0 | 0 | 0 | 0 | 0 | 0 | 0 | 0 | 0 | 0 | 0
508 | 332 | BC | 49.0045 | -117.6162 | BC_WAX_GSS | hydro_daily | 0 | 0 | 167.5 | 115196 | 5 | 1.675 | 5 | 5 | 5 | 5 | 5 | 5 | 0 | 0 | 0 | 0 | 0 | 0 | 0 | 0 | 0 | 0 | 0 | 0 | 0 | 0 | 0 | 0 | 0 | 0 | 0 | 0 | 0 | 0 | 0 | 0 | 0 | 0 | 0 | 0 | 0 | 0 | 0 | 0 | 0 | 0 | 0 | 0 | 0 | 0 | 0 | 0 | 0 | 0 | 0 | 0 | 0 | 0 | 0 | 0
509 | 209 | BC | 49.1312 | -125.4464 | BC_DMR_DSS | hydro_run | 0 | 0 | 4 | 66563 | 1 | 0.04 | 1 | 1 | 1 | 1 | 1 | 1 | 0 | 0 | 0 | 0 | 0 | 0 | 0 | 0 | 0 | 0 | 0 | 0 | 0 | 0 | 0 | 0 | 0 | 0 | 0 | 0 | 0 | 0 | 0 | 0 | 0 | 0 | 0 | 0 | 0 | 0 | 0 | 0 | 0 | 0 | 0 | 0 | 0 | 0 | 0 | 0 | 0 | 0 | 0 | 0 | 0 | 0 | 0 | 0
510 | 189 | BC | 50.6605 | -121.9833 | BC_BR1_GSS | hydro_run | 0 | 0 | 16 | 66563 | 1 | 0.16 | 1 | 1 | 1 | 1 | 1 | 1 | 0 | 0 | 0 | 0 | 0 | 0 | 0 | 0 | 0 | 0 | 0 | 0 | 0 | 0 | 0 | 0 | 0 | 0 | 0 | 0 | 0 | 0 | 0 | 0 | 0 | 0 | 0 | 0 | 0 | 0 | 0 | 0 | 0 | 0 | 0 | 0 | 0 | 0 | 0 | 0 | 0 | 0 | 0 | 0 | 0 | 0 | 0 | 0
511 | 200 | BC | 49.6761 | -123.2614 | BC_CKY_DSS | biomass | 0 | 13.5 | 1.6 | 183950 | 7.07 | 0.016 | 7.07 | 7.07 | 7.07 | 7.07 | 7.07 | 7.07 | 0 | 0 | 0 | 0 | 0 | 0 | 0 | 0 | 0 | 0 | 0 | 0 | 0 | 0 | 0 | 0 | 0 | 0 | 0 | 0 | 0 | 0 | 0 | 0 | 0 | 0 | 0 | 0 | 0 | 0 | 0 | 0 | 0 | 0 | 0 | 0 | 0 | 0 | 0 | 0 | 0 | 0 | 0 | 0 | 0 | 0 | 0 | 0
512 | 284 | BC | 50.1784 | -122.8728 | BC_RBW_DSS | hydro_run | 0 | 0 | 5.4 | 66563 | 1 | 0.054 | 1 | 1 | 1 | 1 | 1 | 1 | 0 | 0 | 0 | 0 | 0 | 0 | 0 | 0 | 0 | 0 | 0 | 0 | 0 | 0 | 0 | 0 | 0 | 0 | 0 | 0 | 0 | 0 | 0 | 0 | 0 | 0 | 0 | 0 | 0 | 0 | 0 | 0 | 0 | 0 | 0 | 0 | 0 | 0 | 0 | 0 | 0 | 0 | 0 | 0 | 0 | 0 | 0 | 0
513 | 234 | BC | 49.9105 | -118.0719 | BC_KCL_GSS | hydro_daily | 0 | 0 | 54 | 115196 | 5 | 0.54 | 5 | 5 | 5 | 5 | 5 | 5 | 0 | 0 | 0 | 0 | 0 | 0 | 0 | 0 | 0 | 0 | 0 | 0 | 0 | 0 | 0 | 0 | 0 | 0 | 0 | 0 | 0 | 0 | 0 | 0 | 0 | 0 | 0 | 0 | 0 | 0 | 0 | 0 | 0 | 0 | 0 | 0 | 0 | 0 | 0 | 0 | 0 | 0 | 0 | 0 | 0 | 0 | 0 | 0
514 | 229 | BC | 50.8139 | -118.06 | BC_ILL_DSS | hydro_daily | 0 | 0 | 4 | 115196 | 5 | 0.04 | 5 | 5 | 5 | 5 | 5 | 5 | 0 | 0 | 0 | 0 | 0 | 0 | 0 | 0 | 0 | 0 | 0 | 0 | 0 | 0 | 0 | 0 | 0 | 0 | 0 | 0 | 0 | 0 | 0 | 0 | 0 | 0 | 0 | 0 | 0 | 0 | 0 | 0 | 0 | 0 | 0 | 0 | 0 | 0 | 0 | 0 | 0 | 0 | 0 | 0 | 0 | 0 | 0 | 0
515 | 229 | BC | 50.8139 | -118.06 | BC_ILL_DSS | hydro_daily | 0 | 0 | 4 | 115196 | 5 | 0.04 | 5 | 5 | 5 | 5 | 5 | 5 | 0 | 0 | 0 | 0 | 0 | 0 | 0 | 0 | 0 | 0 | 0 | 0 | 0 | 0 | 0 | 0 | 0 | 0 | 0 | 0 | 0 | 0 | 0 | 0 | 0 | 0 | 0 | 0 | 0 | 0 | 0 | 0 | 0 | 0 | 0 | 0 | 0 | 0 | 0 | 0 | 0 | 0 | 0 | 0 | 0 | 0 | 0 | 0
516 | 304 | BC | 55.555 | -121.5467 | BC_SNK_DSS | wind_ons | 0 | 0 | 15 | 160953 | 0 | 0.15 | 0 | 0 | 0 | 0 | 0 | 0 | 0.15 | 0.15 | 0.15 | 0.15 | 0.15 | 0.15 | 0.15 | 0.15 | 0.15 | 0.15 | 0.15 | 0.15 | 0.15 | 0.15 | 0.15 | 0.15 | 0.15 | 0.15 | 0.15 | 0.15 | 0.15 | 0.15 | 0.15 | 0.15 | 0.15 | 0.15 | 0.15 | 0.15 | 0.15 | 0.15 | 0.15 | 0.15 | 0.15 | 0.15 | 0.15 | 0.15 | 0.15 | 0.15 | 0.15 | 0.15 | 0.15 | 0.15 | 0.15 | 0.15 | 0.15 | 0.15 | 0.15 | 0.15
517 | 217 | BC | 50.0535 | -126.7798 | BC_GLD_DSS | hydro_daily | 0 | 0 | 7.3 | 115196 | 5 | 0.073 | 5 | 5 | 5 | 5 | 5 | 5 | 0 | 0 | 0 | 0 | 0 | 0 | 0 | 0 | 0 | 0 | 0 | 0 | 0 | 0 | 0 | 0 | 0 | 0 | 0 | 0 | 0 | 0 | 0 | 0 | 0 | 0 | 0 | 0 | 0 | 0 | 0 | 0 | 0 | 0 | 0 | 0 | 0 | 0 | 0 | 0 | 0 | 0 | 0 | 0 | 0 | 0 | 0 | 0
518 | 217 | BC | 50.0535 | -126.7798 | BC_GLD_DSS | hydro_daily | 0 | 0 | 7.3 | 115196 | 5 | 0.073 | 5 | 5 | 5 | 5 | 5 | 5 | 0 | 0 | 0 | 0 | 0 | 0 | 0 | 0 | 0 | 0 | 0 | 0 | 0 | 0 | 0 | 0 | 0 | 0 | 0 | 0 | 0 | 0 | 0 | 0 | 0 | 0 | 0 | 0 | 0 | 0 | 0 | 0 | 0 | 0 | 0 | 0 | 0 | 0 | 0 | 0 | 0 | 0 | 0 | 0 | 0 | 0 | 0 | 0
519 | 217 | BC | 50.0535 | -126.7798 | BC_GLD_DSS | hydro_daily | 0 | 0 | 7.3 | 115196 | 5 | 0.073 | 5 | 5 | 5 | 5 | 5 | 5 | 0 | 0 | 0 | 0 | 0 | 0 | 0 | 0 | 0 | 0 | 0 | 0 | 0 | 0 | 0 | 0 | 0 | 0 | 0 | 0 | 0 | 0 | 0 | 0 | 0 | 0 | 0 | 0 | 0 | 0 | 0 | 0 | 0 | 0 | 0 | 0 | 0 | 0 | 0 | 0 | 0 | 0 | 0 | 0 | 0 | 0 | 0 | 0
522 | 355 | MB | 50.4618 | -96.0095 | MB_GRF_GSS | hydro_daily | 0 | 0 | 21.5 | 115196 | 5 | 0.215 | 5 | 5 | 5 | 5 | 5 | 5 | 0 | 0 | 0 | 0 | 0 | 0 | 0 | 0 | 0 | 0 | 0 | 0 | 0 | 0 | 0 | 0 | 0 | 0 | 0 | 0 | 0 | 0 | 0 | 0 | 0 | 0 | 0 | 0 | 0 | 0 | 0 | 0 | 0 | 0 | 0 | 0 | 0 | 0 | 0 | 0 | 0 | 0 | 0 | 0 | 0 | 0 | 0 | 0
523 | 355 | MB | 50.4618 | -96.0095 | MB_GRF_GSS | hydro_daily | 0 | 0 | 21.5 | 115196 | 5 | 0.215 | 5 | 5 | 5 | 5 | 5 | 5 | 0 | 0 | 0 | 0 | 0 | 0 | 0 | 0 | 0 | 0 | 0 | 0 | 0 | 0 | 0 | 0 | 0 | 0 | 0 | 0 | 0 | 0 | 0 | 0 | 0 | 0 | 0 | 0 | 0 | 0 | 0 | 0 | 0 | 0 | 0 | 0 | 0 | 0 | 0 | 0 | 0 | 0 | 0 | 0 | 0 | 0 | 0 | 0
524 | 355 | MB | 50.4618 | -96.0095 | MB_GRF_GSS | hydro_daily | 0 | 0 | 21.5 | 115196 | 5 | 0.215 | 5 | 5 | 5 | 5 | 5 | 5 | 0 | 0 | 0 | 0 | 0 | 0 | 0 | 0 | 0 | 0 | 0 | 0 | 0 | 0 | 0 | 0 | 0 | 0 | 0 | 0 | 0 | 0 | 0 | 0 | 0 | 0 | 0 | 0 | 0 | 0 | 0 | 0 | 0 | 0 | 0 | 0 | 0 | 0 | 0 | 0 | 0 | 0 | 0 | 0 | 0 | 0 | 0 | 0
525 | 355 | MB | 50.4618 | -96.0095 | MB_GRF_GSS | hydro_daily | 0 | 0 | 21.5 | 115196 | 5 | 0.215 | 5 | 5 | 5 | 5 | 5 | 5 | 0 | 0 | 0 | 0 | 0 | 0 | 0 | 0 | 0 | 0 | 0 | 0 | 0 | 0 | 0 | 0 | 0 | 0 | 0 | 0 | 0 | 0 | 0 | 0 | 0 | 0 | 0 | 0 | 0 | 0 | 0 | 0 | 0 | 0 | 0 | 0 | 0 | 0 | 0 | 0 | 0 | 0 | 0 | 0 | 0 | 0 | 0 | 0
526 | 355 | MB | 50.4618 | -96.0095 | MB_GRF_GSS | hydro_daily | 0 | 0 | 21.5 | 115196 | 5 | 0.215 | 5 | 5 | 5 | 5 | 5 | 5 | 0 | 0 | 0 | 0 | 0 | 0 | 0 | 0 | 0 | 0 | 0 | 0 | 0 | 0 | 0 | 0 | 0 | 0 | 0 | 0 | 0 | 0 | 0 | 0 | 0 | 0 | 0 | 0 | 0 | 0 | 0 | 0 | 0 | 0 | 0 | 0 | 0 | 0 | 0 | 0 | 0 | 0 | 0 | 0 | 0 | 0 | 0 | 0
527 | 355 | MB | 50.4618 | -96.0095 | MB_GRF_GSS | hydro_daily | 0 | 0 | 21.5 | 115196 | 5 | 0.215 | 5 | 5 | 5 | 5 | 5 | 5 | 0 | 0 | 0 | 0 | 0 | 0 | 0 | 0 | 0 | 0 | 0 | 0 | 0 | 0 | 0 | 0 | 0 | 0 | 0 | 0 | 0 | 0 | 0 | 0 | 0 | 0 | 0 | 0 | 0 | 0 | 0 | 0 | 0 | 0 | 0 | 0 | 0 | 0 | 0 | 0 | 0 | 0 | 0 | 0 | 0 | 0 | 0 | 0
528 | 356 | MB | 53.16 | -99.2863 | MB_GRP_GSS | hydro_daily | 0 | 0 | 120 | 115196 | 5 | 1.2 | 5 | 5 | 5 | 5 | 5 | 5 | 0 | 0 | 0 | 0 | 0 | 0 | 0 | 0 | 0 | 0 | 0 | 0 | 0 | 0 | 0 | 0 | 0 | 0 | 0 | 0 | 0 | 0 | 0 | 0 | 0 | 0 | 0 | 0 | 0 | 0 | 0 | 0 | 0 | 0 | 0 | 0 | 0 | 0 | 0 | 0 | 0 | 0 | 0 | 0 | 0 | 0 | 0 | 0
529 | 356 | MB | 53.16 | -99.2863 | MB_GRP_GSS | hydro_daily | 0 | 0 | 120 | 115196 | 5 | 1.2 | 5 | 5 | 5 | 5 | 5 | 5 | 0 | 0 | 0 | 0 | 0 | 0 | 0 | 0 | 0 | 0 | 0 | 0 | 0 | 0 | 0 | 0 | 0 | 0 | 0 | 0 | 0 | 0 | 0 | 0 | 0 | 0 | 0 | 0 | 0 | 0 | 0 | 0 | 0 | 0 | 0 | 0 | 0 | 0 | 0 | 0 | 0 | 0 | 0 | 0 | 0 | 0 | 0 | 0
530 | 356 | MB | 53.16 | -99.2863 | MB_GRP_GSS | hydro_daily | 0 | 0 | 120 | 115196 | 5 | 1.2 | 5 | 5 | 5 | 5 | 5 | 5 | 0 | 0 | 0 | 0 | 0 | 0 | 0 | 0 | 0 | 0 | 0 | 0 | 0 | 0 | 0 | 0 | 0 | 0 | 0 | 0 | 0 | 0 | 0 | 0 | 0 | 0 | 0 | 0 | 0 | 0 | 0 | 0 | 0 | 0 | 0 | 0 | 0 | 0 | 0 | 0 | 0 | 0 | 0 | 0 | 0 | 0 | 0 | 0
531 | 356 | MB | 53.16 | -99.2863 | MB_GRP_GSS | hydro_daily | 0 | 0 | 120 | 115196 | 5 | 1.2 | 5 | 5 | 5 | 5 | 5 | 5 | 0 | 0 | 0 | 0 | 0 | 0 | 0 | 0 | 0 | 0 | 0 | 0 | 0 | 0 | 0 | 0 | 0 | 0 | 0 | 0 | 0 | 0 | 0 | 0 | 0 | 0 | 0 | 0 | 0 | 0 | 0 | 0 | 0 | 0 | 0 | 0 | 0 | 0 | 0 | 0 | 0 | 0 | 0 | 0 | 0 | 0 | 0 | 0
532 | 359 | MB | 54.5431 | -98.0284 | MB_JPG_GSS | hydro_monthly | 0 | 0 | 19 | 18305 | 2 | 0.19 | 2 | 2 | 2 | 2 | 2 | 2 | 0 | 0 | 0 | 0 | 0 | 0 | 0 | 0 | 0 | 0 | 0 | 0 | 0 | 0 | 0 | 0 | 0 | 0 | 0 | 0 | 0 | 0 | 0 | 0 | 0 | 0 | 0 | 0 | 0 | 0 | 0 | 0 | 0 | 0 | 0 | 0 | 0 | 0 | 0 | 0 | 0 | 0 | 0 | 0 | 0 | 0 | 0 | 0
533 | 359 | MB | 54.5431 | -98.0284 | MB_JPG_GSS | hydro_monthly | 0 | 0 | 19 | 18305 | 2 | 0.19 | 2 | 2 | 2 | 2 | 2 | 2 | 0 | 0 | 0 | 0 | 0 | 0 | 0 | 0 | 0 | 0 | 0 | 0 | 0 | 0 | 0 | 0 | 0 | 0 | 0 | 0 | 0 | 0 | 0 | 0 | 0 | 0 | 0 | 0 | 0 | 0 | 0 | 0 | 0 | 0 | 0 | 0 | 0 | 0 | 0 | 0 | 0 | 0 | 0 | 0 | 0 | 0 | 0 | 0
534 | 359 | MB | 54.5431 | -98.0284 | MB_JPG_GSS | hydro_monthly | 0 | 0 | 19 | 18305 | 2 | 0.19 | 2 | 2 | 2 | 2 | 2 | 2 | 0 | 0 | 0 | 0 | 0 | 0 | 0 | 0 | 0 | 0 | 0 | 0 | 0 | 0 | 0 | 0 | 0 | 0 | 0 | 0 | 0 | 0 | 0 | 0 | 0 | 0 | 0 | 0 | 0 | 0 | 0 | 0 | 0 | 0 | 0 | 0 | 0 | 0 | 0 | 0 | 0 | 0 | 0 | 0 | 0 | 0 | 0 | 0
535 | 359 | MB | 54.5431 | -98.0284 | MB_JPG_GSS | hydro_monthly | 0 | 0 | 19 | 18305 | 2 | 0.19 | 2 | 2 | 2 | 2 | 2 | 2 | 0 | 0 | 0 | 0 | 0 | 0 | 0 | 0 | 0 | 0 | 0 | 0 | 0 | 0 | 0 | 0 | 0 | 0 | 0 | 0 | 0 | 0 | 0 | 0 | 0 | 0 | 0 | 0 | 0 | 0 | 0 | 0 | 0 | 0 | 0 | 0 | 0 | 0 | 0 | 0 | 0 | 0 | 0 | 0 | 0 | 0 | 0 | 0
536 | 359 | MB | 54.5431 | -98.0284 | MB_JPG_GSS | hydro_monthly | 0 | 0 | 19 | 18305 | 2 | 0.19 | 2 | 2 | 2 | 2 | 2 | 2 | 0 | 0 | 0 | 0 | 0 | 0 | 0 | 0 | 0 | 0 | 0 | 0 | 0 | 0 | 0 | 0 | 0 | 0 | 0 | 0 | 0 | 0 | 0 | 0 | 0 | 0 | 0 | 0 | 0 | 0 | 0 | 0 | 0 | 0 | 0 | 0 | 0 | 0 | 0 | 0 | 0 | 0 | 0 | 0 | 0 | 0 | 0 | 0
537 | 359 | MB | 54.5431 | -98.0284 | MB_JPG_GSS | hydro_monthly | 0 | 0 | 19 | 18305 | 2 | 0.19 | 2 | 2 | 2 | 2 | 2 | 2 | 0 | 0 | 0 | 0 | 0 | 0 | 0 | 0 | 0 | 0 | 0 | 0 | 0 | 0 | 0 | 0 | 0 | 0 | 0 | 0 | 0 | 0 | 0 | 0 | 0 | 0 | 0 | 0 | 0 | 0 | 0 | 0 | 0 | 0 | 0 | 0 | 0 | 0 | 0 | 0 | 0 | 0 | 0 | 0 | 0 | 0 | 0 | 0
538 | 360 | MB | 56.0405 | -96.5377 | MB_KLT_TSS | hydro_monthly | 0 | 0 | 41 | 18305 | 2 | 0.41 | 2 | 2 | 2 | 2 | 2 | 2 | 0 | 0 | 0 | 0 | 0 | 0 | 0 | 0 | 0 | 0 | 0 | 0 | 0 | 0 | 0 | 0 | 0 | 0 | 0 | 0 | 0 | 0 | 0 | 0 | 0 | 0 | 0 | 0 | 0 | 0 | 0 | 0 | 0 | 0 | 0 | 0 | 0 | 0 | 0 | 0 | 0 | 0 | 0 | 0 | 0 | 0 | 0 | 0
539 | 360 | MB | 56.0405 | -96.5377 | MB_KLT_TSS | hydro_monthly | 0 | 0 | 41 | 18305 | 2 | 0.41 | 2 | 2 | 2 | 2 | 2 | 2 | 0 | 0 | 0 | 0 | 0 | 0 | 0 | 0 | 0 | 0 | 0 | 0 | 0 | 0 | 0 | 0 | 0 | 0 | 0 | 0 | 0 | 0 | 0 | 0 | 0 | 0 | 0 | 0 | 0 | 0 | 0 | 0 | 0 | 0 | 0 | 0 | 0 | 0 | 0 | 0 | 0 | 0 | 0 | 0 | 0 | 0 | 0 | 0
540 | 360 | MB | 56.0405 | -96.5377 | MB_KLT_TSS | hydro_monthly | 0 | 0 | 41 | 18305 | 2 | 0.41 | 2 | 2 | 2 | 2 | 2 | 2 | 0 | 0 | 0 | 0 | 0 | 0 | 0 | 0 | 0 | 0 | 0 | 0 | 0 | 0 | 0 | 0 | 0 | 0 | 0 | 0 | 0 | 0 | 0 | 0 | 0 | 0 | 0 | 0 | 0 | 0 | 0 | 0 | 0 | 0 | 0 | 0 | 0 | 0 | 0 | 0 | 0 | 0 | 0 | 0 | 0 | 0 | 0 | 0
541 | 360 | MB | 56.0405 | -96.5377 | MB_KLT_TSS | hydro_monthly | 0 | 0 | 41 | 18305 | 2 | 0.41 | 2 | 2 | 2 | 2 | 2 | 2 | 0 | 0 | 0 | 0 | 0 | 0 | 0 | 0 | 0 | 0 | 0 | 0 | 0 | 0 | 0 | 0 | 0 | 0 | 0 | 0 | 0 | 0 | 0 | 0 | 0 | 0 | 0 | 0 | 0 | 0 | 0 | 0 | 0 | 0 | 0 | 0 | 0 | 0 | 0 | 0 | 0 | 0 | 0 | 0 | 0 | 0 | 0 | 0
542 | 360 | MB | 56.0405 | -96.5377 | MB_KLT_TSS | hydro_monthly | 0 | 0 | 41 | 18305 | 2 | 0.41 | 2 | 2 | 2 | 2 | 2 | 2 | 0 | 0 | 0 | 0 | 0 | 0 | 0 | 0 | 0 | 0 | 0 | 0 | 0 | 0 | 0 | 0 | 0 | 0 | 0 | 0 | 0 | 0 | 0 | 0 | 0 | 0 | 0 | 0 | 0 | 0 | 0 | 0 | 0 | 0 | 0 | 0 | 0 | 0 | 0 | 0 | 0 | 0 | 0 | 0 | 0 | 0 | 0 | 0
543 | 360 | MB | 56.0405 | -96.5377 | MB_KLT_TSS | hydro_monthly | 0 | 0 | 41 | 18305 | 2 | 0.41 | 2 | 2 | 2 | 2 | 2 | 2 | 0 | 0 | 0 | 0 | 0 | 0 | 0 | 0 | 0 | 0 | 0 | 0 | 0 | 0 | 0 | 0 | 0 | 0 | 0 | 0 | 0 | 0 | 0 | 0 | 0 | 0 | 0 | 0 | 0 | 0 | 0 | 0 | 0 | 0 | 0 | 0 | 0 | 0 | 0 | 0 | 0 | 0 | 0 | 0 | 0 | 0 | 0 | 0
544 | 360 | MB | 56.0405 | -96.5377 | MB_KLT_TSS | hydro_monthly | 0 | 0 | 41 | 18305 | 2 | 0.41 | 2 | 2 | 2 | 2 | 2 | 2 | 0 | 0 | 0 | 0 | 0 | 0 | 0 | 0 | 0 | 0 | 0 | 0 | 0 | 0 | 0 | 0 | 0 | 0 | 0 | 0 | 0 | 0 | 0 | 0 | 0 | 0 | 0 | 0 | 0 | 0 | 0 | 0 | 0 | 0 | 0 | 0 | 0 | 0 | 0 | 0 | 0 | 0 | 0 | 0 | 0 | 0 | 0 | 0
545 | 382 | MB | 56.3304 | -95.3421 | MB_RDS_CSS | hydro_monthly | 0 | 0 | 99 | 18305 | 2 | 0.99 | 2 | 2 | 2 | 2 | 2 | 2 | 0 | 0 | 0 | 0 | 0 | 0 | 0 | 0 | 0 | 0 | 0 | 0 | 0 | 0 | 0 | 0 | 0 | 0 | 0 | 0 | 0 | 0 | 0 | 0 | 0 | 0 | 0 | 0 | 0 | 0 | 0 | 0 | 0 | 0 | 0 | 0 | 0 | 0 | 0 | 0 | 0 | 0 | 0 | 0 | 0 | 0 | 0 | 0
546 | 382 | MB | 56.3304 | -95.3421 | MB_RDS_CSS | hydro_monthly | 0 | 0 | 99 | 18305 | 2 | 0.99 | 2 | 2 | 2 | 2 | 2 | 2 | 0 | 0 | 0 | 0 | 0 | 0 | 0 | 0 | 0 | 0 | 0 | 0 | 0 | 0 | 0 | 0 | 0 | 0 | 0 | 0 | 0 | 0 | 0 | 0 | 0 | 0 | 0 | 0 | 0 | 0 | 0 | 0 | 0 | 0 | 0 | 0 | 0 | 0 | 0 | 0 | 0 | 0 | 0 | 0 | 0 | 0 | 0 | 0
547 | 382 | MB | 56.3304 | -95.3421 | MB_RDS_CSS | hydro_monthly | 0 | 0 | 99 | 18305 | 2 | 0.99 | 2 | 2 | 2 | 2 | 2 | 2 | 0 | 0 | 0 | 0 | 0 | 0 | 0 | 0 | 0 | 0 | 0 | 0 | 0 | 0 | 0 | 0 | 0 | 0 | 0 | 0 | 0 | 0 | 0 | 0 | 0 | 0 | 0 | 0 | 0 | 0 | 0 | 0 | 0 | 0 | 0 | 0 | 0 | 0 | 0 | 0 | 0 | 0 | 0 | 0 | 0 | 0 | 0 | 0
548 | 382 | MB | 56.3304 | -95.3421 | MB_RDS_CSS | hydro_monthly | 0 | 0 | 99 | 18305 | 2 | 0.99 | 2 | 2 | 2 | 2 | 2 | 2 | 0 | 0 | 0 | 0 | 0 | 0 | 0 | 0 | 0 | 0 | 0 | 0 | 0 | 0 | 0 | 0 | 0 | 0 | 0 | 0 | 0 | 0 | 0 | 0 | 0 | 0 | 0 | 0 | 0 | 0 | 0 | 0 | 0 | 0 | 0 | 0 | 0 | 0 | 0 | 0 | 0 | 0 | 0 | 0 | 0 | 0 | 0 | 0
549 | 382 | MB | 56.3304 | -95.3421 | MB_RDS_CSS | hydro_monthly | 0 | 0 | 99 | 18305 | 2 | 0.99 | 2 | 2 | 2 | 2 | 2 | 2 | 0 | 0 | 0 | 0 | 0 | 0 | 0 | 0 | 0 | 0 | 0 | 0 | 0 | 0 | 0 | 0 | 0 | 0 | 0 | 0 | 0 | 0 | 0 | 0 | 0 | 0 | 0 | 0 | 0 | 0 | 0 | 0 | 0 | 0 | 0 | 0 | 0 | 0 | 0 | 0 | 0 | 0 | 0 | 0 | 0 | 0 | 0 | 0
550 | 382 | MB | 56.3304 | -95.3421 | MB_RDS_CSS | hydro_monthly | 0 | 0 | 99 | 18305 | 2 | 0.99 | 2 | 2 | 2 | 2 | 2 | 2 | 0 | 0 | 0 | 0 | 0 | 0 | 0 | 0 | 0 | 0 | 0 | 0 | 0 | 0 | 0 | 0 | 0 | 0 | 0 | 0 | 0 | 0 | 0 | 0 | 0 | 0 | 0 | 0 | 0 | 0 | 0 | 0 | 0 | 0 | 0 | 0 | 0 | 0 | 0 | 0 | 0 | 0 | 0 | 0 | 0 | 0 | 0 | 0
551 | 382 | MB | 56.3304 | -95.3421 | MB_RDS_CSS | hydro_monthly | 0 | 0 | 99 | 18305 | 2 | 0.99 | 2 | 2 | 2 | 2 | 2 | 2 | 0 | 0 | 0 | 0 | 0 | 0 | 0 | 0 | 0 | 0 | 0 | 0 | 0 | 0 | 0 | 0 | 0 | 0 | 0 | 0 | 0 | 0 | 0 | 0 | 0 | 0 | 0 | 0 | 0 | 0 | 0 | 0 | 0 | 0 | 0 | 0 | 0 | 0 | 0 | 0 | 0 | 0 | 0 | 0 | 0 | 0 | 0 | 0
552 | 382 | MB | 56.3814 | -94.6348 | MB_RDS_CSS | hydro_monthly | 0 | 0 | 102 | 18305 | 2 | 1.02 | 2 | 2 | 2 | 2 | 2 | 2 | 0 | 0 | 0 | 0 | 0 | 0 | 0 | 0 | 0 | 0 | 0 | 0 | 0 | 0 | 0 | 0 | 0 | 0 | 0 | 0 | 0 | 0 | 0 | 0 | 0 | 0 | 0 | 0 | 0 | 0 | 0 | 0 | 0 | 0 | 0 | 0 | 0 | 0 | 0 | 0 | 0 | 0 | 0 | 0 | 0 | 0 | 0 | 0
553 | 382 | MB | 56.3814 | -94.6348 | MB_RDS_CSS | hydro_monthly | 0 | 0 | 102 | 18305 | 2 | 1.02 | 2 | 2 | 2 | 2 | 2 | 2 | 0 | 0 | 0 | 0 | 0 | 0 | 0 | 0 | 0 | 0 | 0 | 0 | 0 | 0 | 0 | 0 | 0 | 0 | 0 | 0 | 0 | 0 | 0 | 0 | 0 | 0 | 0 | 0 | 0 | 0 | 0 | 0 | 0 | 0 | 0 | 0 | 0 | 0 | 0 | 0 | 0 | 0 | 0 | 0 | 0 | 0 | 0 | 0
554 | 382 | MB | 56.3814 | -94.6348 | MB_RDS_CSS | hydro_monthly | 0 | 0 | 102 | 18305 | 2 | 1.02 | 2 | 2 | 2 | 2 | 2 | 2 | 0 | 0 | 0 | 0 | 0 | 0 | 0 | 0 | 0 | 0 | 0 | 0 | 0 | 0 | 0 | 0 | 0 | 0 | 0 | 0 | 0 | 0 | 0 | 0 | 0 | 0 | 0 | 0 | 0 | 0 | 0 | 0 | 0 | 0 | 0 | 0 | 0 | 0 | 0 | 0 | 0 | 0 | 0 | 0 | 0 | 0 | 0 | 0
555 | 382 | MB | 56.3814 | -94.6348 | MB_RDS_CSS | hydro_monthly | 0 | 0 | 102 | 18305 | 2 | 1.02 | 2 | 2 | 2 | 2 | 2 | 2 | 0 | 0 | 0 | 0 | 0 | 0 | 0 | 0 | 0 | 0 | 0 | 0 | 0 | 0 | 0 | 0 | 0 | 0 | 0 | 0 | 0 | 0 | 0 | 0 | 0 | 0 | 0 | 0 | 0 | 0 | 0 | 0 | 0 | 0 | 0 | 0 | 0 | 0 | 0 | 0 | 0 | 0 | 0 | 0 | 0 | 0 | 0 | 0
556 | 382 | MB | 56.3814 | -94.6348 | MB_RDS_CSS | hydro_monthly | 0 | 0 | 102 | 18305 | 2 | 1.02 | 2 | 2 | 2 | 2 | 2 | 2 | 0 | 0 | 0 | 0 | 0 | 0 | 0 | 0 | 0 | 0 | 0 | 0 | 0 | 0 | 0 | 0 | 0 | 0 | 0 | 0 | 0 | 0 | 0 | 0 | 0 | 0 | 0 | 0 | 0 | 0 | 0 | 0 | 0 | 0 | 0 | 0 | 0 | 0 | 0 | 0 | 0 | 0 | 0 | 0 | 0 | 0 | 0 | 0
557 | 382 | MB | 56.3814 | -94.6348 | MB_RDS_CSS | hydro_monthly | 0 | 0 | 102 | 18305 | 2 | 1.02 | 2 | 2 | 2 | 2 | 2 | 2 | 0 | 0 | 0 | 0 | 0 | 0 | 0 | 0 | 0 | 0 | 0 | 0 | 0 | 0 | 0 | 0 | 0 | 0 | 0 | 0 | 0 | 0 | 0 | 0 | 0 | 0 | 0 | 0 | 0 | 0 | 0 | 0 | 0 | 0 | 0 | 0 | 0 | 0 | 0 | 0 | 0 | 0 | 0 | 0 | 0 | 0 | 0 | 0
558 | 382 | MB | 56.3814 | -94.6348 | MB_RDS_CSS | hydro_monthly | 0 | 0 | 102 | 18305 | 2 | 1.02 | 2 | 2 | 2 | 2 | 2 | 2 | 0 | 0 | 0 | 0 | 0 | 0 | 0 | 0 | 0 | 0 | 0 | 0 | 0 | 0 | 0 | 0 | 0 | 0 | 0 | 0 | 0 | 0 | 0 | 0 | 0 | 0 | 0 | 0 | 0 | 0 | 0 | 0 | 0 | 0 | 0 | 0 | 0 | 0 | 0 | 0 | 0 | 0 | 0 | 0 | 0 | 0 | 0 | 0
559 | 382 | MB | 56.3814 | -94.6348 | MB_RDS_CSS | hydro_monthly | 0 | 0 | 102 | 18305 | 2 | 1.02 | 2 | 2 | 2 | 2 | 2 | 2 | 0 | 0 | 0 | 0 | 0 | 0 | 0 | 0 | 0 | 0 | 0 | 0 | 0 | 0 | 0 | 0 | 0 | 0 | 0 | 0 | 0 | 0 | 0 | 0 | 0 | 0 | 0 | 0 | 0 | 0 | 0 | 0 | 0 | 0 | 0 | 0 | 0 | 0 | 0 | 0 | 0 | 0 | 0 | 0 | 0 | 0 | 0 | 0
560 | 382 | MB | 56.3814 | -94.6348 | MB_RDS_CSS | hydro_monthly | 0 | 0 | 102 | 18305 | 2 | 1.02 | 2 | 2 | 2 | 2 | 2 | 2 | 0 | 0 | 0 | 0 | 0 | 0 | 0 | 0 | 0 | 0 | 0 | 0 | 0 | 0 | 0 | 0 | 0 | 0 | 0 | 0 | 0 | 0 | 0 | 0 | 0 | 0 | 0 | 0 | 0 | 0 | 0 | 0 | 0 | 0 | 0 | 0 | 0 | 0 | 0 | 0 | 0 | 0 | 0 | 0 | 0 | 0 | 0 | 0
561 | 382 | MB | 56.3814 | -94.6348 | MB_RDS_CSS | hydro_monthly | 0 | 0 | 102 | 18305 | 2 | 1.02 | 2 | 2 | 2 | 2 | 2 | 2 | 0 | 0 | 0 | 0 | 0 | 0 | 0 | 0 | 0 | 0 | 0 | 0 | 0 | 0 | 0 | 0 | 0 | 0 | 0 | 0 | 0 | 0 | 0 | 0 | 0 | 0 | 0 | 0 | 0 | 0 | 0 | 0 | 0 | 0 | 0 | 0 | 0 | 0 | 0 | 0 | 0 | 0 | 0 | 0 | 0 | 0 | 0 | 0
562 | 382 | MB | 56.3814 | -94.6348 | MB_RDS_CSS | hydro_monthly | 0 | 0 | 102 | 18305 | 2 | 1.02 | 2 | 2 | 2 | 2 | 2 | 2 | 0 | 0 | 0 | 0 | 0 | 0 | 0 | 0 | 0 | 0 | 0 | 0 | 0 | 0 | 0 | 0 | 0 | 0 | 0 | 0 | 0 | 0 | 0 | 0 | 0 | 0 | 0 | 0 | 0 | 0 | 0 | 0 | 0 | 0 | 0 | 0 | 0 | 0 | 0 | 0 | 0 | 0 | 0 | 0 | 0 | 0 | 0 | 0
563 | 382 | MB | 56.3814 | -94.6348 | MB_RDS_CSS | hydro_monthly | 0 | 0 | 102 | 18305 | 2 | 1.02 | 2 | 2 | 2 | 2 | 2 | 2 | 0 | 0 | 0 | 0 | 0 | 0 | 0 | 0 | 0 | 0 | 0 | 0 | 0 | 0 | 0 | 0 | 0 | 0 | 0 | 0 | 0 | 0 | 0 | 0 | 0 | 0 | 0 | 0 | 0 | 0 | 0 | 0 | 0 | 0 | 0 | 0 | 0 | 0 | 0 | 0 | 0 | 0 | 0 | 0 | 0 | 0 | 0 | 0
564 | 365 | MB | 56.5081 | -94.1109 | MB_LMS_GSS | hydro_monthly | 0 | 0 | 135 | 18305 | 2 | 1.35 | 2 | 2 | 2 | 2 | 2 | 2 | 0 | 0 | 0 | 0 | 0 | 0 | 0 | 0 | 0 | 0 | 0 | 0 | 0 | 0 | 0 | 0 | 0 | 0 | 0 | 0 | 0 | 0 | 0 | 0 | 0 | 0 | 0 | 0 | 0 | 0 | 0 | 0 | 0 | 0 | 0 | 0 | 0 | 0 | 0 | 0 | 0 | 0 | 0 | 0 | 0 | 0 | 0 | 0
565 | 365 | MB | 56.5081 | -94.1109 | MB_LMS_GSS | hydro_monthly | 0 | 0 | 135 | 18305 | 2 | 1.35 | 2 | 2 | 2 | 2 | 2 | 2 | 0 | 0 | 0 | 0 | 0 | 0 | 0 | 0 | 0 | 0 | 0 | 0 | 0 | 0 | 0 | 0 | 0 | 0 | 0 | 0 | 0 | 0 | 0 | 0 | 0 | 0 | 0 | 0 | 0 | 0 | 0 | 0 | 0 | 0 | 0 | 0 | 0 | 0 | 0 | 0 | 0 | 0 | 0 | 0 | 0 | 0 | 0 | 0
566 | 365 | MB | 56.5081 | -94.1109 | MB_LMS_GSS | hydro_monthly | 0 | 0 | 135 | 18305 | 2 | 1.35 | 2 | 2 | 2 | 2 | 2 | 2 | 0 | 0 | 0 | 0 | 0 | 0 | 0 | 0 | 0 | 0 | 0 | 0 | 0 | 0 | 0 | 0 | 0 | 0 | 0 | 0 | 0 | 0 | 0 | 0 | 0 | 0 | 0 | 0 | 0 | 0 | 0 | 0 | 0 | 0 | 0 | 0 | 0 | 0 | 0 | 0 | 0 | 0 | 0 | 0 | 0 | 0 | 0 | 0
567 | 365 | MB | 56.5081 | -94.1109 | MB_LMS_GSS | hydro_monthly | 0 | 0 | 135 | 18305 | 2 | 1.35 | 2 | 2 | 2 | 2 | 2 | 2 | 0 | 0 | 0 | 0 | 0 | 0 | 0 | 0 | 0 | 0 | 0 | 0 | 0 | 0 | 0 | 0 | 0 | 0 | 0 | 0 | 0 | 0 | 0 | 0 | 0 | 0 | 0 | 0 | 0 | 0 | 0 | 0 | 0 | 0 | 0 | 0 | 0 | 0 | 0 | 0 | 0 | 0 | 0 | 0 | 0 | 0 | 0 | 0
568 | 365 | MB | 56.5081 | -94.1109 | MB_LMS_GSS | hydro_monthly | 0 | 0 | 135 | 18305 | 2 | 1.35 | 2 | 2 | 2 | 2 | 2 | 2 | 0 | 0 | 0 | 0 | 0 | 0 | 0 | 0 | 0 | 0 | 0 | 0 | 0 | 0 | 0 | 0 | 0 | 0 | 0 | 0 | 0 | 0 | 0 | 0 | 0 | 0 | 0 | 0 | 0 | 0 | 0 | 0 | 0 | 0 | 0 | 0 | 0 | 0 | 0 | 0 | 0 | 0 | 0 | 0 | 0 | 0 | 0 | 0
569 | 365 | MB | 56.5081 | -94.1109 | MB_LMS_GSS | hydro_monthly | 0 | 0 | 135 | 18305 | 2 | 1.35 | 2 | 2 | 2 | 2 | 2 | 2 | 0 | 0 | 0 | 0 | 0 | 0 | 0 | 0 | 0 | 0 | 0 | 0 | 0 | 0 | 0 | 0 | 0 | 0 | 0 | 0 | 0 | 0 | 0 | 0 | 0 | 0 | 0 | 0 | 0 | 0 | 0 | 0 | 0 | 0 | 0 | 0 | 0 | 0 | 0 | 0 | 0 | 0 | 0 | 0 | 0 | 0 | 0 | 0
570 | 365 | MB | 56.5081 | -94.1109 | MB_LMS_GSS | hydro_monthly | 0 | 0 | 135 | 18305 | 2 | 1.35 | 2 | 2 | 2 | 2 | 2 | 2 | 0 | 0 | 0 | 0 | 0 | 0 | 0 | 0 | 0 | 0 | 0 | 0 | 0 | 0 | 0 | 0 | 0 | 0 | 0 | 0 | 0 | 0 | 0 | 0 | 0 | 0 | 0 | 0 | 0 | 0 | 0 | 0 | 0 | 0 | 0 | 0 | 0 | 0 | 0 | 0 | 0 | 0 | 0 | 0 | 0 | 0 | 0 | 0
571 | 365 | MB | 56.5081 | -94.1109 | MB_LMS_GSS | hydro_monthly | 0 | 0 | 135 | 18305 | 2 | 1.35 | 2 | 2 | 2 | 2 | 2 | 2 | 0 | 0 | 0 | 0 | 0 | 0 | 0 | 0 | 0 | 0 | 0 | 0 | 0 | 0 | 0 | 0 | 0 | 0 | 0 | 0 | 0 | 0 | 0 | 0 | 0 | 0 | 0 | 0 | 0 | 0 | 0 | 0 | 0 | 0 | 0 | 0 | 0 | 0 | 0 | 0 | 0 | 0 | 0 | 0 | 0 | 0 | 0 | 0
572 | 365 | MB | 56.5081 | -94.1109 | MB_LMS_GSS | hydro_monthly | 0 | 0 | 135 | 18305 | 2 | 1.35 | 2 | 2 | 2 | 2 | 2 | 2 | 0 | 0 | 0 | 0 | 0 | 0 | 0 | 0 | 0 | 0 | 0 | 0 | 0 | 0 | 0 | 0 | 0 | 0 | 0 | 0 | 0 | 0 | 0 | 0 | 0 | 0 | 0 | 0 | 0 | 0 | 0 | 0 | 0 | 0 | 0 | 0 | 0 | 0 | 0 | 0 | 0 | 0 | 0 | 0 | 0 | 0 | 0 | 0
573 | 365 | MB | 56.5081 | -94.1109 | MB_LMS_GSS | hydro_monthly | 0 | 0 | 135 | 18305 | 2 | 1.35 | 2 | 2 | 2 | 2 | 2 | 2 | 0 | 0 | 0 | 0 | 0 | 0 | 0 | 0 | 0 | 0 | 0 | 0 | 0 | 0 | 0 | 0 | 0 | 0 | 0 | 0 | 0 | 0 | 0 | 0 | 0 | 0 | 0 | 0 | 0 | 0 | 0 | 0 | 0 | 0 | 0 | 0 | 0 | 0 | 0 | 0 | 0 | 0 | 0 | 0 | 0 | 0 | 0 | 0
574 | 357 | MB | 56.2507 | -101.1172 | MB_HBL_DSS | hydro_run | 0 | 0 | 5 | 66563 | 1 | 0.05 | 1 | 1 | 1 | 1 | 1 | 1 | 0 | 0 | 0 | 0 | 0 | 0 | 0 | 0 | 0 | 0 | 0 | 0 | 0 | 0 | 0 | 0 | 0 | 0 | 0 | 0 | 0 | 0 | 0 | 0 | 0 | 0 | 0 | 0 | 0 | 0 | 0 | 0 | 0 | 0 | 0 | 0 | 0 | 0 | 0 | 0 | 0 | 0 | 0 | 0 | 0 | 0 | 0 | 0
575 | 357 | MB | 56.2507 | -101.1172 | MB_HBL_DSS | hydro_run | 0 | 0 | 5 | 66563 | 1 | 0.05 | 1 | 1 | 1 | 1 | 1 | 1 | 0 | 0 | 0 | 0 | 0 | 0 | 0 | 0 | 0 | 0 | 0 | 0 | 0 | 0 | 0 | 0 | 0 | 0 | 0 | 0 | 0 | 0 | 0 | 0 | 0 | 0 | 0 | 0 | 0 | 0 | 0 | 0 | 0 | 0 | 0 | 0 | 0 | 0 | 0 | 0 | 0 | 0 | 0 | 0 | 0 | 0 | 0 | 0
576 | 366 | MB | 56.3982 | -94.3691 | MB_LSP_GSS | hydro_monthly | 0 | 0 | 98 | 18305 | 2 | 0.98 | 2 | 2 | 2 | 2 | 2 | 2 | 0 | 0 | 0 | 0 | 0 | 0 | 0 | 0 | 0 | 0 | 0 | 0 | 0 | 0 | 0 | 0 | 0 | 0 | 0 | 0 | 0 | 0 | 0 | 0 | 0 | 0 | 0 | 0 | 0 | 0 | 0 | 0 | 0 | 0 | 0 | 0 | 0 | 0 | 0 | 0 | 0 | 0 | 0 | 0 | 0 | 0 | 0 | 0
577 | 366 | MB | 56.3982 | -94.3691 | MB_LSP_GSS | hydro_monthly | 0 | 0 | 98 | 18305 | 2 | 0.98 | 2 | 2 | 2 | 2 | 2 | 2 | 0 | 0 | 0 | 0 | 0 | 0 | 0 | 0 | 0 | 0 | 0 | 0 | 0 | 0 | 0 | 0 | 0 | 0 | 0 | 0 | 0 | 0 | 0 | 0 | 0 | 0 | 0 | 0 | 0 | 0 | 0 | 0 | 0 | 0 | 0 | 0 | 0 | 0 | 0 | 0 | 0 | 0 | 0 | 0 | 0 | 0 | 0 | 0
578 | 366 | MB | 56.3982 | -94.3691 | MB_LSP_GSS | hydro_monthly | 0 | 0 | 98 | 18305 | 2 | 0.98 | 2 | 2 | 2 | 2 | 2 | 2 | 0 | 0 | 0 | 0 | 0 | 0 | 0 | 0 | 0 | 0 | 0 | 0 | 0 | 0 | 0 | 0 | 0 | 0 | 0 | 0 | 0 | 0 | 0 | 0 | 0 | 0 | 0 | 0 | 0 | 0 | 0 | 0 | 0 | 0 | 0 | 0 | 0 | 0 | 0 | 0 | 0 | 0 | 0 | 0 | 0 | 0 | 0 | 0
579 | 366 | MB | 56.3982 | -94.3691 | MB_LSP_GSS | hydro_monthly | 0 | 0 | 98 | 18305 | 2 | 0.98 | 2 | 2 | 2 | 2 | 2 | 2 | 0 | 0 | 0 | 0 | 0 | 0 | 0 | 0 | 0 | 0 | 0 | 0 | 0 | 0 | 0 | 0 | 0 | 0 | 0 | 0 | 0 | 0 | 0 | 0 | 0 | 0 | 0 | 0 | 0 | 0 | 0 | 0 | 0 | 0 | 0 | 0 | 0 | 0 | 0 | 0 | 0 | 0 | 0 | 0 | 0 | 0 | 0 | 0
580 | 366 | MB | 56.3982 | -94.3691 | MB_LSP_GSS | hydro_monthly | 0 | 0 | 98 | 18305 | 2 | 0.98 | 2 | 2 | 2 | 2 | 2 | 2 | 0 | 0 | 0 | 0 | 0 | 0 | 0 | 0 | 0 | 0 | 0 | 0 | 0 | 0 | 0 | 0 | 0 | 0 | 0 | 0 | 0 | 0 | 0 | 0 | 0 | 0 | 0 | 0 | 0 | 0 | 0 | 0 | 0 | 0 | 0 | 0 | 0 | 0 | 0 | 0 | 0 | 0 | 0 | 0 | 0 | 0 | 0 | 0
581 | 366 | MB | 56.3982 | -94.3691 | MB_LSP_GSS | hydro_monthly | 0 | 0 | 98 | 18305 | 2 | 0.98 | 2 | 2 | 2 | 2 | 2 | 2 | 0 | 0 | 0 | 0 | 0 | 0 | 0 | 0 | 0 | 0 | 0 | 0 | 0 | 0 | 0 | 0 | 0 | 0 | 0 | 0 | 0 | 0 | 0 | 0 | 0 | 0 | 0 | 0 | 0 | 0 | 0 | 0 | 0 | 0 | 0 | 0 | 0 | 0 | 0 | 0 | 0 | 0 | 0 | 0 | 0 | 0 | 0 | 0
582 | 366 | MB | 56.3982 | -94.3691 | MB_LSP_GSS | hydro_monthly | 0 | 0 | 98 | 18305 | 2 | 0.98 | 2 | 2 | 2 | 2 | 2 | 2 | 0 | 0 | 0 | 0 | 0 | 0 | 0 | 0 | 0 | 0 | 0 | 0 | 0 | 0 | 0 | 0 | 0 | 0 | 0 | 0 | 0 | 0 | 0 | 0 | 0 | 0 | 0 | 0 | 0 | 0 | 0 | 0 | 0 | 0 | 0 | 0 | 0 | 0 | 0 | 0 | 0 | 0 | 0 | 0 | 0 | 0 | 0 | 0
583 | 366 | MB | 56.3982 | -94.3691 | MB_LSP_GSS | hydro_monthly | 0 | 0 | 98 | 18305 | 2 | 0.98 | 2 | 2 | 2 | 2 | 2 | 2 | 0 | 0 | 0 | 0 | 0 | 0 | 0 | 0 | 0 | 0 | 0 | 0 | 0 | 0 | 0 | 0 | 0 | 0 | 0 | 0 | 0 | 0 | 0 | 0 | 0 | 0 | 0 | 0 | 0 | 0 | 0 | 0 | 0 | 0 | 0 | 0 | 0 | 0 | 0 | 0 | 0 | 0 | 0 | 0 | 0 | 0 | 0 | 0
584 | 366 | MB | 56.3982 | -94.3691 | MB_LSP_GSS | hydro_monthly | 0 | 0 | 98 | 18305 | 2 | 0.98 | 2 | 2 | 2 | 2 | 2 | 2 | 0 | 0 | 0 | 0 | 0 | 0 | 0 | 0 | 0 | 0 | 0 | 0 | 0 | 0 | 0 | 0 | 0 | 0 | 0 | 0 | 0 | 0 | 0 | 0 | 0 | 0 | 0 | 0 | 0 | 0 | 0 | 0 | 0 | 0 | 0 | 0 | 0 | 0 | 0 | 0 | 0 | 0 | 0 | 0 | 0 | 0 | 0 | 0
585 | 366 | MB | 56.3982 | -94.3691 | MB_LSP_GSS | hydro_monthly | 0 | 0 | 98 | 18305 | 2 | 0.98 | 2 | 2 | 2 | 2 | 2 | 2 | 0 | 0 | 0 | 0 | 0 | 0 | 0 | 0 | 0 | 0 | 0 | 0 | 0 | 0 | 0 | 0 | 0 | 0 | 0 | 0 | 0 | 0 | 0 | 0 | 0 | 0 | 0 | 0 | 0 | 0 | 0 | 0 | 0 | 0 | 0 | 0 | 0 | 0 | 0 | 0 | 0 | 0 | 0 | 0 | 0 | 0 | 0 | 0
586 | 369 | MB | 50.3981 | -95.9979 | MB_MCF_GSS | hydro_daily | 0 | 0 | 7 | 115196 | 5 | 0.07 | 5 | 5 | 5 | 5 | 5 | 5 | 0 | 0 | 0 | 0 | 0 | 0 | 0 | 0 | 0 | 0 | 0 | 0 | 0 | 0 | 0 | 0 | 0 | 0 | 0 | 0 | 0 | 0 | 0 | 0 | 0 | 0 | 0 | 0 | 0 | 0 | 0 | 0 | 0 | 0 | 0 | 0 | 0 | 0 | 0 | 0 | 0 | 0 | 0 | 0 | 0 | 0 | 0 | 0
587 | 369 | MB | 50.3981 | -95.9979 | MB_MCF_GSS | hydro_daily | 0 | 0 | 7 | 115196 | 5 | 0.07 | 5 | 5 | 5 | 5 | 5 | 5 | 0 | 0 | 0 | 0 | 0 | 0 | 0 | 0 | 0 | 0 | 0 | 0 | 0 | 0 | 0 | 0 | 0 | 0 | 0 | 0 | 0 | 0 | 0 | 0 | 0 | 0 | 0 | 0 | 0 | 0 | 0 | 0 | 0 | 0 | 0 | 0 | 0 | 0 | 0 | 0 | 0 | 0 | 0 | 0 | 0 | 0 | 0 | 0
588 | 369 | MB | 50.3981 | -95.9979 | MB_MCF_GSS | hydro_daily | 0 | 0 | 7 | 115196 | 5 | 0.07 | 5 | 5 | 5 | 5 | 5 | 5 | 0 | 0 | 0 | 0 | 0 | 0 | 0 | 0 | 0 | 0 | 0 | 0 | 0 | 0 | 0 | 0 | 0 | 0 | 0 | 0 | 0 | 0 | 0 | 0 | 0 | 0 | 0 | 0 | 0 | 0 | 0 | 0 | 0 | 0 | 0 | 0 | 0 | 0 | 0 | 0 | 0 | 0 | 0 | 0 | 0 | 0 | 0 | 0
589 | 369 | MB | 50.3981 | -95.9979 | MB_MCF_GSS | hydro_daily | 0 | 0 | 7 | 115196 | 5 | 0.07 | 5 | 5 | 5 | 5 | 5 | 5 | 0 | 0 | 0 | 0 | 0 | 0 | 0 | 0 | 0 | 0 | 0 | 0 | 0 | 0 | 0 | 0 | 0 | 0 | 0 | 0 | 0 | 0 | 0 | 0 | 0 | 0 | 0 | 0 | 0 | 0 | 0 | 0 | 0 | 0 | 0 | 0 | 0 | 0 | 0 | 0 | 0 | 0 | 0 | 0 | 0 | 0 | 0 | 0
590 | 369 | MB | 50.3981 | -95.9979 | MB_MCF_GSS | hydro_daily | 0 | 0 | 7 | 115196 | 5 | 0.07 | 5 | 5 | 5 | 5 | 5 | 5 | 0 | 0 | 0 | 0 | 0 | 0 | 0 | 0 | 0 | 0 | 0 | 0 | 0 | 0 | 0 | 0 | 0 | 0 | 0 | 0 | 0 | 0 | 0 | 0 | 0 | 0 | 0 | 0 | 0 | 0 | 0 | 0 | 0 | 0 | 0 | 0 | 0 | 0 | 0 | 0 | 0 | 0 | 0 | 0 | 0 | 0 | 0 | 0
591 | 369 | MB | 50.3981 | -95.9979 | MB_MCF_GSS | hydro_daily | 0 | 0 | 7 | 115196 | 5 | 0.07 | 5 | 5 | 5 | 5 | 5 | 5 | 0 | 0 | 0 | 0 | 0 | 0 | 0 | 0 | 0 | 0 | 0 | 0 | 0 | 0 | 0 | 0 | 0 | 0 | 0 | 0 | 0 | 0 | 0 | 0 | 0 | 0 | 0 | 0 | 0 | 0 | 0 | 0 | 0 | 0 | 0 | 0 | 0 | 0 | 0 | 0 | 0 | 0 | 0 | 0 | 0 | 0 | 0 | 0
592 | 369 | MB | 50.3981 | -95.9979 | MB_MCF_GSS | hydro_daily | 0 | 0 | 7 | 115196 | 5 | 0.07 | 5 | 5 | 5 | 5 | 5 | 5 | 0 | 0 | 0 | 0 | 0 | 0 | 0 | 0 | 0 | 0 | 0 | 0 | 0 | 0 | 0 | 0 | 0 | 0 | 0 | 0 | 0 | 0 | 0 | 0 | 0 | 0 | 0 | 0 | 0 | 0 | 0 | 0 | 0 | 0 | 0 | 0 | 0 | 0 | 0 | 0 | 0 | 0 | 0 | 0 | 0 | 0 | 0 | 0
593 | 369 | MB | 50.3981 | -95.9979 | MB_MCF_GSS | hydro_daily | 0 | 0 | 7 | 115196 | 5 | 0.07 | 5 | 5 | 5 | 5 | 5 | 5 | 0 | 0 | 0 | 0 | 0 | 0 | 0 | 0 | 0 | 0 | 0 | 0 | 0 | 0 | 0 | 0 | 0 | 0 | 0 | 0 | 0 | 0 | 0 | 0 | 0 | 0 | 0 | 0 | 0 | 0 | 0 | 0 | 0 | 0 | 0 | 0 | 0 | 0 | 0 | 0 | 0 | 0 | 0 | 0 | 0 | 0 | 0 | 0
594 | 369 | MB | 50.2981 | -95.548 | MB_MCF_GSS | hydro_daily | 0 | 0 | 120 | 115196 | 5 | 1.2 | 5 | 5 | 5 | 5 | 5 | 5 | 0 | 0 | 0 | 0 | 0 | 0 | 0 | 0 | 0 | 0 | 0 | 0 | 0 | 0 | 0 | 0 | 0 | 0 | 0 | 0 | 0 | 0 | 0 | 0 | 0 | 0 | 0 | 0 | 0 | 0 | 0 | 0 | 0 | 0 | 0 | 0 | 0 | 0 | 0 | 0 | 0 | 0 | 0 | 0 | 0 | 0 | 0 | 0
595 | 378 | MB | 50.5671 | -96.1785 | MB_PNF_GSS | hydro_daily | 0 | 0 | 14 | 115196 | 5 | 0.14 | 5 | 5 | 5 | 5 | 5 | 5 | 0 | 0 | 0 | 0 | 0 | 0 | 0 | 0 | 0 | 0 | 0 | 0 | 0 | 0 | 0 | 0 | 0 | 0 | 0 | 0 | 0 | 0 | 0 | 0 | 0 | 0 | 0 | 0 | 0 | 0 | 0 | 0 | 0 | 0 | 0 | 0 | 0 | 0 | 0 | 0 | 0 | 0 | 0 | 0 | 0 | 0 | 0 | 0
596 | 378 | MB | 50.5671 | -96.1785 | MB_PNF_GSS | hydro_daily | 0 | 0 | 14 | 115196 | 5 | 0.14 | 5 | 5 | 5 | 5 | 5 | 5 | 0 | 0 | 0 | 0 | 0 | 0 | 0 | 0 | 0 | 0 | 0 | 0 | 0 | 0 | 0 | 0 | 0 | 0 | 0 | 0 | 0 | 0 | 0 | 0 | 0 | 0 | 0 | 0 | 0 | 0 | 0 | 0 | 0 | 0 | 0 | 0 | 0 | 0 | 0 | 0 | 0 | 0 | 0 | 0 | 0 | 0 | 0 | 0
597 | 378 | MB | 50.5671 | -96.1785 | MB_PNF_GSS | hydro_daily | 0 | 0 | 14 | 115196 | 5 | 0.14 | 5 | 5 | 5 | 5 | 5 | 5 | 0 | 0 | 0 | 0 | 0 | 0 | 0 | 0 | 0 | 0 | 0 | 0 | 0 | 0 | 0 | 0 | 0 | 0 | 0 | 0 | 0 | 0 | 0 | 0 | 0 | 0 | 0 | 0 | 0 | 0 | 0 | 0 | 0 | 0 | 0 | 0 | 0 | 0 | 0 | 0 | 0 | 0 | 0 | 0 | 0 | 0 | 0 | 0
598 | 378 | MB | 50.5671 | -96.1785 | MB_PNF_GSS | hydro_daily | 0 | 0 | 14 | 115196 | 5 | 0.14 | 5 | 5 | 5 | 5 | 5 | 5 | 0 | 0 | 0 | 0 | 0 | 0 | 0 | 0 | 0 | 0 | 0 | 0 | 0 | 0 | 0 | 0 | 0 | 0 | 0 | 0 | 0 | 0 | 0 | 0 | 0 | 0 | 0 | 0 | 0 | 0 | 0 | 0 | 0 | 0 | 0 | 0 | 0 | 0 | 0 | 0 | 0 | 0 | 0 | 0 | 0 | 0 | 0 | 0
599 | 378 | MB | 50.5671 | -96.1785 | MB_PNF_GSS | hydro_daily | 0 | 0 | 14 | 115196 | 5 | 0.14 | 5 | 5 | 5 | 5 | 5 | 5 | 0 | 0 | 0 | 0 | 0 | 0 | 0 | 0 | 0 | 0 | 0 | 0 | 0 | 0 | 0 | 0 | 0 | 0 | 0 | 0 | 0 | 0 | 0 | 0 | 0 | 0 | 0 | 0 | 0 | 0 | 0 | 0 | 0 | 0 | 0 | 0 | 0 | 0 | 0 | 0 | 0 | 0 | 0 | 0 | 0 | 0 | 0 | 0
600 | 378 | MB | 50.5671 | -96.1785 | MB_PNF_GSS | hydro_daily | 0 | 0 | 14 | 115196 | 5 | 0.14 | 5 | 5 | 5 | 5 | 5 | 5 | 0 | 0 | 0 | 0 | 0 | 0 | 0 | 0 | 0 | 0 | 0 | 0 | 0 | 0 | 0 | 0 | 0 | 0 | 0 | 0 | 0 | 0 | 0 | 0 | 0 | 0 | 0 | 0 | 0 | 0 | 0 | 0 | 0 | 0 | 0 | 0 | 0 | 0 | 0 | 0 | 0 | 0 | 0 | 0 | 0 | 0 | 0 | 0
603 | 342 | MB | 50.2221 | -95.5687 | MB_BRT_DSS | hydro_daily | 0 | 0 | 8.5 | 115196 | 5 | 0.085 | 5 | 5 | 5 | 5 | 5 | 5 | 0 | 0 | 0 | 0 | 0 | 0 | 0 | 0 | 0 | 0 | 0 | 0 | 0 | 0 | 0 | 0 | 0 | 0 | 0 | 0 | 0 | 0 | 0 | 0 | 0 | 0 | 0 | 0 | 0 | 0 | 0 | 0 | 0 | 0 | 0 | 0 | 0 | 0 | 0 | 0 | 0 | 0 | 0 | 0 | 0 | 0 | 0 | 0
604 | 342 | MB | 50.2221 | -95.5687 | MB_BRT_DSS | hydro_daily | 0 | 0 | 8.5 | 115196 | 5 | 0.085 | 5 | 5 | 5 | 5 | 5 | 5 | 0 | 0 | 0 | 0 | 0 | 0 | 0 | 0 | 0 | 0 | 0 | 0 | 0 | 0 | 0 | 0 | 0 | 0 | 0 | 0 | 0 | 0 | 0 | 0 | 0 | 0 | 0 | 0 | 0 | 0 | 0 | 0 | 0 | 0 | 0 | 0 | 0 | 0 | 0 | 0 | 0 | 0 | 0 | 0 | 0 | 0 | 0 | 0
605 | 342 | MB | 50.2221 | -95.5687 | MB_BRT_DSS | hydro_daily | 0 | 0 | 8.5 | 115196 | 5 | 0.085 | 5 | 5 | 5 | 5 | 5 | 5 | 0 | 0 | 0 | 0 | 0 | 0 | 0 | 0 | 0 | 0 | 0 | 0 | 0 | 0 | 0 | 0 | 0 | 0 | 0 | 0 | 0 | 0 | 0 | 0 | 0 | 0 | 0 | 0 | 0 | 0 | 0 | 0 | 0 | 0 | 0 | 0 | 0 | 0 | 0 | 0 | 0 | 0 | 0 | 0 | 0 | 0 | 0 | 0
606 | 342 | MB | 50.2221 | -95.5687 | MB_BRT_DSS | hydro_daily | 0 | 0 | 8.5 | 115196 | 5 | 0.085 | 5 | 5 | 5 | 5 | 5 | 5 | 0 | 0 | 0 | 0 | 0 | 0 | 0 | 0 | 0 | 0 | 0 | 0 | 0 | 0 | 0 | 0 | 0 | 0 | 0 | 0 | 0 | 0 | 0 | 0 | 0 | 0 | 0 | 0 | 0 | 0 | 0 | 0 | 0 | 0 | 0 | 0 | 0 | 0 | 0 | 0 | 0 | 0 | 0 | 0 | 0 | 0 | 0 | 0
607 | 342 | MB | 50.2221 | -95.5687 | MB_BRT_DSS | hydro_daily | 0 | 0 | 8.5 | 115196 | 5 | 0.085 | 5 | 5 | 5 | 5 | 5 | 5 | 0 | 0 | 0 | 0 | 0 | 0 | 0 | 0 | 0 | 0 | 0 | 0 | 0 | 0 | 0 | 0 | 0 | 0 | 0 | 0 | 0 | 0 | 0 | 0 | 0 | 0 | 0 | 0 | 0 | 0 | 0 | 0 | 0 | 0 | 0 | 0 | 0 | 0 | 0 | 0 | 0 | 0 | 0 | 0 | 0 | 0 | 0 | 0
608 | 342 | MB | 50.2221 | -95.5687 | MB_BRT_DSS | hydro_daily | 0 | 0 | 8.5 | 115196 | 5 | 0.085 | 5 | 5 | 5 | 5 | 5 | 5 | 0 | 0 | 0 | 0 | 0 | 0 | 0 | 0 | 0 | 0 | 0 | 0 | 0 | 0 | 0 | 0 | 0 | 0 | 0 | 0 | 0 | 0 | 0 | 0 | 0 | 0 | 0 | 0 | 0 | 0 | 0 | 0 | 0 | 0 | 0 | 0 | 0 | 0 | 0 | 0 | 0 | 0 | 0 | 0 | 0 | 0 | 0 | 0
609 | 342 | MB | 50.2221 | -95.5687 | MB_BRT_DSS | hydro_daily | 0 | 0 | 8.5 | 115196 | 5 | 0.085 | 5 | 5 | 5 | 5 | 5 | 5 | 0 | 0 | 0 | 0 | 0 | 0 | 0 | 0 | 0 | 0 | 0 | 0 | 0 | 0 | 0 | 0 | 0 | 0 | 0 | 0 | 0 | 0 | 0 | 0 | 0 | 0 | 0 | 0 | 0 | 0 | 0 | 0 | 0 | 0 | 0 | 0 | 0 | 0 | 0 | 0 | 0 | 0 | 0 | 0 | 0 | 0 | 0 | 0
610 | 342 | MB | 50.2221 | -95.5687 | MB_BRT_DSS | hydro_daily | 0 | 0 | 8.5 | 115196 | 5 | 0.085 | 5 | 5 | 5 | 5 | 5 | 5 | 0 | 0 | 0 | 0 | 0 | 0 | 0 | 0 | 0 | 0 | 0 | 0 | 0 | 0 | 0 | 0 | 0 | 0 | 0 | 0 | 0 | 0 | 0 | 0 | 0 | 0 | 0 | 0 | 0 | 0 | 0 | 0 | 0 | 0 | 0 | 0 | 0 | 0 | 0 | 0 | 0 | 0 | 0 | 0 | 0 | 0 | 0 | 0
611 | 397 | MB | 49.1403 | -97.3673 | MB_STJ_GSS | wind_ons | 0 | 0 | 138 | 160953 | 0 | 1.38 | 0 | 0 | 0 | 0 | 0 | 0 | 1.38 | 1.38 | 1.38 | 1.38 | 1.38 | 1.38 | 1.38 | 1.38 | 1.38 | 1.38 | 1.38 | 1.38 | 1.38 | 1.38 | 1.38 | 1.38 | 1.38 | 1.38 | 1.38 | 1.38 | 1.38 | 1.38 | 1.38 | 1.38 | 1.38 | 1.38 | 1.38 | 1.38 | 1.38 | 1.38 | 1.38 | 1.38 | 1.38 | 1.38 | 1.38 | 1.38 | 1.38 | 1.38 | 1.38 | 1.38 | 1.38 | 1.38 | 1.38 | 1.38 | 1.38 | 1.38 | 1.38 | 1.38
612 | 398 | MB | 49.346 | -98.6323 | MB_STL_GSS | wind_ons | 0 | 0 | 120.45 | 160953 | 0 | 1.2045 | 0 | 0 | 0 | 0 | 0 | 0 | 1.2045 | 1.2045 | 1.2045 | 1.2045 | 1.2045 | 1.2045 | 1.2045 | 1.2045 | 1.2045 | 1.2045 | 1.2045 | 1.2045 | 1.2045 | 1.2045 | 1.2045 | 1.2045 | 1.2045 | 1.2045 | 1.2045 | 1.2045 | 1.2045 | 1.2045 | 1.2045 | 1.2045 | 1.2045 | 1.2045 | 1.2045 | 1.2045 | 1.2045 | 1.2045 | 1.2045 | 1.2045 | 1.2045 | 1.2045 | 1.2045 | 1.2045 | 1.2045 | 1.2045 | 1.2045 | 1.2045 | 1.2045 | 1.2045 | 1.2045 | 1.2045 | 1.2045 | 1.2045 | 1.2045 | 1.2045
613 | 401 | MB | 50.1206 | -96.0177 | MB_SVS_GSS | hydro_daily | 0 | 0 | 27.5 | 115196 | 5 | 0.275 | 5 | 5 | 5 | 5 | 5 | 5 | 0 | 0 | 0 | 0 | 0 | 0 | 0 | 0 | 0 | 0 | 0 | 0 | 0 | 0 | 0 | 0 | 0 | 0 | 0 | 0 | 0 | 0 | 0 | 0 | 0 | 0 | 0 | 0 | 0 | 0 | 0 | 0 | 0 | 0 | 0 | 0 | 0 | 0 | 0 | 0 | 0 | 0 | 0 | 0 | 0 | 0 | 0 | 0
614 | 401 | MB | 50.1206 | -96.0177 | MB_SVS_GSS | hydro_daily | 0 | 0 | 27.5 | 115196 | 5 | 0.275 | 5 | 5 | 5 | 5 | 5 | 5 | 0 | 0 | 0 | 0 | 0 | 0 | 0 | 0 | 0 | 0 | 0 | 0 | 0 | 0 | 0 | 0 | 0 | 0 | 0 | 0 | 0 | 0 | 0 | 0 | 0 | 0 | 0 | 0 | 0 | 0 | 0 | 0 | 0 | 0 | 0 | 0 | 0 | 0 | 0 | 0 | 0 | 0 | 0 | 0 | 0 | 0 | 0 | 0
615 | 401 | MB | 50.1206 | -96.0177 | MB_SVS_GSS | hydro_daily | 0 | 0 | 27.5 | 115196 | 5 | 0.275 | 5 | 5 | 5 | 5 | 5 | 5 | 0 | 0 | 0 | 0 | 0 | 0 | 0 | 0 | 0 | 0 | 0 | 0 | 0 | 0 | 0 | 0 | 0 | 0 | 0 | 0 | 0 | 0 | 0 | 0 | 0 | 0 | 0 | 0 | 0 | 0 | 0 | 0 | 0 | 0 | 0 | 0 | 0 | 0 | 0 | 0 | 0 | 0 | 0 | 0 | 0 | 0 | 0 | 0
616 | 401 | MB | 50.1206 | -96.0177 | MB_SVS_GSS | hydro_daily | 0 | 0 | 27.5 | 115196 | 5 | 0.275 | 5 | 5 | 5 | 5 | 5 | 5 | 0 | 0 | 0 | 0 | 0 | 0 | 0 | 0 | 0 | 0 | 0 | 0 | 0 | 0 | 0 | 0 | 0 | 0 | 0 | 0 | 0 | 0 | 0 | 0 | 0 | 0 | 0 | 0 | 0 | 0 | 0 | 0 | 0 | 0 | 0 | 0 | 0 | 0 | 0 | 0 | 0 | 0 | 0 | 0 | 0 | 0 | 0 | 0
617 | 401 | MB | 50.1206 | -96.0177 | MB_SVS_GSS | hydro_daily | 0 | 0 | 27.5 | 115196 | 5 | 0.275 | 5 | 5 | 5 | 5 | 5 | 5 | 0 | 0 | 0 | 0 | 0 | 0 | 0 | 0 | 0 | 0 | 0 | 0 | 0 | 0 | 0 | 0 | 0 | 0 | 0 | 0 | 0 | 0 | 0 | 0 | 0 | 0 | 0 | 0 | 0 | 0 | 0 | 0 | 0 | 0 | 0 | 0 | 0 | 0 | 0 | 0 | 0 | 0 | 0 | 0 | 0 | 0 | 0 | 0
618 | 401 | MB | 50.1206 | -96.0177 | MB_SVS_GSS | hydro_daily | 0 | 0 | 27.5 | 115196 | 5 | 0.275 | 5 | 5 | 5 | 5 | 5 | 5 | 0 | 0 | 0 | 0 | 0 | 0 | 0 | 0 | 0 | 0 | 0 | 0 | 0 | 0 | 0 | 0 | 0 | 0 | 0 | 0 | 0 | 0 | 0 | 0 | 0 | 0 | 0 | 0 | 0 | 0 | 0 | 0 | 0 | 0 | 0 | 0 | 0 | 0 | 0 | 0 | 0 | 0 | 0 | 0 | 0 | 0 | 0 | 0
619 | 409 | MB | 55.5384 | -98.4937 | MB_WSK_GSS | hydro_daily | 0 | 0 | 70 | 115196 | 5 | 0.7 | 5 | 5 | 5 | 5 | 5 | 5 | 0 | 0 | 0 | 0 | 0 | 0 | 0 | 0 | 0 | 0 | 0 | 0 | 0 | 0 | 0 | 0 | 0 | 0 | 0 | 0 | 0 | 0 | 0 | 0 | 0 | 0 | 0 | 0 | 0 | 0 | 0 | 0 | 0 | 0 | 0 | 0 | 0 | 0 | 0 | 0 | 0 | 0 | 0 | 0 | 0 | 0 | 0 | 0
620 | 409 | MB | 55.5384 | -98.4937 | MB_WSK_GSS | hydro_daily | 0 | 0 | 70 | 115196 | 5 | 0.7 | 5 | 5 | 5 | 5 | 5 | 5 | 0 | 0 | 0 | 0 | 0 | 0 | 0 | 0 | 0 | 0 | 0 | 0 | 0 | 0 | 0 | 0 | 0 | 0 | 0 | 0 | 0 | 0 | 0 | 0 | 0 | 0 | 0 | 0 | 0 | 0 | 0 | 0 | 0 | 0 | 0 | 0 | 0 | 0 | 0 | 0 | 0 | 0 | 0 | 0 | 0 | 0 | 0 | 0
621 | 409 | MB | 55.5384 | -98.4937 | MB_WSK_GSS | hydro_daily | 0 | 0 | 70 | 115196 | 5 | 0.7 | 5 | 5 | 5 | 5 | 5 | 5 | 0 | 0 | 0 | 0 | 0 | 0 | 0 | 0 | 0 | 0 | 0 | 0 | 0 | 0 | 0 | 0 | 0 | 0 | 0 | 0 | 0 | 0 | 0 | 0 | 0 | 0 | 0 | 0 | 0 | 0 | 0 | 0 | 0 | 0 | 0 | 0 | 0 | 0 | 0 | 0 | 0 | 0 | 0 | 0 | 0 | 0 | 0 | 0
622 | 1100 | NB | 47.9925 | -66.7216 | QC_MTP_DSS | biomass | 0 | 13.5 | 21 | 183950 | 7.07 | 0.21 | 7.07 | 7.07 | 7.07 | 7.07 | 7.07 | 7.07 | 0 | 0 | 0 | 0 | 0 | 0 | 0 | 0 | 0 | 0 | 0 | 0 | 0 | 0 | 0 | 0 | 0 | 0 | 0 | 0 | 0 | 0 | 0 | 0 | 0 | 0 | 0 | 0 | 0 | 0 | 0 | 0 | 0 | 0 | 0 | 0 | 0 | 0 | 0 | 0 | 0 | 0 | 0 | 0 | 0 | 0 | 0 | 0
624 | 415 | NB | 45.1886 | -66.1822 | NB_CLCV_GSS | wind_ons | 0 | 0 | 42 | 160953 | 0 | 0.42 | 0 | 0 | 0 | 0 | 0 | 0 | 0.42 | 0.42 | 0.42 | 0.42 | 0.42 | 0.42 | 0.42 | 0.42 | 0.42 | 0.42 | 0.42 | 0.42 | 0.42 | 0.42 | 0.42 | 0.42 | 0.42 | 0.42 | 0.42 | 0.42 | 0.42 | 0.42 | 0.42 | 0.42 | 0.42 | 0.42 | 0.42 | 0.42 | 0.42 | 0.42 | 0.42 | 0.42 | 0.42 | 0.42 | 0.42 | 0.42 | 0.42 | 0.42 | 0.42 | 0.42 | 0.42 | 0.42 | 0.42 | 0.42 | 0.42 | 0.42 | 0.42 | 0.42
625 | 426 | NB | 46.5428 | -67.6687 | NB_SADR_TSS | hydro_daily | 0 | 0 | 36 | 115196 | 5 | 0.36 | 5 | 5 | 5 | 5 | 5 | 5 | 0 | 0 | 0 | 0 | 0 | 0 | 0 | 0 | 0 | 0 | 0 | 0 | 0 | 0 | 0 | 0 | 0 | 0 | 0 | 0 | 0 | 0 | 0 | 0 | 0 | 0 | 0 | 0 | 0 | 0 | 0 | 0 | 0 | 0 | 0 | 0 | 0 | 0 | 0 | 0 | 0 | 0 | 0 | 0 | 0 | 0 | 0 | 0
626 | 426 | NB | 46.5428 | -67.6687 | NB_SADR_TSS | hydro_daily | 0 | 0 | 36 | 115196 | 5 | 0.36 | 5 | 5 | 5 | 5 | 5 | 5 | 0 | 0 | 0 | 0 | 0 | 0 | 0 | 0 | 0 | 0 | 0 | 0 | 0 | 0 | 0 | 0 | 0 | 0 | 0 | 0 | 0 | 0 | 0 | 0 | 0 | 0 | 0 | 0 | 0 | 0 | 0 | 0 | 0 | 0 | 0 | 0 | 0 | 0 | 0 | 0 | 0 | 0 | 0 | 0 | 0 | 0 | 0 | 0
627 | 426 | NB | 46.5428 | -67.6687 | NB_SADR_TSS | hydro_daily | 0 | 0 | 41 | 115196 | 5 | 0.41 | 5 | 5 | 5 | 5 | 5 | 5 | 0 | 0 | 0 | 0 | 0 | 0 | 0 | 0 | 0 | 0 | 0 | 0 | 0 | 0 | 0 | 0 | 0 | 0 | 0 | 0 | 0 | 0 | 0 | 0 | 0 | 0 | 0 | 0 | 0 | 0 | 0 | 0 | 0 | 0 | 0 | 0 | 0 | 0 | 0 | 0 | 0 | 0 | 0 | 0 | 0 | 0 | 0 | 0
629 | 412 | NB | 46.1798 | -64.2384 | NB_6514_DSS | wind_ons | 0 | 0 | 2.35 | 160953 | 0 | 0.0235 | 0 | 0 | 0 | 0 | 0 | 0 | 0.0235 | 0.0235 | 0.0235 | 0.0235 | 0.0235 | 0.0235 | 0.0235 | 0.0235 | 0.0235 | 0.0235 | 0.0235 | 0.0235 | 0.0235 | 0.0235 | 0.0235 | 0.0235 | 0.0235 | 0.0235 | 0.0235 | 0.0235 | 0.0235 | 0.0235 | 0.0235 | 0.0235 | 0.0235 | 0.0235 | 0.0235 | 0.0235 | 0.0235 | 0.0235 | 0.0235 | 0.0235 | 0.0235 | 0.0235 | 0.0235 | 0.0235 | 0.0235 | 0.0235 | 0.0235 | 0.0235 | 0.0235 | 0.0235 | 0.0235 | 0.0235 | 0.0235 | 0.0235 | 0.0235 | 0.0235
630 | 423 | NB | 46.1741 | -65.8851 | NB_NRTN_TSS | biomass | 0 | 13.5 | 1.8 | 183950 | 7.07 | 0.018 | 7.07 | 7.07 | 7.07 | 7.07 | 7.07 | 7.07 | 0 | 0 | 0 | 0 | 0 | 0 | 0 | 0 | 0 | 0 | 0 | 0 | 0 | 0 | 0 | 0 | 0 | 0 | 0 | 0 | 0 | 0 | 0 | 0 | 0 | 0 | 0 | 0 | 0 | 0 | 0 | 0 | 0 | 0 | 0 | 0 | 0 | 0 | 0 | 0 | 0 | 0 | 0 | 0 | 0 | 0 | 0 | 0
634 | 414 | NB | 47.5071 | -66.4134 | NB_BELL_TSS | wind_ons | 0 | 0 | 99 | 160953 | 0 | 0.99 | 0 | 0 | 0 | 0 | 0 | 0 | 0.99 | 0.99 | 0.99 | 0.99 | 0.99 | 0.99 | 0.99 | 0.99 | 0.99 | 0.99 | 0.99 | 0.99 | 0.99 | 0.99 | 0.99 | 0.99 | 0.99 | 0.99 | 0.99 | 0.99 | 0.99 | 0.99 | 0.99 | 0.99 | 0.99 | 0.99 | 0.99 | 0.99 | 0.99 | 0.99 | 0.99 | 0.99 | 0.99 | 0.99 | 0.99 | 0.99 | 0.99 | 0.99 | 0.99 | 0.99 | 0.99 | 0.99 | 0.99 | 0.99 | 0.99 | 0.99 | 0.99 | 0.99
638 | 426 | NB | 47.0429 | -67.7367 | NB_SADR_TSS | hydro_daily | 0 | 0 | 16 | 115196 | 5 | 0.16 | 5 | 5 | 5 | 5 | 5 | 5 | 0 | 0 | 0 | 0 | 0 | 0 | 0 | 0 | 0 | 0 | 0 | 0 | 0 | 0 | 0 | 0 | 0 | 0 | 0 | 0 | 0 | 0 | 0 | 0 | 0 | 0 | 0 | 0 | 0 | 0 | 0 | 0 | 0 | 0 | 0 | 0 | 0 | 0 | 0 | 0 | 0 | 0 | 0 | 0 | 0 | 0 | 0 | 0
639 | 426 | NB | 47.0429 | -67.7367 | NB_SADR_TSS | hydro_daily | 0 | 0 | 16 | 115196 | 5 | 0.16 | 5 | 5 | 5 | 5 | 5 | 5 | 0 | 0 | 0 | 0 | 0 | 0 | 0 | 0 | 0 | 0 | 0 | 0 | 0 | 0 | 0 | 0 | 0 | 0 | 0 | 0 | 0 | 0 | 0 | 0 | 0 | 0 | 0 | 0 | 0 | 0 | 0 | 0 | 0 | 0 | 0 | 0 | 0 | 0 | 0 | 0 | 0 | 0 | 0 | 0 | 0 | 0 | 0 | 0
640 | 426 | NB | 47.0429 | -67.7367 | NB_SADR_TSS | hydro_daily | 0 | 0 | 16 | 115196 | 5 | 0.16 | 5 | 5 | 5 | 5 | 5 | 5 | 0 | 0 | 0 | 0 | 0 | 0 | 0 | 0 | 0 | 0 | 0 | 0 | 0 | 0 | 0 | 0 | 0 | 0 | 0 | 0 | 0 | 0 | 0 | 0 | 0 | 0 | 0 | 0 | 0 | 0 | 0 | 0 | 0 | 0 | 0 | 0 | 0 | 0 | 0 | 0 | 0 | 0 | 0 | 0 | 0 | 0 | 0 | 0
641 | 426 | NB | 47.0429 | -67.7367 | NB_SADR_TSS | hydro_daily | 0 | 0 | 16 | 115196 | 5 | 0.16 | 5 | 5 | 5 | 5 | 5 | 5 | 0 | 0 | 0 | 0 | 0 | 0 | 0 | 0 | 0 | 0 | 0 | 0 | 0 | 0 | 0 | 0 | 0 | 0 | 0 | 0 | 0 | 0 | 0 | 0 | 0 | 0 | 0 | 0 | 0 | 0 | 0 | 0 | 0 | 0 | 0 | 0 | 0 | 0 | 0 | 0 | 0 | 0 | 0 | 0 | 0 | 0 | 0 | 0
642 | 426 | NB | 46.5165 | -67.597 | NB_SADR_TSS | hydro_run | 0 | 0 | 1.5 | 66563 | 1 | 0.015 | 1 | 1 | 1 | 1 | 1 | 1 | 0 | 0 | 0 | 0 | 0 | 0 | 0 | 0 | 0 | 0 | 0 | 0 | 0 | 0 | 0 | 0 | 0 | 0 | 0 | 0 | 0 | 0 | 0 | 0 | 0 | 0 | 0 | 0 | 0 | 0 | 0 | 0 | 0 | 0 | 0 | 0 | 0 | 0 | 0 | 0 | 0 | 0 | 0 | 0 | 0 | 0 | 0 | 0
643 | 427 | NB | 45.8193 | -64.8895 | NB_SLBY_TSS | wind_ons | 0 | 0 | 96 | 160953 | 0 | 0.96 | 0 | 0 | 0 | 0 | 0 | 0 | 0.96 | 0.96 | 0.96 | 0.96 | 0.96 | 0.96 | 0.96 | 0.96 | 0.96 | 0.96 | 0.96 | 0.96 | 0.96 | 0.96 | 0.96 | 0.96 | 0.96 | 0.96 | 0.96 | 0.96 | 0.96 | 0.96 | 0.96 | 0.96 | 0.96 | 0.96 | 0.96 | 0.96 | 0.96 | 0.96 | 0.96 | 0.96 | 0.96 | 0.96 | 0.96 | 0.96 | 0.96 | 0.96 | 0.96 | 0.96 | 0.96 | 0.96 | 0.96 | 0.96 | 0.96 | 0.96 | 0.96 | 0.96
644 | 427 | NB | 45.8193 | -64.8895 | NB_SLBY_TSS | wind_ons | 0 | 0 | 54 | 160953 | 0 | 0.54 | 0 | 0 | 0 | 0 | 0 | 0 | 0.54 | 0.54 | 0.54 | 0.54 | 0.54 | 0.54 | 0.54 | 0.54 | 0.54 | 0.54 | 0.54 | 0.54 | 0.54 | 0.54 | 0.54 | 0.54 | 0.54 | 0.54 | 0.54 | 0.54 | 0.54 | 0.54 | 0.54 | 0.54 | 0.54 | 0.54 | 0.54 | 0.54 | 0.54 | 0.54 | 0.54 | 0.54 | 0.54 | 0.54 | 0.54 | 0.54 | 0.54 | 0.54 | 0.54 | 0.54 | 0.54 | 0.54 | 0.54 | 0.54 | 0.54 | 0.54 | 0.54 | 0.54
645 | 427 | NB | 45.8193 | -64.8895 | NB_SLBY_TSS | wind_ons | 0 | 0 | 17.3 | 160953 | 0 | 0.173 | 0 | 0 | 0 | 0 | 0 | 0 | 0.173 | 0.173 | 0.173 | 0.173 | 0.173 | 0.173 | 0.173 | 0.173 | 0.173 | 0.173 | 0.173 | 0.173 | 0.173 | 0.173 | 0.173 | 0.173 | 0.173 | 0.173 | 0.173 | 0.173 | 0.173 | 0.173 | 0.173 | 0.173 | 0.173 | 0.173 | 0.173 | 0.173 | 0.173 | 0.173 | 0.173 | 0.173 | 0.173 | 0.173 | 0.173 | 0.173 | 0.173 | 0.173 | 0.173 | 0.173 | 0.173 | 0.173 | 0.173 | 0.173 | 0.173 | 0.173 | 0.173 | 0.173
646 | 1120 | NB | 47.8493 | -64.6186 | QC_PSP_DSS | wind_ons | 0 | 0 | 45 | 160953 | 0 | 0.45 | 0 | 0 | 0 | 0 | 0 | 0 | 0.45 | 0.45 | 0.45 | 0.45 | 0.45 | 0.45 | 0.45 | 0.45 | 0.45 | 0.45 | 0.45 | 0.45 | 0.45 | 0.45 | 0.45 | 0.45 | 0.45 | 0.45 | 0.45 | 0.45 | 0.45 | 0.45 | 0.45 | 0.45 | 0.45 | 0.45 | 0.45 | 0.45 | 0.45 | 0.45 | 0.45 | 0.45 | 0.45 | 0.45 | 0.45 | 0.45 | 0.45 | 0.45 | 0.45 | 0.45 | 0.45 | 0.45 | 0.45 | 0.45 | 0.45 | 0.45 | 0.45 | 0.45
647 | 416 | NB | 47.3626 | -68.3236 | NB_EDMN_TSS | hydro_run | 0 | 0 | 5.5 | 66563 | 1 | 0.055 | 1 | 1 | 1 | 1 | 1 | 1 | 0 | 0 | 0 | 0 | 0 | 0 | 0 | 0 | 0 | 0 | 0 | 0 | 0 | 0 | 0 | 0 | 0 | 0 | 0 | 0 | 0 | 0 | 0 | 0 | 0 | 0 | 0 | 0 | 0 | 0 | 0 | 0 | 0 | 0 | 0 | 0 | 0 | 0 | 0 | 0 | 0 | 0 | 0 | 0 | 0 | 0 | 0 | 0
652 | 419 | NB | 45.9551 | -66.8665 | NB_KSWK_TSS | hydro_daily | 0 | 0 | 109 | 115196 | 5 | 1.09 | 5 | 5 | 5 | 5 | 5 | 5 | 0 | 0 | 0 | 0 | 0 | 0 | 0 | 0 | 0 | 0 | 0 | 0 | 0 | 0 | 0 | 0 | 0 | 0 | 0 | 0 | 0 | 0 | 0 | 0 | 0 | 0 | 0 | 0 | 0 | 0 | 0 | 0 | 0 | 0 | 0 | 0 | 0 | 0 | 0 | 0 | 0 | 0 | 0 | 0 | 0 | 0 | 0 | 0
653 | 419 | NB | 45.9551 | -66.8665 | NB_KSWK_TSS | hydro_daily | 0 | 0 | 109 | 115196 | 5 | 1.09 | 5 | 5 | 5 | 5 | 5 | 5 | 0 | 0 | 0 | 0 | 0 | 0 | 0 | 0 | 0 | 0 | 0 | 0 | 0 | 0 | 0 | 0 | 0 | 0 | 0 | 0 | 0 | 0 | 0 | 0 | 0 | 0 | 0 | 0 | 0 | 0 | 0 | 0 | 0 | 0 | 0 | 0 | 0 | 0 | 0 | 0 | 0 | 0 | 0 | 0 | 0 | 0 | 0 | 0
654 | 419 | NB | 45.9551 | -66.8665 | NB_KSWK_TSS | hydro_daily | 0 | 0 | 109 | 115196 | 5 | 1.09 | 5 | 5 | 5 | 5 | 5 | 5 | 0 | 0 | 0 | 0 | 0 | 0 | 0 | 0 | 0 | 0 | 0 | 0 | 0 | 0 | 0 | 0 | 0 | 0 | 0 | 0 | 0 | 0 | 0 | 0 | 0 | 0 | 0 | 0 | 0 | 0 | 0 | 0 | 0 | 0 | 0 | 0 | 0 | 0 | 0 | 0 | 0 | 0 | 0 | 0 | 0 | 0 | 0 | 0
655 | 419 | NB | 45.9551 | -66.8665 | NB_KSWK_TSS | hydro_daily | 0 | 0 | 115 | 115196 | 5 | 1.15 | 5 | 5 | 5 | 5 | 5 | 5 | 0 | 0 | 0 | 0 | 0 | 0 | 0 | 0 | 0 | 0 | 0 | 0 | 0 | 0 | 0 | 0 | 0 | 0 | 0 | 0 | 0 | 0 | 0 | 0 | 0 | 0 | 0 | 0 | 0 | 0 | 0 | 0 | 0 | 0 | 0 | 0 | 0 | 0 | 0 | 0 | 0 | 0 | 0 | 0 | 0 | 0 | 0 | 0
656 | 419 | NB | 45.9551 | -66.8665 | NB_KSWK_TSS | hydro_daily | 0 | 0 | 112 | 115196 | 5 | 1.12 | 5 | 5 | 5 | 5 | 5 | 5 | 0 | 0 | 0 | 0 | 0 | 0 | 0 | 0 | 0 | 0 | 0 | 0 | 0 | 0 | 0 | 0 | 0 | 0 | 0 | 0 | 0 | 0 | 0 | 0 | 0 | 0 | 0 | 0 | 0 | 0 | 0 | 0 | 0 | 0 | 0 | 0 | 0 | 0 | 0 | 0 | 0 | 0 | 0 | 0 | 0 | 0 | 0 | 0
657 | 419 | NB | 45.9551 | -66.8665 | NB_KSWK_TSS | hydro_daily | 0 | 0 | 112 | 115196 | 5 | 1.12 | 5 | 5 | 5 | 5 | 5 | 5 | 0 | 0 | 0 | 0 | 0 | 0 | 0 | 0 | 0 | 0 | 0 | 0 | 0 | 0 | 0 | 0 | 0 | 0 | 0 | 0 | 0 | 0 | 0 | 0 | 0 | 0 | 0 | 0 | 0 | 0 | 0 | 0 | 0 | 0 | 0 | 0 | 0 | 0 | 0 | 0 | 0 | 0 | 0 | 0 | 0 | 0 | 0 | 0
658 | 419 | NB | 46.0042 | -67.2313 | NB_KSWK_TSS | biomass | 0 | 13.5 | 26 | 183950 | 7.07 | 0.26 | 7.07 | 7.07 | 7.07 | 7.07 | 7.07 | 7.07 | 0 | 0 | 0 | 0 | 0 | 0 | 0 | 0 | 0 | 0 | 0 | 0 | 0 | 0 | 0 | 0 | 0 | 0 | 0 | 0 | 0 | 0 | 0 | 0 | 0 | 0 | 0 | 0 | 0 | 0 | 0 | 0 | 0 | 0 | 0 | 0 | 0 | 0 | 0 | 0 | 0 | 0 | 0 | 0 | 0 | 0 | 0 | 0
659 | 411 | NB | 47.4055 | -65.7919 | NB_6432_DSS | hydro_run | 0 | 0 | 11 | 66563 | 1 | 0.11 | 1 | 1 | 1 | 1 | 1 | 1 | 0 | 0 | 0 | 0 | 0 | 0 | 0 | 0 | 0 | 0 | 0 | 0 | 0 | 0 | 0 | 0 | 0 | 0 | 0 | 0 | 0 | 0 | 0 | 0 | 0 | 0 | 0 | 0 | 0 | 0 | 0 | 0 | 0 | 0 | 0 | 0 | 0 | 0 | 0 | 0 | 0 | 0 | 0 | 0 | 0 | 0 | 0 | 0
660 | 956 | NB | 46.6601 | -64.8825 | PE_WCP_GSS | wind_ons | 0 | 0 | 3.8 | 160953 | 0 | 0.038 | 0 | 0 | 0 | 0 | 0 | 0 | 0.038 | 0.038 | 0.038 | 0.038 | 0.038 | 0.038 | 0.038 | 0.038 | 0.038 | 0.038 | 0.038 | 0.038 | 0.038 | 0.038 | 0.038 | 0.038 | 0.038 | 0.038 | 0.038 | 0.038 | 0.038 | 0.038 | 0.038 | 0.038 | 0.038 | 0.038 | 0.038 | 0.038 | 0.038 | 0.038 | 0.038 | 0.038 | 0.038 | 0.038 | 0.038 | 0.038 | 0.038 | 0.038 | 0.038 | 0.038 | 0.038 | 0.038 | 0.038 | 0.038 | 0.038 | 0.038 | 0.038 | 0.038
662 | 425 | NB | 45.0687 | -66.4543 | NB_PLPR_GSS | nuclear | 0 | 10.44 | 660 | 177983 | 3.47 | 6.6 | 3.47 | 3.47 | 3.47 | 3.47 | 3.47 | 3.47 | 0 | 0 | 0 | 0 | 0 | 0 | 0 | 0 | 0 | 0 | 0 | 0 | 0 | 0 | 0 | 0 | 0 | 0 | 0 | 0 | 0 | 0 | 0 | 0 | 0 | 0 | 0 | 0 | 0 | 0 | 0 | 0 | 0 | 0 | 0 | 0 | 0 | 0 | 0 | 0 | 0 | 0 | 0 | 0 | 0 | 0 | 0 | 0
663 | 416 | NB | 47.4684 | -68.2353 | NB_EDMN_TSS | hydro_run | 0 | 0 | 3.1 | 66563 | 1 | 0.031 | 1 | 1 | 1 | 1 | 1 | 1 | 0 | 0 | 0 | 0 | 0 | 0 | 0 | 0 | 0 | 0 | 0 | 0 | 0 | 0 | 0 | 0 | 0 | 0 | 0 | 0 | 0 | 0 | 0 | 0 | 0 | 0 | 0 | 0 | 0 | 0 | 0 | 0 | 0 | 0 | 0 | 0 | 0 | 0 | 0 | 0 | 0 | 0 | 0 | 0 | 0 | 0 | 0 | 0
664 | 425 | NB | 45.1284 | -66.8274 | NB_PLPR_GSS | hydro_run | 0 | 0 | 15 | 66563 | 1 | 0.15 | 1 | 1 | 1 | 1 | 1 | 1 | 0 | 0 | 0 | 0 | 0 | 0 | 0 | 0 | 0 | 0 | 0 | 0 | 0 | 0 | 0 | 0 | 0 | 0 | 0 | 0 | 0 | 0 | 0 | 0 | 0 | 0 | 0 | 0 | 0 | 0 | 0 | 0 | 0 | 0 | 0 | 0 | 0 | 0 | 0 | 0 | 0 | 0 | 0 | 0 | 0 | 0 | 0 | 0
666 | 426 | NB | 47.2659 | -67.2434 | NB_SADR_TSS | hydro_run | 0 | 0 | 9 | 66563 | 1 | 0.09 | 1 | 1 | 1 | 1 | 1 | 1 | 0 | 0 | 0 | 0 | 0 | 0 | 0 | 0 | 0 | 0 | 0 | 0 | 0 | 0 | 0 | 0 | 0 | 0 | 0 | 0 | 0 | 0 | 0 | 0 | 0 | 0 | 0 | 0 | 0 | 0 | 0 | 0 | 0 | 0 | 0 | 0 | 0 | 0 | 0 | 0 | 0 | 0 | 0 | 0 | 0 | 0 | 0 | 0
667 | 415 | NB | 45.2589 | -66.0945 | NB_CLCV_GSS | biomass | 0 | 13.5 | 33 | 183950 | 7.07 | 0.33 | 7.07 | 7.07 | 7.07 | 7.07 | 7.07 | 7.07 | 0 | 0 | 0 | 0 | 0 | 0 | 0 | 0 | 0 | 0 | 0 | 0 | 0 | 0 | 0 | 0 | 0 | 0 | 0 | 0 | 0 | 0 | 0 | 0 | 0 | 0 | 0 | 0 | 0 | 0 | 0 | 0 | 0 | 0 | 0 | 0 | 0 | 0 | 0 | 0 | 0 | 0 | 0 | 0 | 0 | 0 | 0 | 0
668 | 426 | NB | 46.8097 | -67.7665 | NB_SADR_TSS | hydro_daily | 0 | 0 | 35 | 115196 | 5 | 0.35 | 5 | 5 | 5 | 5 | 5 | 5 | 0 | 0 | 0 | 0 | 0 | 0 | 0 | 0 | 0 | 0 | 0 | 0 | 0 | 0 | 0 | 0 | 0 | 0 | 0 | 0 | 0 | 0 | 0 | 0 | 0 | 0 | 0 | 0 | 0 | 0 | 0 | 0 | 0 | 0 | 0 | 0 | 0 | 0 | 0 | 0 | 0 | 0 | 0 | 0 | 0 | 0 | 0 | 0
669 | 426 | NB | 46.7801 | -67.6952 | NB_SADR_TSS | hydro_daily | 0 | 0 | 10 | 115196 | 5 | 0.1 | 5 | 5 | 5 | 5 | 5 | 5 | 0 | 0 | 0 | 0 | 0 | 0 | 0 | 0 | 0 | 0 | 0 | 0 | 0 | 0 | 0 | 0 | 0 | 0 | 0 | 0 | 0 | 0 | 0 | 0 | 0 | 0 | 0 | 0 | 0 | 0 | 0 | 0 | 0 | 0 | 0 | 0 | 0 | 0 | 0 | 0 | 0 | 0 | 0 | 0 | 0 | 0 | 0 | 0
670 | 426 | NB | 46.7801 | -67.6952 | NB_SADR_TSS | hydro_daily | 0 | 0 | 10 | 115196 | 5 | 0.1 | 5 | 5 | 5 | 5 | 5 | 5 | 0 | 0 | 0 | 0 | 0 | 0 | 0 | 0 | 0 | 0 | 0 | 0 | 0 | 0 | 0 | 0 | 0 | 0 | 0 | 0 | 0 | 0 | 0 | 0 | 0 | 0 | 0 | 0 | 0 | 0 | 0 | 0 | 0 | 0 | 0 | 0 | 0 | 0 | 0 | 0 | 0 | 0 | 0 | 0 | 0 | 0 | 0 | 0
671 | 416 | NB | 47.3698 | -68.3315 | NB_EDMN_TSS | biomass | 0 | 13.5 | 39 | 183950 | 7.07 | 0.39 | 7.07 | 7.07 | 7.07 | 7.07 | 7.07 | 7.07 | 0 | 0 | 0 | 0 | 0 | 0 | 0 | 0 | 0 | 0 | 0 | 0 | 0 | 0 | 0 | 0 | 0 | 0 | 0 | 0 | 0 | 0 | 0 | 0 | 0 | 0 | 0 | 0 | 0 | 0 | 0 | 0 | 0 | 0 | 0 | 0 | 0 | 0 | 0 | 0 | 0 | 0 | 0 | 0 | 0 | 0 | 0 | 0
672 | 427 | NB | 45.7988 | -65.2535 | NB_SLBY_TSS | wind_ons | 0 | 0 | 20 | 160953 | 0 | 0.2 | 0 | 0 | 0 | 0 | 0 | 0 | 0.2 | 0.2 | 0.2 | 0.2 | 0.2 | 0.2 | 0.2 | 0.2 | 0.2 | 0.2 | 0.2 | 0.2 | 0.2 | 0.2 | 0.2 | 0.2 | 0.2 | 0.2 | 0.2 | 0.2 | 0.2 | 0.2 | 0.2 | 0.2 | 0.2 | 0.2 | 0.2 | 0.2 | 0.2 | 0.2 | 0.2 | 0.2 | 0.2 | 0.2 | 0.2 | 0.2 | 0.2 | 0.2 | 0.2 | 0.2 | 0.2 | 0.2 | 0.2 | 0.2 | 0.2 | 0.2 | 0.2 | 0.2
673 | 427 | NB | 45.6747 | -64.831 | NB_SLBY_TSS | wind_ons | 0 | 0 | 18 | 160953 | 0 | 0.18 | 0 | 0 | 0 | 0 | 0 | 0 | 0.18 | 0.18 | 0.18 | 0.18 | 0.18 | 0.18 | 0.18 | 0.18 | 0.18 | 0.18 | 0.18 | 0.18 | 0.18 | 0.18 | 0.18 | 0.18 | 0.18 | 0.18 | 0.18 | 0.18 | 0.18 | 0.18 | 0.18 | 0.18 | 0.18 | 0.18 | 0.18 | 0.18 | 0.18 | 0.18 | 0.18 | 0.18 | 0.18 | 0.18 | 0.18 | 0.18 | 0.18 | 0.18 | 0.18 | 0.18 | 0.18 | 0.18 | 0.18 | 0.18 | 0.18 | 0.18 | 0.18 | 0.18
674 | 429 | NL | 47.9901 | -55.7997 | NL_BD1_GSS | hydro_monthly | 0 | 0 | 76.5 | 18305 | 2 | 0.765 | 2 | 2 | 2 | 2 | 2 | 2 | 0 | 0 | 0 | 0 | 0 | 0 | 0 | 0 | 0 | 0 | 0 | 0 | 0 | 0 | 0 | 0 | 0 | 0 | 0 | 0 | 0 | 0 | 0 | 0 | 0 | 0 | 0 | 0 | 0 | 0 | 0 | 0 | 0 | 0 | 0 | 0 | 0 | 0 | 0 | 0 | 0 | 0 | 0 | 0 | 0 | 0 | 0 | 0
675 | 429 | NL | 47.9901 | -55.7997 | NL_BD1_GSS | hydro_monthly | 0 | 0 | 76.5 | 18305 | 2 | 0.765 | 2 | 2 | 2 | 2 | 2 | 2 | 0 | 0 | 0 | 0 | 0 | 0 | 0 | 0 | 0 | 0 | 0 | 0 | 0 | 0 | 0 | 0 | 0 | 0 | 0 | 0 | 0 | 0 | 0 | 0 | 0 | 0 | 0 | 0 | 0 | 0 | 0 | 0 | 0 | 0 | 0 | 0 | 0 | 0 | 0 | 0 | 0 | 0 | 0 | 0 | 0 | 0 | 0 | 0
676 | 429 | NL | 47.9901 | -55.7997 | NL_BD1_GSS | hydro_monthly | 0 | 0 | 76.5 | 18305 | 2 | 0.765 | 2 | 2 | 2 | 2 | 2 | 2 | 0 | 0 | 0 | 0 | 0 | 0 | 0 | 0 | 0 | 0 | 0 | 0 | 0 | 0 | 0 | 0 | 0 | 0 | 0 | 0 | 0 | 0 | 0 | 0 | 0 | 0 | 0 | 0 | 0 | 0 | 0 | 0 | 0 | 0 | 0 | 0 | 0 | 0 | 0 | 0 | 0 | 0 | 0 | 0 | 0 | 0 | 0 | 0
677 | 429 | NL | 47.9901 | -55.7997 | NL_BD1_GSS | hydro_monthly | 0 | 0 | 76.5 | 18305 | 2 | 0.765 | 2 | 2 | 2 | 2 | 2 | 2 | 0 | 0 | 0 | 0 | 0 | 0 | 0 | 0 | 0 | 0 | 0 | 0 | 0 | 0 | 0 | 0 | 0 | 0 | 0 | 0 | 0 | 0 | 0 | 0 | 0 | 0 | 0 | 0 | 0 | 0 | 0 | 0 | 0 | 0 | 0 | 0 | 0 | 0 | 0 | 0 | 0 | 0 | 0 | 0 | 0 | 0 | 0 | 0
678 | 429 | NL | 47.9901 | -55.7997 | NL_BD1_GSS | hydro_monthly | 0 | 0 | 76.5 | 18305 | 2 | 0.765 | 2 | 2 | 2 | 2 | 2 | 2 | 0 | 0 | 0 | 0 | 0 | 0 | 0 | 0 | 0 | 0 | 0 | 0 | 0 | 0 | 0 | 0 | 0 | 0 | 0 | 0 | 0 | 0 | 0 | 0 | 0 | 0 | 0 | 0 | 0 | 0 | 0 | 0 | 0 | 0 | 0 | 0 | 0 | 0 | 0 | 0 | 0 | 0 | 0 | 0 | 0 | 0 | 0 | 0
679 | 429 | NL | 47.9901 | -55.7997 | NL_BD1_GSS | hydro_monthly | 0 | 0 | 76.5 | 18305 | 2 | 0.765 | 2 | 2 | 2 | 2 | 2 | 2 | 0 | 0 | 0 | 0 | 0 | 0 | 0 | 0 | 0 | 0 | 0 | 0 | 0 | 0 | 0 | 0 | 0 | 0 | 0 | 0 | 0 | 0 | 0 | 0 | 0 | 0 | 0 | 0 | 0 | 0 | 0 | 0 | 0 | 0 | 0 | 0 | 0 | 0 | 0 | 0 | 0 | 0 | 0 | 0 | 0 | 0 | 0 | 0
680 | 430 | NL | 47.9901 | -55.7997 | NL_BD2_GSS | hydro_monthly | 0 | 0 | 154.4 | 18305 | 2 | 1.544 | 2 | 2 | 2 | 2 | 2 | 2 | 0 | 0 | 0 | 0 | 0 | 0 | 0 | 0 | 0 | 0 | 0 | 0 | 0 | 0 | 0 | 0 | 0 | 0 | 0 | 0 | 0 | 0 | 0 | 0 | 0 | 0 | 0 | 0 | 0 | 0 | 0 | 0 | 0 | 0 | 0 | 0 | 0 | 0 | 0 | 0 | 0 | 0 | 0 | 0 | 0 | 0 | 0 | 0
681 | 442 | NL | 49.0154 | -55.4721 | NL_NGF_DSS | hydro_daily | 0 | 0 | 3 | 115196 | 5 | 0.03 | 5 | 5 | 5 | 5 | 5 | 5 | 0 | 0 | 0 | 0 | 0 | 0 | 0 | 0 | 0 | 0 | 0 | 0 | 0 | 0 | 0 | 0 | 0 | 0 | 0 | 0 | 0 | 0 | 0 | 0 | 0 | 0 | 0 | 0 | 0 | 0 | 0 | 0 | 0 | 0 | 0 | 0 | 0 | 0 | 0 | 0 | 0 | 0 | 0 | 0 | 0 | 0 | 0 | 0
682 | 442 | NL | 49.0154 | -55.4721 | NL_NGF_DSS | hydro_daily | 0 | 0 | 3 | 115196 | 5 | 0.03 | 5 | 5 | 5 | 5 | 5 | 5 | 0 | 0 | 0 | 0 | 0 | 0 | 0 | 0 | 0 | 0 | 0 | 0 | 0 | 0 | 0 | 0 | 0 | 0 | 0 | 0 | 0 | 0 | 0 | 0 | 0 | 0 | 0 | 0 | 0 | 0 | 0 | 0 | 0 | 0 | 0 | 0 | 0 | 0 | 0 | 0 | 0 | 0 | 0 | 0 | 0 | 0 | 0 | 0
683 | 442 | NL | 49.0154 | -55.4721 | NL_NGF_DSS | hydro_daily | 0 | 0 | 3 | 115196 | 5 | 0.03 | 5 | 5 | 5 | 5 | 5 | 5 | 0 | 0 | 0 | 0 | 0 | 0 | 0 | 0 | 0 | 0 | 0 | 0 | 0 | 0 | 0 | 0 | 0 | 0 | 0 | 0 | 0 | 0 | 0 | 0 | 0 | 0 | 0 | 0 | 0 | 0 | 0 | 0 | 0 | 0 | 0 | 0 | 0 | 0 | 0 | 0 | 0 | 0 | 0 | 0 | 0 | 0 | 0 | 0
684 | 442 | NL | 49.0154 | -55.4721 | NL_NGF_DSS | hydro_daily | 0 | 0 | 3 | 115196 | 5 | 0.03 | 5 | 5 | 5 | 5 | 5 | 5 | 0 | 0 | 0 | 0 | 0 | 0 | 0 | 0 | 0 | 0 | 0 | 0 | 0 | 0 | 0 | 0 | 0 | 0 | 0 | 0 | 0 | 0 | 0 | 0 | 0 | 0 | 0 | 0 | 0 | 0 | 0 | 0 | 0 | 0 | 0 | 0 | 0 | 0 | 0 | 0 | 0 | 0 | 0 | 0 | 0 | 0 | 0 | 0
685 | 442 | NL | 49.0154 | -55.4721 | NL_NGF_DSS | hydro_daily | 0 | 0 | 3 | 115196 | 5 | 0.03 | 5 | 5 | 5 | 5 | 5 | 5 | 0 | 0 | 0 | 0 | 0 | 0 | 0 | 0 | 0 | 0 | 0 | 0 | 0 | 0 | 0 | 0 | 0 | 0 | 0 | 0 | 0 | 0 | 0 | 0 | 0 | 0 | 0 | 0 | 0 | 0 | 0 | 0 | 0 | 0 | 0 | 0 | 0 | 0 | 0 | 0 | 0 | 0 | 0 | 0 | 0 | 0 | 0 | 0
686 | 442 | NL | 49.0154 | -55.4721 | NL_NGF_DSS | hydro_daily | 0 | 0 | 3 | 115196 | 5 | 0.03 | 5 | 5 | 5 | 5 | 5 | 5 | 0 | 0 | 0 | 0 | 0 | 0 | 0 | 0 | 0 | 0 | 0 | 0 | 0 | 0 | 0 | 0 | 0 | 0 | 0 | 0 | 0 | 0 | 0 | 0 | 0 | 0 | 0 | 0 | 0 | 0 | 0 | 0 | 0 | 0 | 0 | 0 | 0 | 0 | 0 | 0 | 0 | 0 | 0 | 0 | 0 | 0 | 0 | 0
687 | 442 | NL | 49.0154 | -55.4721 | NL_NGF_DSS | hydro_daily | 0 | 0 | 2 | 115196 | 5 | 0.02 | 5 | 5 | 5 | 5 | 5 | 5 | 0 | 0 | 0 | 0 | 0 | 0 | 0 | 0 | 0 | 0 | 0 | 0 | 0 | 0 | 0 | 0 | 0 | 0 | 0 | 0 | 0 | 0 | 0 | 0 | 0 | 0 | 0 | 0 | 0 | 0 | 0 | 0 | 0 | 0 | 0 | 0 | 0 | 0 | 0 | 0 | 0 | 0 | 0 | 0 | 0 | 0 | 0 | 0
688 | 442 | NL | 49.0154 | -55.4721 | NL_NGF_DSS | hydro_daily | 0 | 0 | 1 | 115196 | 5 | 0.01 | 5 | 5 | 5 | 5 | 5 | 5 | 0 | 0 | 0 | 0 | 0 | 0 | 0 | 0 | 0 | 0 | 0 | 0 | 0 | 0 | 0 | 0 | 0 | 0 | 0 | 0 | 0 | 0 | 0 | 0 | 0 | 0 | 0 | 0 | 0 | 0 | 0 | 0 | 0 | 0 | 0 | 0 | 0 | 0 | 0 | 0 | 0 | 0 | 0 | 0 | 0 | 0 | 0 | 0
689 | 442 | NL | 49.0154 | -55.4721 | NL_NGF_DSS | hydro_daily | 0 | 0 | 1 | 115196 | 5 | 0.01 | 5 | 5 | 5 | 5 | 5 | 5 | 0 | 0 | 0 | 0 | 0 | 0 | 0 | 0 | 0 | 0 | 0 | 0 | 0 | 0 | 0 | 0 | 0 | 0 | 0 | 0 | 0 | 0 | 0 | 0 | 0 | 0 | 0 | 0 | 0 | 0 | 0 | 0 | 0 | 0 | 0 | 0 | 0 | 0 | 0 | 0 | 0 | 0 | 0 | 0 | 0 | 0 | 0 | 0
690 | 431 | NL | 48.822 | -56.8314 | NL_BUC_DSS | hydro_daily | 0 | 0 | 2 | 115196 | 5 | 0.02 | 5 | 5 | 5 | 5 | 5 | 5 | 0 | 0 | 0 | 0 | 0 | 0 | 0 | 0 | 0 | 0 | 0 | 0 | 0 | 0 | 0 | 0 | 0 | 0 | 0 | 0 | 0 | 0 | 0 | 0 | 0 | 0 | 0 | 0 | 0 | 0 | 0 | 0 | 0 | 0 | 0 | 0 | 0 | 0 | 0 | 0 | 0 | 0 | 0 | 0 | 0 | 0 | 0 | 0
691 | 438 | NL | 47.0958 | -52.9372 | NL_HOL_GSS | hydro_daily | 0 | 0 | 6.26 | 115196 | 5 | 0.0626 | 5 | 5 | 5 | 5 | 5 | 5 | 0 | 0 | 0 | 0 | 0 | 0 | 0 | 0 | 0 | 0 | 0 | 0 | 0 | 0 | 0 | 0 | 0 | 0 | 0 | 0 | 0 | 0 | 0 | 0 | 0 | 0 | 0 | 0 | 0 | 0 | 0 | 0 | 0 | 0 | 0 | 0 | 0 | 0 | 0 | 0 | 0 | 0 | 0 | 0 | 0 | 0 | 0 | 0
692 | 432 | NL | 50.0258 | -56.7648 | NL_CAM_GSS | hydro_daily | 0 | 0 | 68.5 | 115196 | 5 | 0.685 | 5 | 5 | 5 | 5 | 5 | 5 | 0 | 0 | 0 | 0 | 0 | 0 | 0 | 0 | 0 | 0 | 0 | 0 | 0 | 0 | 0 | 0 | 0 | 0 | 0 | 0 | 0 | 0 | 0 | 0 | 0 | 0 | 0 | 0 | 0 | 0 | 0 | 0 | 0 | 0 | 0 | 0 | 0 | 0 | 0 | 0 | 0 | 0 | 0 | 0 | 0 | 0 | 0 | 0
693 | 432 | NL | 50.0258 | -56.7648 | NL_CAM_GSS | hydro_daily | 0 | 0 | 68.5 | 115196 | 5 | 0.685 | 5 | 5 | 5 | 5 | 5 | 5 | 0 | 0 | 0 | 0 | 0 | 0 | 0 | 0 | 0 | 0 | 0 | 0 | 0 | 0 | 0 | 0 | 0 | 0 | 0 | 0 | 0 | 0 | 0 | 0 | 0 | 0 | 0 | 0 | 0 | 0 | 0 | 0 | 0 | 0 | 0 | 0 | 0 | 0 | 0 | 0 | 0 | 0 | 0 | 0 | 0 | 0 | 0 | 0
694 | 434 | NL | 53.5303 | -63.9681 | NL_CFP_GSS | hydro_monthly | 0 | 0 | 493.45 | 18305 | 2 | 4.9345 | 2 | 2 | 2 | 2 | 2 | 2 | 0 | 0 | 0 | 0 | 0 | 0 | 0 | 0 | 0 | 0 | 0 | 0 | 0 | 0 | 0 | 0 | 0 | 0 | 0 | 0 | 0 | 0 | 0 | 0 | 0 | 0 | 0 | 0 | 0 | 0 | 0 | 0 | 0 | 0 | 0 | 0 | 0 | 0 | 0 | 0 | 0 | 0 | 0 | 0 | 0 | 0 | 0 | 0
695 | 434 | NL | 53.5303 | -63.9681 | NL_CFP_GSS | hydro_monthly | 0 | 0 | 493.45 | 18305 | 2 | 4.9345 | 2 | 2 | 2 | 2 | 2 | 2 | 0 | 0 | 0 | 0 | 0 | 0 | 0 | 0 | 0 | 0 | 0 | 0 | 0 | 0 | 0 | 0 | 0 | 0 | 0 | 0 | 0 | 0 | 0 | 0 | 0 | 0 | 0 | 0 | 0 | 0 | 0 | 0 | 0 | 0 | 0 | 0 | 0 | 0 | 0 | 0 | 0 | 0 | 0 | 0 | 0 | 0 | 0 | 0
696 | 434 | NL | 53.5303 | -63.9681 | NL_CFP_GSS | hydro_monthly | 0 | 0 | 493.45 | 18305 | 2 | 4.9345 | 2 | 2 | 2 | 2 | 2 | 2 | 0 | 0 | 0 | 0 | 0 | 0 | 0 | 0 | 0 | 0 | 0 | 0 | 0 | 0 | 0 | 0 | 0 | 0 | 0 | 0 | 0 | 0 | 0 | 0 | 0 | 0 | 0 | 0 | 0 | 0 | 0 | 0 | 0 | 0 | 0 | 0 | 0 | 0 | 0 | 0 | 0 | 0 | 0 | 0 | 0 | 0 | 0 | 0
697 | 434 | NL | 53.5303 | -63.9681 | NL_CFP_GSS | hydro_monthly | 0 | 0 | 493.45 | 18305 | 2 | 4.9345 | 2 | 2 | 2 | 2 | 2 | 2 | 0 | 0 | 0 | 0 | 0 | 0 | 0 | 0 | 0 | 0 | 0 | 0 | 0 | 0 | 0 | 0 | 0 | 0 | 0 | 0 | 0 | 0 | 0 | 0 | 0 | 0 | 0 | 0 | 0 | 0 | 0 | 0 | 0 | 0 | 0 | 0 | 0 | 0 | 0 | 0 | 0 | 0 | 0 | 0 | 0 | 0 | 0 | 0
698 | 434 | NL | 53.5303 | -63.9681 | NL_CFP_GSS | hydro_monthly | 0 | 0 | 493.45 | 18305 | 2 | 4.9345 | 2 | 2 | 2 | 2 | 2 | 2 | 0 | 0 | 0 | 0 | 0 | 0 | 0 | 0 | 0 | 0 | 0 | 0 | 0 | 0 | 0 | 0 | 0 | 0 | 0 | 0 | 0 | 0 | 0 | 0 | 0 | 0 | 0 | 0 | 0 | 0 | 0 | 0 | 0 | 0 | 0 | 0 | 0 | 0 | 0 | 0 | 0 | 0 | 0 | 0 | 0 | 0 | 0 | 0
699 | 434 | NL | 53.5303 | -63.9681 | NL_CFP_GSS | hydro_monthly | 0 | 0 | 493.45 | 18305 | 2 | 4.9345 | 2 | 2 | 2 | 2 | 2 | 2 | 0 | 0 | 0 | 0 | 0 | 0 | 0 | 0 | 0 | 0 | 0 | 0 | 0 | 0 | 0 | 0 | 0 | 0 | 0 | 0 | 0 | 0 | 0 | 0 | 0 | 0 | 0 | 0 | 0 | 0 | 0 | 0 | 0 | 0 | 0 | 0 | 0 | 0 | 0 | 0 | 0 | 0 | 0 | 0 | 0 | 0 | 0 | 0
700 | 434 | NL | 53.5303 | -63.9681 | NL_CFP_GSS | hydro_monthly | 0 | 0 | 493.45 | 18305 | 2 | 4.9345 | 2 | 2 | 2 | 2 | 2 | 2 | 0 | 0 | 0 | 0 | 0 | 0 | 0 | 0 | 0 | 0 | 0 | 0 | 0 | 0 | 0 | 0 | 0 | 0 | 0 | 0 | 0 | 0 | 0 | 0 | 0 | 0 | 0 | 0 | 0 | 0 | 0 | 0 | 0 | 0 | 0 | 0 | 0 | 0 | 0 | 0 | 0 | 0 | 0 | 0 | 0 | 0 | 0 | 0
701 | 434 | NL | 53.5303 | -63.9681 | NL_CFP_GSS | hydro_monthly | 0 | 0 | 493.45 | 18305 | 2 | 4.9345 | 2 | 2 | 2 | 2 | 2 | 2 | 0 | 0 | 0 | 0 | 0 | 0 | 0 | 0 | 0 | 0 | 0 | 0 | 0 | 0 | 0 | 0 | 0 | 0 | 0 | 0 | 0 | 0 | 0 | 0 | 0 | 0 | 0 | 0 | 0 | 0 | 0 | 0 | 0 | 0 | 0 | 0 | 0 | 0 | 0 | 0 | 0 | 0 | 0 | 0 | 0 | 0 | 0 | 0
702 | 434 | NL | 53.5303 | -63.9681 | NL_CFP_GSS | hydro_monthly | 0 | 0 | 493.45 | 18305 | 2 | 4.9345 | 2 | 2 | 2 | 2 | 2 | 2 | 0 | 0 | 0 | 0 | 0 | 0 | 0 | 0 | 0 | 0 | 0 | 0 | 0 | 0 | 0 | 0 | 0 | 0 | 0 | 0 | 0 | 0 | 0 | 0 | 0 | 0 | 0 | 0 | 0 | 0 | 0 | 0 | 0 | 0 | 0 | 0 | 0 | 0 | 0 | 0 | 0 | 0 | 0 | 0 | 0 | 0 | 0 | 0
703 | 434 | NL | 53.5303 | -63.9681 | NL_CFP_GSS | hydro_monthly | 0 | 0 | 493.45 | 18305 | 2 | 4.9345 | 2 | 2 | 2 | 2 | 2 | 2 | 0 | 0 | 0 | 0 | 0 | 0 | 0 | 0 | 0 | 0 | 0 | 0 | 0 | 0 | 0 | 0 | 0 | 0 | 0 | 0 | 0 | 0 | 0 | 0 | 0 | 0 | 0 | 0 | 0 | 0 | 0 | 0 | 0 | 0 | 0 | 0 | 0 | 0 | 0 | 0 | 0 | 0 | 0 | 0 | 0 | 0 | 0 | 0
704 | 434 | NL | 53.5303 | -63.9681 | NL_CFP_GSS | hydro_monthly | 0 | 0 | 493.45 | 18305 | 2 | 4.9345 | 2 | 2 | 2 | 2 | 2 | 2 | 0 | 0 | 0 | 0 | 0 | 0 | 0 | 0 | 0 | 0 | 0 | 0 | 0 | 0 | 0 | 0 | 0 | 0 | 0 | 0 | 0 | 0 | 0 | 0 | 0 | 0 | 0 | 0 | 0 | 0 | 0 | 0 | 0 | 0 | 0 | 0 | 0 | 0 | 0 | 0 | 0 | 0 | 0 | 0 | 0 | 0 | 0 | 0
705 | 435 | NL | 48.956 | -57.9495 | NL_DLK_DSS | biomass | 0 | 13.5 | 15.3 | 183950 | 7.07 | 0.153 | 7.07 | 7.07 | 7.07 | 7.07 | 7.07 | 7.07 | 0 | 0 | 0 | 0 | 0 | 0 | 0 | 0 | 0 | 0 | 0 | 0 | 0 | 0 | 0 | 0 | 0 | 0 | 0 | 0 | 0 | 0 | 0 | 0 | 0 | 0 | 0 | 0 | 0 | 0 | 0 | 0 | 0 | 0 | 0 | 0 | 0 | 0 | 0 | 0 | 0 | 0 | 0 | 0 | 0 | 0 | 0 | 0
706 | 435 | NL | 49.1699 | -57.4362 | NL_DLK_DSS | hydro_daily | 0 | 0 | 11.5 | 115196 | 5 | 0.115 | 5 | 5 | 5 | 5 | 5 | 5 | 0 | 0 | 0 | 0 | 0 | 0 | 0 | 0 | 0 | 0 | 0 | 0 | 0 | 0 | 0 | 0 | 0 | 0 | 0 | 0 | 0 | 0 | 0 | 0 | 0 | 0 | 0 | 0 | 0 | 0 | 0 | 0 | 0 | 0 | 0 | 0 | 0 | 0 | 0 | 0 | 0 | 0 | 0 | 0 | 0 | 0 | 0 | 0
707 | 435 | NL | 49.1699 | -57.4362 | NL_DLK_DSS | hydro_daily | 0 | 0 | 11.5 | 115196 | 5 | 0.115 | 5 | 5 | 5 | 5 | 5 | 5 | 0 | 0 | 0 | 0 | 0 | 0 | 0 | 0 | 0 | 0 | 0 | 0 | 0 | 0 | 0 | 0 | 0 | 0 | 0 | 0 | 0 | 0 | 0 | 0 | 0 | 0 | 0 | 0 | 0 | 0 | 0 | 0 | 0 | 0 | 0 | 0 | 0 | 0 | 0 | 0 | 0 | 0 | 0 | 0 | 0 | 0 | 0 | 0
708 | 435 | NL | 49.1699 | -57.4362 | NL_DLK_DSS | hydro_daily | 0 | 0 | 11.5 | 115196 | 5 | 0.115 | 5 | 5 | 5 | 5 | 5 | 5 | 0 | 0 | 0 | 0 | 0 | 0 | 0 | 0 | 0 | 0 | 0 | 0 | 0 | 0 | 0 | 0 | 0 | 0 | 0 | 0 | 0 | 0 | 0 | 0 | 0 | 0 | 0 | 0 | 0 | 0 | 0 | 0 | 0 | 0 | 0 | 0 | 0 | 0 | 0 | 0 | 0 | 0 | 0 | 0 | 0 | 0 | 0 | 0
709 | 435 | NL | 49.1699 | -57.4362 | NL_DLK_DSS | hydro_daily | 0 | 0 | 11.5 | 115196 | 5 | 0.115 | 5 | 5 | 5 | 5 | 5 | 5 | 0 | 0 | 0 | 0 | 0 | 0 | 0 | 0 | 0 | 0 | 0 | 0 | 0 | 0 | 0 | 0 | 0 | 0 | 0 | 0 | 0 | 0 | 0 | 0 | 0 | 0 | 0 | 0 | 0 | 0 | 0 | 0 | 0 | 0 | 0 | 0 | 0 | 0 | 0 | 0 | 0 | 0 | 0 | 0 | 0 | 0 | 0 | 0
710 | 435 | NL | 49.1699 | -57.4362 | NL_DLK_DSS | hydro_daily | 0 | 0 | 11.5 | 115196 | 5 | 0.115 | 5 | 5 | 5 | 5 | 5 | 5 | 0 | 0 | 0 | 0 | 0 | 0 | 0 | 0 | 0 | 0 | 0 | 0 | 0 | 0 | 0 | 0 | 0 | 0 | 0 | 0 | 0 | 0 | 0 | 0 | 0 | 0 | 0 | 0 | 0 | 0 | 0 | 0 | 0 | 0 | 0 | 0 | 0 | 0 | 0 | 0 | 0 | 0 | 0 | 0 | 0 | 0 | 0 | 0
711 | 435 | NL | 49.1699 | -57.4362 | NL_DLK_DSS | hydro_daily | 0 | 0 | 11.5 | 115196 | 5 | 0.115 | 5 | 5 | 5 | 5 | 5 | 5 | 0 | 0 | 0 | 0 | 0 | 0 | 0 | 0 | 0 | 0 | 0 | 0 | 0 | 0 | 0 | 0 | 0 | 0 | 0 | 0 | 0 | 0 | 0 | 0 | 0 | 0 | 0 | 0 | 0 | 0 | 0 | 0 | 0 | 0 | 0 | 0 | 0 | 0 | 0 | 0 | 0 | 0 | 0 | 0 | 0 | 0 | 0 | 0
712 | 435 | NL | 49.1699 | -57.4362 | NL_DLK_DSS | hydro_daily | 0 | 0 | 11.5 | 115196 | 5 | 0.115 | 5 | 5 | 5 | 5 | 5 | 5 | 0 | 0 | 0 | 0 | 0 | 0 | 0 | 0 | 0 | 0 | 0 | 0 | 0 | 0 | 0 | 0 | 0 | 0 | 0 | 0 | 0 | 0 | 0 | 0 | 0 | 0 | 0 | 0 | 0 | 0 | 0 | 0 | 0 | 0 | 0 | 0 | 0 | 0 | 0 | 0 | 0 | 0 | 0 | 0 | 0 | 0 | 0 | 0
713 | 435 | NL | 49.1699 | -57.4362 | NL_DLK_DSS | hydro_daily | 0 | 0 | 22.5 | 115196 | 5 | 0.225 | 5 | 5 | 5 | 5 | 5 | 5 | 0 | 0 | 0 | 0 | 0 | 0 | 0 | 0 | 0 | 0 | 0 | 0 | 0 | 0 | 0 | 0 | 0 | 0 | 0 | 0 | 0 | 0 | 0 | 0 | 0 | 0 | 0 | 0 | 0 | 0 | 0 | 0 | 0 | 0 | 0 | 0 | 0 | 0 | 0 | 0 | 0 | 0 | 0 | 0 | 0 | 0 | 0 | 0
714 | 435 | NL | 49.1699 | -57.4362 | NL_DLK_DSS | hydro_daily | 0 | 0 | 22.5 | 115196 | 5 | 0.225 | 5 | 5 | 5 | 5 | 5 | 5 | 0 | 0 | 0 | 0 | 0 | 0 | 0 | 0 | 0 | 0 | 0 | 0 | 0 | 0 | 0 | 0 | 0 | 0 | 0 | 0 | 0 | 0 | 0 | 0 | 0 | 0 | 0 | 0 | 0 | 0 | 0 | 0 | 0 | 0 | 0 | 0 | 0 | 0 | 0 | 0 | 0 | 0 | 0 | 0 | 0 | 0 | 0 | 0
715 | 438 | NL | 46.9672 | -52.9582 | NL_HOL_GSS | wind_ons | 0 | 0 | 27 | 160953 | 0 | 0.27 | 0 | 0 | 0 | 0 | 0 | 0 | 0.27 | 0.27 | 0.27 | 0.27 | 0.27 | 0.27 | 0.27 | 0.27 | 0.27 | 0.27 | 0.27 | 0.27 | 0.27 | 0.27 | 0.27 | 0.27 | 0.27 | 0.27 | 0.27 | 0.27 | 0.27 | 0.27 | 0.27 | 0.27 | 0.27 | 0.27 | 0.27 | 0.27 | 0.27 | 0.27 | 0.27 | 0.27 | 0.27 | 0.27 | 0.27 | 0.27 | 0.27 | 0.27 | 0.27 | 0.27 | 0.27 | 0.27 | 0.27 | 0.27 | 0.27 | 0.27 | 0.27 | 0.27
716 | 436 | NL | 48.1967 | -56.815 | NL_GCL_GSS | hydro_monthly | 0 | 0 | 40 | 18305 | 2 | 0.4 | 2 | 2 | 2 | 2 | 2 | 2 | 0 | 0 | 0 | 0 | 0 | 0 | 0 | 0 | 0 | 0 | 0 | 0 | 0 | 0 | 0 | 0 | 0 | 0 | 0 | 0 | 0 | 0 | 0 | 0 | 0 | 0 | 0 | 0 | 0 | 0 | 0 | 0 | 0 | 0 | 0 | 0 | 0 | 0 | 0 | 0 | 0 | 0 | 0 | 0 | 0 | 0 | 0 | 0
717 | 448 | NL | 48.9254 | -55.668 | NL_STY_TSS | hydro_daily | 0 | 0 | 29 | 115196 | 5 | 0.29 | 5 | 5 | 5 | 5 | 5 | 5 | 0 | 0 | 0 | 0 | 0 | 0 | 0 | 0 | 0 | 0 | 0 | 0 | 0 | 0 | 0 | 0 | 0 | 0 | 0 | 0 | 0 | 0 | 0 | 0 | 0 | 0 | 0 | 0 | 0 | 0 | 0 | 0 | 0 | 0 | 0 | 0 | 0 | 0 | 0 | 0 | 0 | 0 | 0 | 0 | 0 | 0 | 0 | 0
718 | 448 | NL | 48.9254 | -55.668 | NL_STY_TSS | hydro_daily | 0 | 0 | 4 | 115196 | 5 | 0.04 | 5 | 5 | 5 | 5 | 5 | 5 | 0 | 0 | 0 | 0 | 0 | 0 | 0 | 0 | 0 | 0 | 0 | 0 | 0 | 0 | 0 | 0 | 0 | 0 | 0 | 0 | 0 | 0 | 0 | 0 | 0 | 0 | 0 | 0 | 0 | 0 | 0 | 0 | 0 | 0 | 0 | 0 | 0 | 0 | 0 | 0 | 0 | 0 | 0 | 0 | 0 | 0 | 0 | 0
719 | 448 | NL | 48.9254 | -55.668 | NL_STY_TSS | hydro_daily | 0 | 0 | 4 | 115196 | 5 | 0.04 | 5 | 5 | 5 | 5 | 5 | 5 | 0 | 0 | 0 | 0 | 0 | 0 | 0 | 0 | 0 | 0 | 0 | 0 | 0 | 0 | 0 | 0 | 0 | 0 | 0 | 0 | 0 | 0 | 0 | 0 | 0 | 0 | 0 | 0 | 0 | 0 | 0 | 0 | 0 | 0 | 0 | 0 | 0 | 0 | 0 | 0 | 0 | 0 | 0 | 0 | 0 | 0 | 0 | 0
720 | 448 | NL | 48.9254 | -55.668 | NL_STY_TSS | hydro_daily | 0 | 0 | 4 | 115196 | 5 | 0.04 | 5 | 5 | 5 | 5 | 5 | 5 | 0 | 0 | 0 | 0 | 0 | 0 | 0 | 0 | 0 | 0 | 0 | 0 | 0 | 0 | 0 | 0 | 0 | 0 | 0 | 0 | 0 | 0 | 0 | 0 | 0 | 0 | 0 | 0 | 0 | 0 | 0 | 0 | 0 | 0 | 0 | 0 | 0 | 0 | 0 | 0 | 0 | 0 | 0 | 0 | 0 | 0 | 0 | 0
721 | 448 | NL | 48.9254 | -55.668 | NL_STY_TSS | hydro_daily | 0 | 0 | 4 | 115196 | 5 | 0.04 | 5 | 5 | 5 | 5 | 5 | 5 | 0 | 0 | 0 | 0 | 0 | 0 | 0 | 0 | 0 | 0 | 0 | 0 | 0 | 0 | 0 | 0 | 0 | 0 | 0 | 0 | 0 | 0 | 0 | 0 | 0 | 0 | 0 | 0 | 0 | 0 | 0 | 0 | 0 | 0 | 0 | 0 | 0 | 0 | 0 | 0 | 0 | 0 | 0 | 0 | 0 | 0 | 0 | 0
722 | 448 | NL | 48.9254 | -55.668 | NL_STY_TSS | hydro_daily | 0 | 0 | 30 | 115196 | 5 | 0.3 | 5 | 5 | 5 | 5 | 5 | 5 | 0 | 0 | 0 | 0 | 0 | 0 | 0 | 0 | 0 | 0 | 0 | 0 | 0 | 0 | 0 | 0 | 0 | 0 | 0 | 0 | 0 | 0 | 0 | 0 | 0 | 0 | 0 | 0 | 0 | 0 | 0 | 0 | 0 | 0 | 0 | 0 | 0 | 0 | 0 | 0 | 0 | 0 | 0 | 0 | 0 | 0 | 0 | 0
725 | 438 | NL | 47.1319 | -52.9817 | NL_HOL_GSS | hydro_daily | 0 | 0 | 8.3 | 115196 | 5 | 0.083 | 5 | 5 | 5 | 5 | 5 | 5 | 0 | 0 | 0 | 0 | 0 | 0 | 0 | 0 | 0 | 0 | 0 | 0 | 0 | 0 | 0 | 0 | 0 | 0 | 0 | 0 | 0 | 0 | 0 | 0 | 0 | 0 | 0 | 0 | 0 | 0 | 0 | 0 | 0 | 0 | 0 | 0 | 0 | 0 | 0 | 0 | 0 | 0 | 0 | 0 | 0 | 0 | 0 | 0
726 | 449 | NL | 47.8628 | -53.3758 | NL_SUN_TSS | hydro_daily | 0 | 0 | 2.37 | 115196 | 5 | 0.0237 | 5 | 5 | 5 | 5 | 5 | 5 | 0 | 0 | 0 | 0 | 0 | 0 | 0 | 0 | 0 | 0 | 0 | 0 | 0 | 0 | 0 | 0 | 0 | 0 | 0 | 0 | 0 | 0 | 0 | 0 | 0 | 0 | 0 | 0 | 0 | 0 | 0 | 0 | 0 | 0 | 0 | 0 | 0 | 0 | 0 | 0 | 0 | 0 | 0 | 0 | 0 | 0 | 0 | 0
728 | 435 | NL | 49.0823 | -57.201 | NL_DLK_DSS | hydro_daily | 0 | 0 | 75 | 115196 | 5 | 0.75 | 5 | 5 | 5 | 5 | 5 | 5 | 0 | 0 | 0 | 0 | 0 | 0 | 0 | 0 | 0 | 0 | 0 | 0 | 0 | 0 | 0 | 0 | 0 | 0 | 0 | 0 | 0 | 0 | 0 | 0 | 0 | 0 | 0 | 0 | 0 | 0 | 0 | 0 | 0 | 0 | 0 | 0 | 0 | 0 | 0 | 0 | 0 | 0 | 0 | 0 | 0 | 0 | 0 | 0
735 | 428 | NL | 48.3661 | -58.294 | NL_BB2_TSS | hydro_daily | 0 | 0 | 6.15 | 115196 | 5 | 0.0615 | 5 | 5 | 5 | 5 | 5 | 5 | 0 | 0 | 0 | 0 | 0 | 0 | 0 | 0 | 0 | 0 | 0 | 0 | 0 | 0 | 0 | 0 | 0 | 0 | 0 | 0 | 0 | 0 | 0 | 0 | 0 | 0 | 0 | 0 | 0 | 0 | 0 | 0 | 0 | 0 | 0 | 0 | 0 | 0 | 0 | 0 | 0 | 0 | 0 | 0 | 0 | 0 | 0 | 0
736 | 449 | NL | 48.4008 | -53.3787 | NL_SUN_TSS | hydro_daily | 0 | 0 | 3.38 | 115196 | 5 | 0.0338 | 5 | 5 | 5 | 5 | 5 | 5 | 0 | 0 | 0 | 0 | 0 | 0 | 0 | 0 | 0 | 0 | 0 | 0 | 0 | 0 | 0 | 0 | 0 | 0 | 0 | 0 | 0 | 0 | 0 | 0 | 0 | 0 | 0 | 0 | 0 | 0 | 0 | 0 | 0 | 0 | 0 | 0 | 0 | 0 | 0 | 0 | 0 | 0 | 0 | 0 | 0 | 0 | 0 | 0
737 | 445 | NL | 47.2479 | -52.8418 | NL_SOL_CSS | hydro_daily | 0 | 0 | 11.97 | 115196 | 5 | 0.1197 | 5 | 5 | 5 | 5 | 5 | 5 | 0 | 0 | 0 | 0 | 0 | 0 | 0 | 0 | 0 | 0 | 0 | 0 | 0 | 0 | 0 | 0 | 0 | 0 | 0 | 0 | 0 | 0 | 0 | 0 | 0 | 0 | 0 | 0 | 0 | 0 | 0 | 0 | 0 | 0 | 0 | 0 | 0 | 0 | 0 | 0 | 0 | 0 | 0 | 0 | 0 | 0 | 0 | 0
738 | 445 | NL | 47.2537 | -52.9358 | NL_SOL_CSS | hydro_daily | 0 | 0 | 1.14 | 115196 | 5 | 0.0114 | 5 | 5 | 5 | 5 | 5 | 5 | 0 | 0 | 0 | 0 | 0 | 0 | 0 | 0 | 0 | 0 | 0 | 0 | 0 | 0 | 0 | 0 | 0 | 0 | 0 | 0 | 0 | 0 | 0 | 0 | 0 | 0 | 0 | 0 | 0 | 0 | 0 | 0 | 0 | 0 | 0 | 0 | 0 | 0 | 0 | 0 | 0 | 0 | 0 | 0 | 0 | 0 | 0 | 0
739 | 450 | NL | 53.2476 | -60.7728 | NL_TS2_CSS | hydro_monthly | 0 | 0 | 206 | 18305 | 2 | 2.06 | 2 | 2 | 2 | 2 | 2 | 2 | 0 | 0 | 0 | 0 | 0 | 0 | 0 | 0 | 0 | 0 | 0 | 0 | 0 | 0 | 0 | 0 | 0 | 0 | 0 | 0 | 0 | 0 | 0 | 0 | 0 | 0 | 0 | 0 | 0 | 0 | 0 | 0 | 0 | 0 | 0 | 0 | 0 | 0 | 0 | 0 | 0 | 0 | 0 | 0 | 0 | 0 | 0 | 0
740 | 450 | NL | 53.2476 | -60.7728 | NL_TS2_CSS | hydro_monthly | 0 | 0 | 206 | 18305 | 2 | 2.06 | 2 | 2 | 2 | 2 | 2 | 2 | 0 | 0 | 0 | 0 | 0 | 0 | 0 | 0 | 0 | 0 | 0 | 0 | 0 | 0 | 0 | 0 | 0 | 0 | 0 | 0 | 0 | 0 | 0 | 0 | 0 | 0 | 0 | 0 | 0 | 0 | 0 | 0 | 0 | 0 | 0 | 0 | 0 | 0 | 0 | 0 | 0 | 0 | 0 | 0 | 0 | 0 | 0 | 0
741 | 450 | NL | 53.2476 | -60.7728 | NL_TS2_CSS | hydro_monthly | 0 | 0 | 206 | 18305 | 2 | 2.06 | 2 | 2 | 2 | 2 | 2 | 2 | 0 | 0 | 0 | 0 | 0 | 0 | 0 | 0 | 0 | 0 | 0 | 0 | 0 | 0 | 0 | 0 | 0 | 0 | 0 | 0 | 0 | 0 | 0 | 0 | 0 | 0 | 0 | 0 | 0 | 0 | 0 | 0 | 0 | 0 | 0 | 0 | 0 | 0 | 0 | 0 | 0 | 0 | 0 | 0 | 0 | 0 | 0 | 0
742 | 450 | NL | 53.2476 | -60.7728 | NL_TS2_CSS | hydro_monthly | 0 | 0 | 206 | 18305 | 2 | 2.06 | 2 | 2 | 2 | 2 | 2 | 2 | 0 | 0 | 0 | 0 | 0 | 0 | 0 | 0 | 0 | 0 | 0 | 0 | 0 | 0 | 0 | 0 | 0 | 0 | 0 | 0 | 0 | 0 | 0 | 0 | 0 | 0 | 0 | 0 | 0 | 0 | 0 | 0 | 0 | 0 | 0 | 0 | 0 | 0 | 0 | 0 | 0 | 0 | 0 | 0 | 0 | 0 | 0 | 0
743 | 439 | NL | 48.0292 | -53.2104 | NL_HWD_DSS | hydro_daily | 0 | 0 | 3.7 | 115196 | 5 | 0.037 | 5 | 5 | 5 | 5 | 5 | 5 | 0 | 0 | 0 | 0 | 0 | 0 | 0 | 0 | 0 | 0 | 0 | 0 | 0 | 0 | 0 | 0 | 0 | 0 | 0 | 0 | 0 | 0 | 0 | 0 | 0 | 0 | 0 | 0 | 0 | 0 | 0 | 0 | 0 | 0 | 0 | 0 | 0 | 0 | 0 | 0 | 0 | 0 | 0 | 0 | 0 | 0 | 0 | 0
745 | 445 | NL | 47.2884 | -52.8211 | NL_SOL_CSS | hydro_daily | 0 | 0 | 4.3 | 115196 | 5 | 0.043 | 5 | 5 | 5 | 5 | 5 | 5 | 0 | 0 | 0 | 0 | 0 | 0 | 0 | 0 | 0 | 0 | 0 | 0 | 0 | 0 | 0 | 0 | 0 | 0 | 0 | 0 | 0 | 0 | 0 | 0 | 0 | 0 | 0 | 0 | 0 | 0 | 0 | 0 | 0 | 0 | 0 | 0 | 0 | 0 | 0 | 0 | 0 | 0 | 0 | 0 | 0 | 0 | 0 | 0
746 | 443 | NL | 47.4654 | -52.7122 | NL_OXP_DSS | hydro_daily | 0 | 0 | 5.31 | 115196 | 5 | 0.0531 | 5 | 5 | 5 | 5 | 5 | 5 | 0 | 0 | 0 | 0 | 0 | 0 | 0 | 0 | 0 | 0 | 0 | 0 | 0 | 0 | 0 | 0 | 0 | 0 | 0 | 0 | 0 | 0 | 0 | 0 | 0 | 0 | 0 | 0 | 0 | 0 | 0 | 0 | 0 | 0 | 0 | 0 | 0 | 0 | 0 | 0 | 0 | 0 | 0 | 0 | 0 | 0 | 0 | 0
747 | 433 | NL | 47.6182 | -54.4314 | NL_CBC_ISS | hydro_daily | 0 | 0 | 8 | 115196 | 5 | 0.08 | 5 | 5 | 5 | 5 | 5 | 5 | 0 | 0 | 0 | 0 | 0 | 0 | 0 | 0 | 0 | 0 | 0 | 0 | 0 | 0 | 0 | 0 | 0 | 0 | 0 | 0 | 0 | 0 | 0 | 0 | 0 | 0 | 0 | 0 | 0 | 0 | 0 | 0 | 0 | 0 | 0 | 0 | 0 | 0 | 0 | 0 | 0 | 0 | 0 | 0 | 0 | 0 | 0 | 0
748 | 447 | NL | 47.6519 | -58.713 | NL_STX_DSS | hydro_daily | 0 | 0 | 5.96 | 115196 | 5 | 0.0596 | 5 | 5 | 5 | 5 | 5 | 5 | 0 | 0 | 0 | 0 | 0 | 0 | 0 | 0 | 0 | 0 | 0 | 0 | 0 | 0 | 0 | 0 | 0 | 0 | 0 | 0 | 0 | 0 | 0 | 0 | 0 | 0 | 0 | 0 | 0 | 0 | 0 | 0 | 0 | 0 | 0 | 0 | 0 | 0 | 0 | 0 | 0 | 0 | 0 | 0 | 0 | 0 | 0 | 0
749 | 442 | NL | 49.0675 | -55.2981 | NL_NGF_DSS | hydro_daily | 0 | 0 | 11.1 | 115196 | 5 | 0.111 | 5 | 5 | 5 | 5 | 5 | 5 | 0 | 0 | 0 | 0 | 0 | 0 | 0 | 0 | 0 | 0 | 0 | 0 | 0 | 0 | 0 | 0 | 0 | 0 | 0 | 0 | 0 | 0 | 0 | 0 | 0 | 0 | 0 | 0 | 0 | 0 | 0 | 0 | 0 | 0 | 0 | 0 | 0 | 0 | 0 | 0 | 0 | 0 | 0 | 0 | 0 | 0 | 0 | 0
750 | 445 | NL | 47.2104 | -52.8951 | NL_SOL_CSS | hydro_daily | 0 | 0 | 3.25 | 115196 | 5 | 0.0325 | 5 | 5 | 5 | 5 | 5 | 5 | 0 | 0 | 0 | 0 | 0 | 0 | 0 | 0 | 0 | 0 | 0 | 0 | 0 | 0 | 0 | 0 | 0 | 0 | 0 | 0 | 0 | 0 | 0 | 0 | 0 | 0 | 0 | 0 | 0 | 0 | 0 | 0 | 0 | 0 | 0 | 0 | 0 | 0 | 0 | 0 | 0 | 0 | 0 | 0 | 0 | 0 | 0 | 0
751 | 432 | NL | 49.8876 | -56.836 | NL_CAM_GSS | hydro_run | 0 | 0 | 4 | 66563 | 1 | 0.04 | 1 | 1 | 1 | 1 | 1 | 1 | 0 | 0 | 0 | 0 | 0 | 0 | 0 | 0 | 0 | 0 | 0 | 0 | 0 | 0 | 0 | 0 | 0 | 0 | 0 | 0 | 0 | 0 | 0 | 0 | 0 | 0 | 0 | 0 | 0 | 0 | 0 | 0 | 0 | 0 | 0 | 0 | 0 | 0 | 0 | 0 | 0 | 0 | 0 | 0 | 0 | 0 | 0 | 0
752 | 448 | NL | 48.8909 | -55.8227 | NL_STY_TSS | hydro_daily | 0 | 0 | 5.53 | 115196 | 5 | 0.0553 | 5 | 5 | 5 | 5 | 5 | 5 | 0 | 0 | 0 | 0 | 0 | 0 | 0 | 0 | 0 | 0 | 0 | 0 | 0 | 0 | 0 | 0 | 0 | 0 | 0 | 0 | 0 | 0 | 0 | 0 | 0 | 0 | 0 | 0 | 0 | 0 | 0 | 0 | 0 | 0 | 0 | 0 | 0 | 0 | 0 | 0 | 0 | 0 | 0 | 0 | 0 | 0 | 0 | 0
753 | 445 | NL | 47.4574 | -53.0678 | NL_SOL_CSS | hydro_daily | 0 | 0 | 3.5 | 115196 | 5 | 0.035 | 5 | 5 | 5 | 5 | 5 | 5 | 0 | 0 | 0 | 0 | 0 | 0 | 0 | 0 | 0 | 0 | 0 | 0 | 0 | 0 | 0 | 0 | 0 | 0 | 0 | 0 | 0 | 0 | 0 | 0 | 0 | 0 | 0 | 0 | 0 | 0 | 0 | 0 | 0 | 0 | 0 | 0 | 0 | 0 | 0 | 0 | 0 | 0 | 0 | 0 | 0 | 0 | 0 | 0
754 | 431 | NL | 48.5526 | -57.2054 | NL_BUC_DSS | hydro_daily | 0 | 0 | 18 | 115196 | 5 | 0.18 | 5 | 5 | 5 | 5 | 5 | 5 | 0 | 0 | 0 | 0 | 0 | 0 | 0 | 0 | 0 | 0 | 0 | 0 | 0 | 0 | 0 | 0 | 0 | 0 | 0 | 0 | 0 | 0 | 0 | 0 | 0 | 0 | 0 | 0 | 0 | 0 | 0 | 0 | 0 | 0 | 0 | 0 | 0 | 0 | 0 | 0 | 0 | 0 | 0 | 0 | 0 | 0 | 0 | 0
756 | 429 | NL | 46.95 | -55.4291 | NL_BD1_GSS | wind_ons | 0 | 0 | 27 | 160953 | 0 | 0.27 | 0 | 0 | 0 | 0 | 0 | 0 | 0.27 | 0.27 | 0.27 | 0.27 | 0.27 | 0.27 | 0.27 | 0.27 | 0.27 | 0.27 | 0.27 | 0.27 | 0.27 | 0.27 | 0.27 | 0.27 | 0.27 | 0.27 | 0.27 | 0.27 | 0.27 | 0.27 | 0.27 | 0.27 | 0.27 | 0.27 | 0.27 | 0.27 | 0.27 | 0.27 | 0.27 | 0.27 | 0.27 | 0.27 | 0.27 | 0.27 | 0.27 | 0.27 | 0.27 | 0.27 | 0.27 | 0.27 | 0.27 | 0.27 | 0.27 | 0.27 | 0.27 | 0.27
758 | 445 | NL | 47.2106 | -52.8483 | NL_SOL_CSS | hydro_daily | 0 | 0 | 6.5 | 115196 | 5 | 0.065 | 5 | 5 | 5 | 5 | 5 | 5 | 0 | 0 | 0 | 0 | 0 | 0 | 0 | 0 | 0 | 0 | 0 | 0 | 0 | 0 | 0 | 0 | 0 | 0 | 0 | 0 | 0 | 0 | 0 | 0 | 0 | 0 | 0 | 0 | 0 | 0 | 0 | 0 | 0 | 0 | 0 | 0 | 0 | 0 | 0 | 0 | 0 | 0 | 0 | 0 | 0 | 0 | 0 | 0
759 | 439 | NL | 47.5395 | -52.919 | NL_HWD_DSS | hydro_daily | 0 | 0 | 2.55 | 115196 | 5 | 0.0255 | 5 | 5 | 5 | 5 | 5 | 5 | 0 | 0 | 0 | 0 | 0 | 0 | 0 | 0 | 0 | 0 | 0 | 0 | 0 | 0 | 0 | 0 | 0 | 0 | 0 | 0 | 0 | 0 | 0 | 0 | 0 | 0 | 0 | 0 | 0 | 0 | 0 | 0 | 0 | 0 | 0 | 0 | 0 | 0 | 0 | 0 | 0 | 0 | 0 | 0 | 0 | 0 | 0 | 0
760 | 451 | NL | 48.1835 | -56.1725 | NL_USL_GSS | hydro_monthly | 0 | 0 | 84 | 18305 | 2 | 0.84 | 2 | 2 | 2 | 2 | 2 | 2 | 0 | 0 | 0 | 0 | 0 | 0 | 0 | 0 | 0 | 0 | 0 | 0 | 0 | 0 | 0 | 0 | 0 | 0 | 0 | 0 | 0 | 0 | 0 | 0 | 0 | 0 | 0 | 0 | 0 | 0 | 0 | 0 | 0 | 0 | 0 | 0 | 0 | 0 | 0 | 0 | 0 | 0 | 0 | 0 | 0 | 0 | 0 | 0
762 | 435 | NL | 48.9415 | -57.9282 | NL_DLK_DSS | hydro_daily | 0 | 0 | 9 | 115196 | 5 | 0.09 | 5 | 5 | 5 | 5 | 5 | 5 | 0 | 0 | 0 | 0 | 0 | 0 | 0 | 0 | 0 | 0 | 0 | 0 | 0 | 0 | 0 | 0 | 0 | 0 | 0 | 0 | 0 | 0 | 0 | 0 | 0 | 0 | 0 | 0 | 0 | 0 | 0 | 0 | 0 | 0 | 0 | 0 | 0 | 0 | 0 | 0 | 0 | 0 | 0 | 0 | 0 | 0 | 0 | 0
764 | 412 | NS | 45.8313 | -64.1475 | NB_6514_DSS | wind_ons | 0 | 0 | 6 | 160953 | 0 | 0.06 | 0 | 0 | 0 | 0 | 0 | 0 | 0.06 | 0.06 | 0.06 | 0.06 | 0.06 | 0.06 | 0.06 | 0.06 | 0.06 | 0.06 | 0.06 | 0.06 | 0.06 | 0.06 | 0.06 | 0.06 | 0.06 | 0.06 | 0.06 | 0.06 | 0.06 | 0.06 | 0.06 | 0.06 | 0.06 | 0.06 | 0.06 | 0.06 | 0.06 | 0.06 | 0.06 | 0.06 | 0.06 | 0.06 | 0.06 | 0.06 | 0.06 | 0.06 | 0.06 | 0.06 | 0.06 | 0.06 | 0.06 | 0.06 | 0.06 | 0.06 | 0.06 | 0.06
765 | 422 | NS | 45.8265 | -64.2417 | NB_MRMK_TSS | wind_ons | 0 | 0 | 30 | 160953 | 0 | 0.3 | 0 | 0 | 0 | 0 | 0 | 0 | 0.3 | 0.3 | 0.3 | 0.3 | 0.3 | 0.3 | 0.3 | 0.3 | 0.3 | 0.3 | 0.3 | 0.3 | 0.3 | 0.3 | 0.3 | 0.3 | 0.3 | 0.3 | 0.3 | 0.3 | 0.3 | 0.3 | 0.3 | 0.3 | 0.3 | 0.3 | 0.3 | 0.3 | 0.3 | 0.3 | 0.3 | 0.3 | 0.3 | 0.3 | 0.3 | 0.3 | 0.3 | 0.3 | 0.3 | 0.3 | 0.3 | 0.3 | 0.3 | 0.3 | 0.3 | 0.3 | 0.3 | 0.3
766 | 415 | NS | 44.753 | -65.512 | NB_CLCV_GSS | hydro_run | 0 | 0 | 19 | 66563 | 1 | 0.19 | 1 | 1 | 1 | 1 | 1 | 1 | 0 | 0 | 0 | 0 | 0 | 0 | 0 | 0 | 0 | 0 | 0 | 0 | 0 | 0 | 0 | 0 | 0 | 0 | 0 | 0 | 0 | 0 | 0 | 0 | 0 | 0 | 0 | 0 | 0 | 0 | 0 | 0 | 0 | 0 | 0 | 0 | 0 | 0 | 0 | 0 | 0 | 0 | 0 | 0 | 0 | 0 | 0 | 0
767 | 460 | NS | 45.5946 | -62.3746 | NS_79N_DSS | wind_ons | 0 | 0 | 4.6 | 160953 | 0 | 0.046 | 0 | 0 | 0 | 0 | 0 | 0 | 0.046 | 0.046 | 0.046 | 0.046 | 0.046 | 0.046 | 0.046 | 0.046 | 0.046 | 0.046 | 0.046 | 0.046 | 0.046 | 0.046 | 0.046 | 0.046 | 0.046 | 0.046 | 0.046 | 0.046 | 0.046 | 0.046 | 0.046 | 0.046 | 0.046 | 0.046 | 0.046 | 0.046 | 0.046 | 0.046 | 0.046 | 0.046 | 0.046 | 0.046 | 0.046 | 0.046 | 0.046 | 0.046 | 0.046 | 0.046 | 0.046 | 0.046 | 0.046 | 0.046 | 0.046 | 0.046 | 0.046 | 0.046
768 | 460 | NS | 45.6327 | -62.2784 | NS_79N_DSS | wind_ons | 0 | 0 | 1.6 | 160953 | 0 | 0.016 | 0 | 0 | 0 | 0 | 0 | 0 | 0.016 | 0.016 | 0.016 | 0.016 | 0.016 | 0.016 | 0.016 | 0.016 | 0.016 | 0.016 | 0.016 | 0.016 | 0.016 | 0.016 | 0.016 | 0.016 | 0.016 | 0.016 | 0.016 | 0.016 | 0.016 | 0.016 | 0.016 | 0.016 | 0.016 | 0.016 | 0.016 | 0.016 | 0.016 | 0.016 | 0.016 | 0.016 | 0.016 | 0.016 | 0.016 | 0.016 | 0.016 | 0.016 | 0.016 | 0.016 | 0.016 | 0.016 | 0.016 | 0.016 | 0.016 | 0.016 | 0.016 | 0.016
769 | 457 | NS | 44.8814 | -64.2172 | NS_120H_DSS | hydro_daily | 0 | 0 | 3.75 | 115196 | 5 | 0.0375 | 5 | 5 | 5 | 5 | 5 | 5 | 0 | 0 | 0 | 0 | 0 | 0 | 0 | 0 | 0 | 0 | 0 | 0 | 0 | 0 | 0 | 0 | 0 | 0 | 0 | 0 | 0 | 0 | 0 | 0 | 0 | 0 | 0 | 0 | 0 | 0 | 0 | 0 | 0 | 0 | 0 | 0 | 0 | 0 | 0 | 0 | 0 | 0 | 0 | 0 | 0 | 0 | 0 | 0
770 | 457 | NS | 44.8814 | -64.2172 | NS_120H_DSS | hydro_daily | 0 | 0 | 3 | 115196 | 5 | 0.03 | 5 | 5 | 5 | 5 | 5 | 5 | 0 | 0 | 0 | 0 | 0 | 0 | 0 | 0 | 0 | 0 | 0 | 0 | 0 | 0 | 0 | 0 | 0 | 0 | 0 | 0 | 0 | 0 | 0 | 0 | 0 | 0 | 0 | 0 | 0 | 0 | 0 | 0 | 0 | 0 | 0 | 0 | 0 | 0 | 0 | 0 | 0 | 0 | 0 | 0 | 0 | 0 | 0 | 0
771 | 455 | NS | 46.147 | -60.6963 | NS_102S_GSS | wind_ons | 0 | 0 | 1.7 | 160953 | 0 | 0.017 | 0 | 0 | 0 | 0 | 0 | 0 | 0.017 | 0.017 | 0.017 | 0.017 | 0.017 | 0.017 | 0.017 | 0.017 | 0.017 | 0.017 | 0.017 | 0.017 | 0.017 | 0.017 | 0.017 | 0.017 | 0.017 | 0.017 | 0.017 | 0.017 | 0.017 | 0.017 | 0.017 | 0.017 | 0.017 | 0.017 | 0.017 | 0.017 | 0.017 | 0.017 | 0.017 | 0.017 | 0.017 | 0.017 | 0.017 | 0.017 | 0.017 | 0.017 | 0.017 | 0.017 | 0.017 | 0.017 | 0.017 | 0.017 | 0.017 | 0.017 | 0.017 | 0.017
772 | 464 | NS | 44.0517 | -64.6963 | NS_99W_DSS | biomass | 0 | 13.5 | 30 | 183950 | 7.07 | 0.3 | 7.07 | 7.07 | 7.07 | 7.07 | 7.07 | 7.07 | 0 | 0 | 0 | 0 | 0 | 0 | 0 | 0 | 0 | 0 | 0 | 0 | 0 | 0 | 0 | 0 | 0 | 0 | 0 | 0 | 0 | 0 | 0 | 0 | 0 | 0 | 0 | 0 | 0 | 0 | 0 | 0 | 0 | 0 | 0 | 0 | 0 | 0 | 0 | 0 | 0 | 0 | 0 | 0 | 0 | 0 | 0 | 0
773 | 415 | NS | 44.5671 | -65.6347 | NB_CLCV_GSS | hydro_daily | 0 | 0 | 6.2 | 115196 | 5 | 0.062 | 5 | 5 | 5 | 5 | 5 | 5 | 0 | 0 | 0 | 0 | 0 | 0 | 0 | 0 | 0 | 0 | 0 | 0 | 0 | 0 | 0 | 0 | 0 | 0 | 0 | 0 | 0 | 0 | 0 | 0 | 0 | 0 | 0 | 0 | 0 | 0 | 0 | 0 | 0 | 0 | 0 | 0 | 0 | 0 | 0 | 0 | 0 | 0 | 0 | 0 | 0 | 0 | 0 | 0
774 | 415 | NS | 44.5538 | -65.5829 | NB_CLCV_GSS | hydro_daily | 0 | 0 | 4.1 | 115196 | 5 | 0.041 | 5 | 5 | 5 | 5 | 5 | 5 | 0 | 0 | 0 | 0 | 0 | 0 | 0 | 0 | 0 | 0 | 0 | 0 | 0 | 0 | 0 | 0 | 0 | 0 | 0 | 0 | 0 | 0 | 0 | 0 | 0 | 0 | 0 | 0 | 0 | 0 | 0 | 0 | 0 | 0 | 0 | 0 | 0 | 0 | 0 | 0 | 0 | 0 | 0 | 0 | 0 | 0 | 0 | 0
775 | 464 | NS | 44.3696 | -65.7192 | NS_99W_DSS | hydro_daily | 0 | 0 | 3.1 | 115196 | 5 | 0.031 | 5 | 5 | 5 | 5 | 5 | 5 | 0 | 0 | 0 | 0 | 0 | 0 | 0 | 0 | 0 | 0 | 0 | 0 | 0 | 0 | 0 | 0 | 0 | 0 | 0 | 0 | 0 | 0 | 0 | 0 | 0 | 0 | 0 | 0 | 0 | 0 | 0 | 0 | 0 | 0 | 0 | 0 | 0 | 0 | 0 | 0 | 0 | 0 | 0 | 0 | 0 | 0 | 0 | 0
776 | 457 | NS | 44.8897 | -64.2562 | NS_120H_DSS | wind_ons | 0 | 0 | 150 | 160953 | 0 | 1.5 | 0 | 0 | 0 | 0 | 0 | 0 | 1.5 | 1.5 | 1.5 | 1.5 | 1.5 | 1.5 | 1.5 | 1.5 | 1.5 | 1.5 | 1.5 | 1.5 | 1.5 | 1.5 | 1.5 | 1.5 | 1.5 | 1.5 | 1.5 | 1.5 | 1.5 | 1.5 | 1.5 | 1.5 | 1.5 | 1.5 | 1.5 | 1.5 | 1.5 | 1.5 | 1.5 | 1.5 | 1.5 | 1.5 | 1.5 | 1.5 | 1.5 | 1.5 | 1.5 | 1.5 | 1.5 | 1.5 | 1.5 | 1.5 | 1.5 | 1.5 | 1.5 | 1.5
777 | 464 | NS | 43.7513 | -66.0204 | NS_99W_DSS | wind_ons | 0 | 0 | 2 | 160953 | 0 | 0.02 | 0 | 0 | 0 | 0 | 0 | 0 | 0.02 | 0.02 | 0.02 | 0.02 | 0.02 | 0.02 | 0.02 | 0.02 | 0.02 | 0.02 | 0.02 | 0.02 | 0.02 | 0.02 | 0.02 | 0.02 | 0.02 | 0.02 | 0.02 | 0.02 | 0.02 | 0.02 | 0.02 | 0.02 | 0.02 | 0.02 | 0.02 | 0.02 | 0.02 | 0.02 | 0.02 | 0.02 | 0.02 | 0.02 | 0.02 | 0.02 | 0.02 | 0.02 | 0.02 | 0.02 | 0.02 | 0.02 | 0.02 | 0.02 | 0.02 | 0.02 | 0.02 | 0.02
778 | 457 | NS | 44.9397 | -64.4315 | NS_120H_DSS | hydro_daily | 0 | 0 | 3.5 | 115196 | 5 | 0.035 | 5 | 5 | 5 | 5 | 5 | 5 | 0 | 0 | 0 | 0 | 0 | 0 | 0 | 0 | 0 | 0 | 0 | 0 | 0 | 0 | 0 | 0 | 0 | 0 | 0 | 0 | 0 | 0 | 0 | 0 | 0 | 0 | 0 | 0 | 0 | 0 | 0 | 0 | 0 | 0 | 0 | 0 | 0 | 0 | 0 | 0 | 0 | 0 | 0 | 0 | 0 | 0 | 0 | 0
779 | 457 | NS | 45.0036 | -64.3765 | NS_120H_DSS | hydro_daily | 0 | 0 | 5.5 | 115196 | 5 | 0.055 | 5 | 5 | 5 | 5 | 5 | 5 | 0 | 0 | 0 | 0 | 0 | 0 | 0 | 0 | 0 | 0 | 0 | 0 | 0 | 0 | 0 | 0 | 0 | 0 | 0 | 0 | 0 | 0 | 0 | 0 | 0 | 0 | 0 | 0 | 0 | 0 | 0 | 0 | 0 | 0 | 0 | 0 | 0 | 0 | 0 | 0 | 0 | 0 | 0 | 0 | 0 | 0 | 0 | 0
780 | 457 | NS | 45.0274 | -64.3967 | NS_120H_DSS | hydro_daily | 0 | 0 | 2.9 | 115196 | 5 | 0.029 | 5 | 5 | 5 | 5 | 5 | 5 | 0 | 0 | 0 | 0 | 0 | 0 | 0 | 0 | 0 | 0 | 0 | 0 | 0 | 0 | 0 | 0 | 0 | 0 | 0 | 0 | 0 | 0 | 0 | 0 | 0 | 0 | 0 | 0 | 0 | 0 | 0 | 0 | 0 | 0 | 0 | 0 | 0 | 0 | 0 | 0 | 0 | 0 | 0 | 0 | 0 | 0 | 0 | 0
781 | 457 | NS | 45.0466 | -64.4121 | NS_120H_DSS | hydro_daily | 0 | 0 | 3.5 | 115196 | 5 | 0.035 | 5 | 5 | 5 | 5 | 5 | 5 | 0 | 0 | 0 | 0 | 0 | 0 | 0 | 0 | 0 | 0 | 0 | 0 | 0 | 0 | 0 | 0 | 0 | 0 | 0 | 0 | 0 | 0 | 0 | 0 | 0 | 0 | 0 | 0 | 0 | 0 | 0 | 0 | 0 | 0 | 0 | 0 | 0 | 0 | 0 | 0 | 0 | 0 | 0 | 0 | 0 | 0 | 0 | 0
782 | 457 | NS | 45.0466 | -64.4121 | NS_120H_DSS | hydro_daily | 0 | 0 | 3.7 | 115196 | 5 | 0.037 | 5 | 5 | 5 | 5 | 5 | 5 | 0 | 0 | 0 | 0 | 0 | 0 | 0 | 0 | 0 | 0 | 0 | 0 | 0 | 0 | 0 | 0 | 0 | 0 | 0 | 0 | 0 | 0 | 0 | 0 | 0 | 0 | 0 | 0 | 0 | 0 | 0 | 0 | 0 | 0 | 0 | 0 | 0 | 0 | 0 | 0 | 0 | 0 | 0 | 0 | 0 | 0 | 0 | 0
783 | 457 | NS | 45.0623 | -64.3807 | NS_120H_DSS | hydro_daily | 0 | 0 | 3.4 | 115196 | 5 | 0.034 | 5 | 5 | 5 | 5 | 5 | 5 | 0 | 0 | 0 | 0 | 0 | 0 | 0 | 0 | 0 | 0 | 0 | 0 | 0 | 0 | 0 | 0 | 0 | 0 | 0 | 0 | 0 | 0 | 0 | 0 | 0 | 0 | 0 | 0 | 0 | 0 | 0 | 0 | 0 | 0 | 0 | 0 | 0 | 0 | 0 | 0 | 0 | 0 | 0 | 0 | 0 | 0 | 0 | 0
784 | 455 | NS | 46.1536 | -60.4026 | NS_102S_GSS | wind_ons | 0 | 0 | 4 | 160953 | 0 | 0.04 | 0 | 0 | 0 | 0 | 0 | 0 | 0.04 | 0.04 | 0.04 | 0.04 | 0.04 | 0.04 | 0.04 | 0.04 | 0.04 | 0.04 | 0.04 | 0.04 | 0.04 | 0.04 | 0.04 | 0.04 | 0.04 | 0.04 | 0.04 | 0.04 | 0.04 | 0.04 | 0.04 | 0.04 | 0.04 | 0.04 | 0.04 | 0.04 | 0.04 | 0.04 | 0.04 | 0.04 | 0.04 | 0.04 | 0.04 | 0.04 | 0.04 | 0.04 | 0.04 | 0.04 | 0.04 | 0.04 | 0.04 | 0.04 | 0.04 | 0.04 | 0.04 | 0.04
789 | 425 | NS | 43.9736 | -66.0829 | NB_PLPR_GSS | wind_ons | 0 | 0 | 2 | 160953 | 0 | 0.02 | 0 | 0 | 0 | 0 | 0 | 0 | 0.02 | 0.02 | 0.02 | 0.02 | 0.02 | 0.02 | 0.02 | 0.02 | 0.02 | 0.02 | 0.02 | 0.02 | 0.02 | 0.02 | 0.02 | 0.02 | 0.02 | 0.02 | 0.02 | 0.02 | 0.02 | 0.02 | 0.02 | 0.02 | 0.02 | 0.02 | 0.02 | 0.02 | 0.02 | 0.02 | 0.02 | 0.02 | 0.02 | 0.02 | 0.02 | 0.02 | 0.02 | 0.02 | 0.02 | 0.02 | 0.02 | 0.02 | 0.02 | 0.02 | 0.02 | 0.02 | 0.02 | 0.02
790 | 454 | NS | 45.9933 | -59.9076 | NS_101S_DSS | wind_ons | 0 | 0 | 2.3 | 160953 | 0 | 0.023 | 0 | 0 | 0 | 0 | 0 | 0 | 0.023 | 0.023 | 0.023 | 0.023 | 0.023 | 0.023 | 0.023 | 0.023 | 0.023 | 0.023 | 0.023 | 0.023 | 0.023 | 0.023 | 0.023 | 0.023 | 0.023 | 0.023 | 0.023 | 0.023 | 0.023 | 0.023 | 0.023 | 0.023 | 0.023 | 0.023 | 0.023 | 0.023 | 0.023 | 0.023 | 0.023 | 0.023 | 0.023 | 0.023 | 0.023 | 0.023 | 0.023 | 0.023 | 0.023 | 0.023 | 0.023 | 0.023 | 0.023 | 0.023 | 0.023 | 0.023 | 0.023 | 0.023
791 | 456 | NS | 44.7705 | -63.8379 | NS_103H_DSS | wind_ons | 0 | 0 | 10 | 160953 | 0 | 0.1 | 0 | 0 | 0 | 0 | 0 | 0 | 0.1 | 0.1 | 0.1 | 0.1 | 0.1 | 0.1 | 0.1 | 0.1 | 0.1 | 0.1 | 0.1 | 0.1 | 0.1 | 0.1 | 0.1 | 0.1 | 0.1 | 0.1 | 0.1 | 0.1 | 0.1 | 0.1 | 0.1 | 0.1 | 0.1 | 0.1 | 0.1 | 0.1 | 0.1 | 0.1 | 0.1 | 0.1 | 0.1 | 0.1 | 0.1 | 0.1 | 0.1 | 0.1 | 0.1 | 0.1 | 0.1 | 0.1 | 0.1 | 0.1 | 0.1 | 0.1 | 0.1 | 0.1
792 | 458 | NS | 45.7279 | -61.4259 | NS_3C_DSS | wind_ons | 0 | 0 | 2 | 160953 | 0 | 0.02 | 0 | 0 | 0 | 0 | 0 | 0 | 0.02 | 0.02 | 0.02 | 0.02 | 0.02 | 0.02 | 0.02 | 0.02 | 0.02 | 0.02 | 0.02 | 0.02 | 0.02 | 0.02 | 0.02 | 0.02 | 0.02 | 0.02 | 0.02 | 0.02 | 0.02 | 0.02 | 0.02 | 0.02 | 0.02 | 0.02 | 0.02 | 0.02 | 0.02 | 0.02 | 0.02 | 0.02 | 0.02 | 0.02 | 0.02 | 0.02 | 0.02 | 0.02 | 0.02 | 0.02 | 0.02 | 0.02 | 0.02 | 0.02 | 0.02 | 0.02 | 0.02 | 0.02
793 | 458 | NS | 45.3492 | -61.5033 | NS_3C_DSS | hydro_daily | 0 | 0 | 3.8 | 115196 | 5 | 0.038 | 5 | 5 | 5 | 5 | 5 | 5 | 0 | 0 | 0 | 0 | 0 | 0 | 0 | 0 | 0 | 0 | 0 | 0 | 0 | 0 | 0 | 0 | 0 | 0 | 0 | 0 | 0 | 0 | 0 | 0 | 0 | 0 | 0 | 0 | 0 | 0 | 0 | 0 | 0 | 0 | 0 | 0 | 0 | 0 | 0 | 0 | 0 | 0 | 0 | 0 | 0 | 0 | 0 | 0
794 | 415 | NS | 44.5913 | -65.9445 | NB_CLCV_GSS | wind_ons | 0 | 0 | 30 | 160953 | 0 | 0.3 | 0 | 0 | 0 | 0 | 0 | 0 | 0.3 | 0.3 | 0.3 | 0.3 | 0.3 | 0.3 | 0.3 | 0.3 | 0.3 | 0.3 | 0.3 | 0.3 | 0.3 | 0.3 | 0.3 | 0.3 | 0.3 | 0.3 | 0.3 | 0.3 | 0.3 | 0.3 | 0.3 | 0.3 | 0.3 | 0.3 | 0.3 | 0.3 | 0.3 | 0.3 | 0.3 | 0.3 | 0.3 | 0.3 | 0.3 | 0.3 | 0.3 | 0.3 | 0.3 | 0.3 | 0.3 | 0.3 | 0.3 | 0.3 | 0.3 | 0.3 | 0.3 | 0.3
795 | 463 | NS | 45.5756 | -62.9759 | NS_91N_GSS | wind_ons | 0 | 0 | 51 | 160953 | 0 | 0.51 | 0 | 0 | 0 | 0 | 0 | 0 | 0.51 | 0.51 | 0.51 | 0.51 | 0.51 | 0.51 | 0.51 | 0.51 | 0.51 | 0.51 | 0.51 | 0.51 | 0.51 | 0.51 | 0.51 | 0.51 | 0.51 | 0.51 | 0.51 | 0.51 | 0.51 | 0.51 | 0.51 | 0.51 | 0.51 | 0.51 | 0.51 | 0.51 | 0.51 | 0.51 | 0.51 | 0.51 | 0.51 | 0.51 | 0.51 | 0.51 | 0.51 | 0.51 | 0.51 | 0.51 | 0.51 | 0.51 | 0.51 | 0.51 | 0.51 | 0.51 | 0.51 | 0.51
796 | 461 | NS | 46.1849 | -59.8971 | NS_88S_GSS | wind_ons | 0 | 0 | 2.3 | 160953 | 0 | 0.023 | 0 | 0 | 0 | 0 | 0 | 0 | 0.023 | 0.023 | 0.023 | 0.023 | 0.023 | 0.023 | 0.023 | 0.023 | 0.023 | 0.023 | 0.023 | 0.023 | 0.023 | 0.023 | 0.023 | 0.023 | 0.023 | 0.023 | 0.023 | 0.023 | 0.023 | 0.023 | 0.023 | 0.023 | 0.023 | 0.023 | 0.023 | 0.023 | 0.023 | 0.023 | 0.023 | 0.023 | 0.023 | 0.023 | 0.023 | 0.023 | 0.023 | 0.023 | 0.023 | 0.023 | 0.023 | 0.023 | 0.023 | 0.023 | 0.023 | 0.023 | 0.023 | 0.023
797 | 457 | NS | 44.9355 | -64.0283 | NS_120H_DSS | wind_ons | 0 | 0 | 23.5 | 160953 | 0 | 0.235 | 0 | 0 | 0 | 0 | 0 | 0 | 0.235 | 0.235 | 0.235 | 0.235 | 0.235 | 0.235 | 0.235 | 0.235 | 0.235 | 0.235 | 0.235 | 0.235 | 0.235 | 0.235 | 0.235 | 0.235 | 0.235 | 0.235 | 0.235 | 0.235 | 0.235 | 0.235 | 0.235 | 0.235 | 0.235 | 0.235 | 0.235 | 0.235 | 0.235 | 0.235 | 0.235 | 0.235 | 0.235 | 0.235 | 0.235 | 0.235 | 0.235 | 0.235 | 0.235 | 0.235 | 0.235 | 0.235 | 0.235 | 0.235 | 0.235 | 0.235 | 0.235 | 0.235
798 | 457 | NS | 44.9355 | -64.0283 | NS_120H_DSS | wind_ons | 0 | 0 | 66 | 160953 | 0 | 0.66 | 0 | 0 | 0 | 0 | 0 | 0 | 0.66 | 0.66 | 0.66 | 0.66 | 0.66 | 0.66 | 0.66 | 0.66 | 0.66 | 0.66 | 0.66 | 0.66 | 0.66 | 0.66 | 0.66 | 0.66 | 0.66 | 0.66 | 0.66 | 0.66 | 0.66 | 0.66 | 0.66 | 0.66 | 0.66 | 0.66 | 0.66 | 0.66 | 0.66 | 0.66 | 0.66 | 0.66 | 0.66 | 0.66 | 0.66 | 0.66 | 0.66 | 0.66 | 0.66 | 0.66 | 0.66 | 0.66 | 0.66 | 0.66 | 0.66 | 0.66 | 0.66 | 0.66
799 | 458 | NS | 45.6825 | -61.9913 | NS_3C_DSS | wind_ons | 0 | 0 | 4.6 | 160953 | 0 | 0.046 | 0 | 0 | 0 | 0 | 0 | 0 | 0.046 | 0.046 | 0.046 | 0.046 | 0.046 | 0.046 | 0.046 | 0.046 | 0.046 | 0.046 | 0.046 | 0.046 | 0.046 | 0.046 | 0.046 | 0.046 | 0.046 | 0.046 | 0.046 | 0.046 | 0.046 | 0.046 | 0.046 | 0.046 | 0.046 | 0.046 | 0.046 | 0.046 | 0.046 | 0.046 | 0.046 | 0.046 | 0.046 | 0.046 | 0.046 | 0.046 | 0.046 | 0.046 | 0.046 | 0.046 | 0.046 | 0.046 | 0.046 | 0.046 | 0.046 | 0.046 | 0.046 | 0.046
800 | 463 | NS | 45.6232 | -62.908 | NS_91N_GSS | wind_ons | 0 | 0 | 1.4 | 160953 | 0 | 0.014 | 0 | 0 | 0 | 0 | 0 | 0 | 0.014 | 0.014 | 0.014 | 0.014 | 0.014 | 0.014 | 0.014 | 0.014 | 0.014 | 0.014 | 0.014 | 0.014 | 0.014 | 0.014 | 0.014 | 0.014 | 0.014 | 0.014 | 0.014 | 0.014 | 0.014 | 0.014 | 0.014 | 0.014 | 0.014 | 0.014 | 0.014 | 0.014 | 0.014 | 0.014 | 0.014 | 0.014 | 0.014 | 0.014 | 0.014 | 0.014 | 0.014 | 0.014 | 0.014 | 0.014 | 0.014 | 0.014 | 0.014 | 0.014 | 0.014 | 0.014 | 0.014 | 0.014
801 | 456 | NS | 44.7581 | -63.2045 | NS_103H_DSS | wind_ons | 0 | 0 | 2.3 | 160953 | 0 | 0.023 | 0 | 0 | 0 | 0 | 0 | 0 | 0.023 | 0.023 | 0.023 | 0.023 | 0.023 | 0.023 | 0.023 | 0.023 | 0.023 | 0.023 | 0.023 | 0.023 | 0.023 | 0.023 | 0.023 | 0.023 | 0.023 | 0.023 | 0.023 | 0.023 | 0.023 | 0.023 | 0.023 | 0.023 | 0.023 | 0.023 | 0.023 | 0.023 | 0.023 | 0.023 | 0.023 | 0.023 | 0.023 | 0.023 | 0.023 | 0.023 | 0.023 | 0.023 | 0.023 | 0.023 | 0.023 | 0.023 | 0.023 | 0.023 | 0.023 | 0.023 | 0.023 | 0.023
802 | 460 | NS | 45.6467 | -62.2219 | NS_79N_DSS | wind_ons | 0 | 0 | 62.1 | 160953 | 0 | 0.621 | 0 | 0 | 0 | 0 | 0 | 0 | 0.621 | 0.621 | 0.621 | 0.621 | 0.621 | 0.621 | 0.621 | 0.621 | 0.621 | 0.621 | 0.621 | 0.621 | 0.621 | 0.621 | 0.621 | 0.621 | 0.621 | 0.621 | 0.621 | 0.621 | 0.621 | 0.621 | 0.621 | 0.621 | 0.621 | 0.621 | 0.621 | 0.621 | 0.621 | 0.621 | 0.621 | 0.621 | 0.621 | 0.621 | 0.621 | 0.621 | 0.621 | 0.621 | 0.621 | 0.621 | 0.621 | 0.621 | 0.621 | 0.621 | 0.621 | 0.621 | 0.621 | 0.621
803 | 461 | NS | 46.218 | -59.981 | NS_88S_GSS | wind_ons | 0 | 0 | 1.6 | 160953 | 0 | 0.016 | 0 | 0 | 0 | 0 | 0 | 0 | 0.016 | 0.016 | 0.016 | 0.016 | 0.016 | 0.016 | 0.016 | 0.016 | 0.016 | 0.016 | 0.016 | 0.016 | 0.016 | 0.016 | 0.016 | 0.016 | 0.016 | 0.016 | 0.016 | 0.016 | 0.016 | 0.016 | 0.016 | 0.016 | 0.016 | 0.016 | 0.016 | 0.016 | 0.016 | 0.016 | 0.016 | 0.016 | 0.016 | 0.016 | 0.016 | 0.016 | 0.016 | 0.016 | 0.016 | 0.016 | 0.016 | 0.016 | 0.016 | 0.016 | 0.016 | 0.016 | 0.016 | 0.016
804 | 461 | NS | 46.195 | -60.0839 | NS_88S_GSS | wind_ons | 0 | 0 | 7.05 | 160953 | 0 | 0.0705 | 0 | 0 | 0 | 0 | 0 | 0 | 0.0705 | 0.0705 | 0.0705 | 0.0705 | 0.0705 | 0.0705 | 0.0705 | 0.0705 | 0.0705 | 0.0705 | 0.0705 | 0.0705 | 0.0705 | 0.0705 | 0.0705 | 0.0705 | 0.0705 | 0.0705 | 0.0705 | 0.0705 | 0.0705 | 0.0705 | 0.0705 | 0.0705 | 0.0705 | 0.0705 | 0.0705 | 0.0705 | 0.0705 | 0.0705 | 0.0705 | 0.0705 | 0.0705 | 0.0705 | 0.0705 | 0.0705 | 0.0705 | 0.0705 | 0.0705 | 0.0705 | 0.0705 | 0.0705 | 0.0705 | 0.0705 | 0.0705 | 0.0705 | 0.0705 | 0.0705
805 | 463 | NS | 45.3464 | -63.1398 | NS_91N_GSS | wind_ons | 0 | 0 | 3.2 | 160953 | 0 | 0.032 | 0 | 0 | 0 | 0 | 0 | 0 | 0.032 | 0.032 | 0.032 | 0.032 | 0.032 | 0.032 | 0.032 | 0.032 | 0.032 | 0.032 | 0.032 | 0.032 | 0.032 | 0.032 | 0.032 | 0.032 | 0.032 | 0.032 | 0.032 | 0.032 | 0.032 | 0.032 | 0.032 | 0.032 | 0.032 | 0.032 | 0.032 | 0.032 | 0.032 | 0.032 | 0.032 | 0.032 | 0.032 | 0.032 | 0.032 | 0.032 | 0.032 | 0.032 | 0.032 | 0.032 | 0.032 | 0.032 | 0.032 | 0.032 | 0.032 | 0.032 | 0.032 | 0.032
806 | 415 | NS | 44.7653 | -65.5118 | NB_CLCV_GSS | wind_ons | 0 | 0 | 2 | 160953 | 0 | 0.02 | 0 | 0 | 0 | 0 | 0 | 0 | 0.02 | 0.02 | 0.02 | 0.02 | 0.02 | 0.02 | 0.02 | 0.02 | 0.02 | 0.02 | 0.02 | 0.02 | 0.02 | 0.02 | 0.02 | 0.02 | 0.02 | 0.02 | 0.02 | 0.02 | 0.02 | 0.02 | 0.02 | 0.02 | 0.02 | 0.02 | 0.02 | 0.02 | 0.02 | 0.02 | 0.02 | 0.02 | 0.02 | 0.02 | 0.02 | 0.02 | 0.02 | 0.02 | 0.02 | 0.02 | 0.02 | 0.02 | 0.02 | 0.02 | 0.02 | 0.02 | 0.02 | 0.02
807 | 457 | NS | 45.0911 | -63.5238 | NS_120H_DSS | wind_ons | 0 | 0 | 6 | 160953 | 0 | 0.06 | 0 | 0 | 0 | 0 | 0 | 0 | 0.06 | 0.06 | 0.06 | 0.06 | 0.06 | 0.06 | 0.06 | 0.06 | 0.06 | 0.06 | 0.06 | 0.06 | 0.06 | 0.06 | 0.06 | 0.06 | 0.06 | 0.06 | 0.06 | 0.06 | 0.06 | 0.06 | 0.06 | 0.06 | 0.06 | 0.06 | 0.06 | 0.06 | 0.06 | 0.06 | 0.06 | 0.06 | 0.06 | 0.06 | 0.06 | 0.06 | 0.06 | 0.06 | 0.06 | 0.06 | 0.06 | 0.06 | 0.06 | 0.06 | 0.06 | 0.06 | 0.06 | 0.06
808 | 459 | NS | 45.589 | -63.614 | NS_67N_DSS | wind_ons | 0 | 0 | 100 | 160953 | 0 | 1 | 0 | 0 | 0 | 0 | 0 | 0 | bar: x1 to x48
809 | 455 | NS | 46.2447 | -60.3483 | NS_102S_GSS | wind_ons | 0 | 0 | 4.7 | 160953 | 0 | 0.047 | 0 | 0 | 0 | 0 | 0 | 0 | 0.047 | 0.047 | 0.047 | 0.047 | 0.047 | 0.047 | 0.047 | 0.047 | 0.047 | 0.047 | 0.047 | 0.047 | 0.047 | 0.047 | 0.047 | 0.047 | 0.047 | 0.047 | 0.047 | 0.047 | 0.047 | 0.047 | 0.047 | 0.047 | 0.047 | 0.047 | 0.047 | 0.047 | 0.047 | 0.047 | 0.047 | 0.047 | 0.047 | 0.047 | 0.047 | 0.047 | 0.047 | 0.047 | 0.047 | 0.047 | 0.047 | 0.047 | 0.047 | 0.047 | 0.047 | 0.047 | 0.047 | 0.047
810 | 459 | NS | 45.589 | -63.614 | NS_67N_DSS | wind_ons | 0 | 0 | 3.6 | 160953 | 0 | 0.036 | 0 | 0 | 0 | 0 | 0 | 0 | 0.036 | 0.036 | 0.036 | 0.036 | 0.036 | 0.036 | 0.036 | 0.036 | 0.036 | 0.036 | 0.036 | 0.036 | 0.036 | 0.036 | 0.036 | 0.036 | 0.036 | 0.036 | 0.036 | 0.036 | 0.036 | 0.036 | 0.036 | 0.036 | 0.036 | 0.036 | 0.036 | 0.036 | 0.036 | 0.036 | 0.036 | 0.036 | 0.036 | 0.036 | 0.036 | 0.036 | 0.036 | 0.036 | 0.036 | 0.036 | 0.036 | 0.036 | 0.036 | 0.036 | 0.036 | 0.036 | 0.036 | 0.036
811 | 460 | NS | 45.4933 | -62.6243 | NS_79N_DSS | wind_ons | 0 | 0 | 2 | 160953 | 0 | 0.02 | 0 | 0 | 0 | 0 | 0 | 0 | 0.02 | 0.02 | 0.02 | 0.02 | 0.02 | 0.02 | 0.02 | 0.02 | 0.02 | 0.02 | 0.02 | 0.02 | 0.02 | 0.02 | 0.02 | 0.02 | 0.02 | 0.02 | 0.02 | 0.02 | 0.02 | 0.02 | 0.02 | 0.02 | 0.02 | 0.02 | 0.02 | 0.02 | 0.02 | 0.02 | 0.02 | 0.02 | 0.02 | 0.02 | 0.02 | 0.02 | 0.02 | 0.02 | 0.02 | 0.02 | 0.02 | 0.02 | 0.02 | 0.02 | 0.02 | 0.02 | 0.02 | 0.02
812 | 458 | NS | 45.5679 | -61.0744 | NS_3C_DSS | wind_ons | 0 | 0 | 2 | 160953 | 0 | 0.02 | 0 | 0 | 0 | 0 | 0 | 0 | 0.02 | 0.02 | 0.02 | 0.02 | 0.02 | 0.02 | 0.02 | 0.02 | 0.02 | 0.02 | 0.02 | 0.02 | 0.02 | 0.02 | 0.02 | 0.02 | 0.02 | 0.02 | 0.02 | 0.02 | 0.02 | 0.02 | 0.02 | 0.02 | 0.02 | 0.02 | 0.02 | 0.02 | 0.02 | 0.02 | 0.02 | 0.02 | 0.02 | 0.02 | 0.02 | 0.02 | 0.02 | 0.02 | 0.02 | 0.02 | 0.02 | 0.02 | 0.02 | 0.02 | 0.02 | 0.02 | 0.02 | 0.02
813 | 456 | NS | 44.5372 | -63.6098 | NS_103H_DSS | wind_ons | 0 | 0 | 4.6 | 160953 | 0 | 0.046 | 0 | 0 | 0 | 0 | 0 | 0 | 0.046 | 0.046 | 0.046 | 0.046 | 0.046 | 0.046 | 0.046 | 0.046 | 0.046 | 0.046 | 0.046 | 0.046 | 0.046 | 0.046 | 0.046 | 0.046 | 0.046 | 0.046 | 0.046 | 0.046 | 0.046 | 0.046 | 0.046 | 0.046 | 0.046 | 0.046 | 0.046 | 0.046 | 0.046 | 0.046 | 0.046 | 0.046 | 0.046 | 0.046 | 0.046 | 0.046 | 0.046 | 0.046 | 0.046 | 0.046 | 0.046 | 0.046 | 0.046 | 0.046 | 0.046 | 0.046 | 0.046 | 0.046
814 | 463 | NS | 45.4478 | -63.1177 | NS_91N_GSS | wind_ons | 0 | 0 | 4.99 | 160953 | 0 | 0.0499 | 0 | 0 | 0 | 0 | 0 | 0 | 0.0499 | 0.0499 | 0.0499 | 0.0499 | 0.0499 | 0.0499 | 0.0499 | 0.0499 | 0.0499 | 0.0499 | 0.0499 | 0.0499 | 0.0499 | 0.0499 | 0.0499 | 0.0499 | 0.0499 | 0.0499 | 0.0499 | 0.0499 | 0.0499 | 0.0499 | 0.0499 | 0.0499 | 0.0499 | 0.0499 | 0.0499 | 0.0499 | 0.0499 | 0.0499 | 0.0499 | 0.0499 | 0.0499 | 0.0499 | 0.0499 | 0.0499 | 0.0499 | 0.0499 | 0.0499 | 0.0499 | 0.0499 | 0.0499 | 0.0499 | 0.0499 | 0.0499 | 0.0499 | 0.0499 | 0.0499
815 | 457 | NS | 44.7278 | -64.2544 | NS_120H_DSS | wind_ons | 0 | 0 | 2 | 160953 | 0 | 0.02 | 0 | 0 | 0 | 0 | 0 | 0 | 0.02 | 0.02 | 0.02 | 0.02 | 0.02 | 0.02 | 0.02 | 0.02 | 0.02 | 0.02 | 0.02 | 0.02 | 0.02 | 0.02 | 0.02 | 0.02 | 0.02 | 0.02 | 0.02 | 0.02 | 0.02 | 0.02 | 0.02 | 0.02 | 0.02 | 0.02 | 0.02 | 0.02 | 0.02 | 0.02 | 0.02 | 0.02 | 0.02 | 0.02 | 0.02 | 0.02 | 0.02 | 0.02 | 0.02 | 0.02 | 0.02 | 0.02 | 0.02 | 0.02 | 0.02 | 0.02 | 0.02 | 0.02
820 | 460 | NS | 45.5401 | -62.8246 | NS_79N_DSS | wind_ons | 0 | 0 | 4.99 | 160953 | 0 | 0.0499 | 0 | 0 | 0 | 0 | 0 | 0 | 0.0499 | 0.0499 | 0.0499 | 0.0499 | 0.0499 | 0.0499 | 0.0499 | 0.0499 | 0.0499 | 0.0499 | 0.0499 | 0.0499 | 0.0499 | 0.0499 | 0.0499 | 0.0499 | 0.0499 | 0.0499 | 0.0499 | 0.0499 | 0.0499 | 0.0499 | 0.0499 | 0.0499 | 0.0499 | 0.0499 | 0.0499 | 0.0499 | 0.0499 | 0.0499 | 0.0499 | 0.0499 | 0.0499 | 0.0499 | 0.0499 | 0.0499 | 0.0499 | 0.0499 | 0.0499 | 0.0499 | 0.0499 | 0.0499 | 0.0499 | 0.0499 | 0.0499 | 0.0499 | 0.0499 | 0.0499
821 | 461 | NS | 46.2423 | -60.0426 | NS_88S_GSS | wind_ons | 0 | 0 | 18.4 | 160953 | 0 | 0.184 | 0 | 0 | 0 | 0 | 0 | 0 | 0.184 | 0.184 | 0.184 | 0.184 | 0.184 | 0.184 | 0.184 | 0.184 | 0.184 | 0.184 | 0.184 | 0.184 | 0.184 | 0.184 | 0.184 | 0.184 | 0.184 | 0.184 | 0.184 | 0.184 | 0.184 | 0.184 | 0.184 | 0.184 | 0.184 | 0.184 | 0.184 | 0.184 | 0.184 | 0.184 | 0.184 | 0.184 | 0.184 | 0.184 | 0.184 | 0.184 | 0.184 | 0.184 | 0.184 | 0.184 | 0.184 | 0.184 | 0.184 | 0.184 | 0.184 | 0.184 | 0.184 | 0.184
822 | 415 | NS | 44.7267 | -65.4967 | NB_CLCV_GSS | hydro_daily | 0 | 0 | 11.2 | 115196 | 5 | 0.112 | 5 | 5 | 5 | 5 | 5 | 5 | 0 | 0 | 0 | 0 | 0 | 0 | 0 | 0 | 0 | 0 | 0 | 0 | 0 | 0 | 0 | 0 | 0 | 0 | 0 | 0 | 0 | 0 | 0 | 0 | 0 | 0 | 0 | 0 | 0 | 0 | 0 | 0 | 0 | 0 | 0 | 0 | 0 | 0 | 0 | 0 | 0 | 0 | 0 | 0 | 0 | 0 | 0 | 0
823 | 464 | NS | 43.7534 | -66.0302 | NS_99W_DSS | wind_ons | 0 | 0 | 2 | 160953 | 0 | 0.02 | 0 | 0 | 0 | 0 | 0 | 0 | 0.02 | 0.02 | 0.02 | 0.02 | 0.02 | 0.02 | 0.02 | 0.02 | 0.02 | 0.02 | 0.02 | 0.02 | 0.02 | 0.02 | 0.02 | 0.02 | 0.02 | 0.02 | 0.02 | 0.02 | 0.02 | 0.02 | 0.02 | 0.02 | 0.02 | 0.02 | 0.02 | 0.02 | 0.02 | 0.02 | 0.02 | 0.02 | 0.02 | 0.02 | 0.02 | 0.02 | 0.02 | 0.02 | 0.02 | 0.02 | 0.02 | 0.02 | 0.02 | 0.02 | 0.02 | 0.02 | 0.02 | 0.02
824 | 464 | NS | 43.7534 | -66.0302 | NS_99W_DSS | wind_ons | 0 | 0 | 4.7 | 160953 | 0 | 0.047 | 0 | 0 | 0 | 0 | 0 | 0 | 0.047 | 0.047 | 0.047 | 0.047 | 0.047 | 0.047 | 0.047 | 0.047 | 0.047 | 0.047 | 0.047 | 0.047 | 0.047 | 0.047 | 0.047 | 0.047 | 0.047 | 0.047 | 0.047 | 0.047 | 0.047 | 0.047 | 0.047 | 0.047 | 0.047 | 0.047 | 0.047 | 0.047 | 0.047 | 0.047 | 0.047 | 0.047 | 0.047 | 0.047 | 0.047 | 0.047 | 0.047 | 0.047 | 0.047 | 0.047 | 0.047 | 0.047 | 0.047 | 0.047 | 0.047 | 0.047 | 0.047 | 0.047
825 | 458 | NS | 45.6206 | -61.4349 | NS_3C_DSS | wind_ons | 0 | 0 | 2.35 | 160953 | 0 | 0.0235 | 0 | 0 | 0 | 0 | 0 | 0 | 0.0235 | 0.0235 | 0.0235 | 0.0235 | 0.0235 | 0.0235 | 0.0235 | 0.0235 | 0.0235 | 0.0235 | 0.0235 | 0.0235 | 0.0235 | 0.0235 | 0.0235 | 0.0235 | 0.0235 | 0.0235 | 0.0235 | 0.0235 | 0.0235 | 0.0235 | 0.0235 | 0.0235 | 0.0235 | 0.0235 | 0.0235 | 0.0235 | 0.0235 | 0.0235 | 0.0235 | 0.0235 | 0.0235 | 0.0235 | 0.0235 | 0.0235 | 0.0235 | 0.0235 | 0.0235 | 0.0235 | 0.0235 | 0.0235 | 0.0235 | 0.0235 | 0.0235 | 0.0235 | 0.0235 | 0.0235
826 | 464 | NS | 44.1574 | -64.9984 | NS_99W_DSS | hydro_daily | 0 | 0 | 2.7 | 115196 | 5 | 0.027 | 5 | 5 | 5 | 5 | 5 | 5 | 0 | 0 | 0 | 0 | 0 | 0 | 0 | 0 | 0 | 0 | 0 | 0 | 0 | 0 | 0 | 0 | 0 | 0 | 0 | 0 | 0 | 0 | 0 | 0 | 0 | 0 | 0 | 0 | 0 | 0 | 0 | 0 | 0 | 0 | 0 | 0 | 0 | 0 | 0 | 0 | 0 | 0 | 0 | 0 | 0 | 0 | 0 | 0
827 | 464 | NS | 44.1574 | -64.9984 | NS_99W_DSS | hydro_daily | 0 | 0 | 2.7 | 115196 | 5 | 0.027 | 5 | 5 | 5 | 5 | 5 | 5 | 0 | 0 | 0 | 0 | 0 | 0 | 0 | 0 | 0 | 0 | 0 | 0 | 0 | 0 | 0 | 0 | 0 | 0 | 0 | 0 | 0 | 0 | 0 | 0 | 0 | 0 | 0 | 0 | 0 | 0 | 0 | 0 | 0 | 0 | 0 | 0 | 0 | 0 | 0 | 0 | 0 | 0 | 0 | 0 | 0 | 0 | 0 | 0
828 | 464 | NS | 44.1577 | -64.9773 | NS_99W_DSS | hydro_daily | 0 | 0 | 3.7 | 115196 | 5 | 0.037 | 5 | 5 | 5 | 5 | 5 | 5 | 0 | 0 | 0 | 0 | 0 | 0 | 0 | 0 | 0 | 0 | 0 | 0 | 0 | 0 | 0 | 0 | 0 | 0 | 0 | 0 | 0 | 0 | 0 | 0 | 0 | 0 | 0 | 0 | 0 | 0 | 0 | 0 | 0 | 0 | 0 | 0 | 0 | 0 | 0 | 0 | 0 | 0 | 0 | 0 | 0 | 0 | 0 | 0
829 | 464 | NS | 44.1577 | -64.9773 | NS_99W_DSS | hydro_daily | 0 | 0 | 3.7 | 115196 | 5 | 0.037 | 5 | 5 | 5 | 5 | 5 | 5 | 0 | 0 | 0 | 0 | 0 | 0 | 0 | 0 | 0 | 0 | 0 | 0 | 0 | 0 | 0 | 0 | 0 | 0 | 0 | 0 | 0 | 0 | 0 | 0 | 0 | 0 | 0 | 0 | 0 | 0 | 0 | 0 | 0 | 0 | 0 | 0 | 0 | 0 | 0 | 0 | 0 | 0 | 0 | 0 | 0 | 0 | 0 | 0
830 | 464 | NS | 44.138 | -64.9354 | NS_99W_DSS | hydro_daily | 0 | 0 | 4.5 | 115196 | 5 | 0.045 | 5 | 5 | 5 | 5 | 5 | 5 | 0 | 0 | 0 | 0 | 0 | 0 | 0 | 0 | 0 | 0 | 0 | 0 | 0 | 0 | 0 | 0 | 0 | 0 | 0 | 0 | 0 | 0 | 0 | 0 | 0 | 0 | 0 | 0 | 0 | 0 | 0 | 0 | 0 | 0 | 0 | 0 | 0 | 0 | 0 | 0 | 0 | 0 | 0 | 0 | 0 | 0 | 0 | 0
831 | 464 | NS | 44.138 | -64.9354 | NS_99W_DSS | hydro_daily | 0 | 0 | 4.5 | 115196 | 5 | 0.045 | 5 | 5 | 5 | 5 | 5 | 5 | 0 | 0 | 0 | 0 | 0 | 0 | 0 | 0 | 0 | 0 | 0 | 0 | 0 | 0 | 0 | 0 | 0 | 0 | 0 | 0 | 0 | 0 | 0 | 0 | 0 | 0 | 0 | 0 | 0 | 0 | 0 | 0 | 0 | 0 | 0 | 0 | 0 | 0 | 0 | 0 | 0 | 0 | 0 | 0 | 0 | 0 | 0 | 0
832 | 464 | NS | 44.09 | -64.8479 | NS_99W_DSS | hydro_daily | 0 | 0 | 2.25 | 115196 | 5 | 0.0225 | 5 | 5 | 5 | 5 | 5 | 5 | 0 | 0 | 0 | 0 | 0 | 0 | 0 | 0 | 0 | 0 | 0 | 0 | 0 | 0 | 0 | 0 | 0 | 0 | 0 | 0 | 0 | 0 | 0 | 0 | 0 | 0 | 0 | 0 | 0 | 0 | 0 | 0 | 0 | 0 | 0 | 0 | 0 | 0 | 0 | 0 | 0 | 0 | 0 | 0 | 0 | 0 | 0 | 0
833 | 464 | NS | 44.09 | -64.8479 | NS_99W_DSS | hydro_daily | 0 | 0 | 2.25 | 115196 | 5 | 0.0225 | 5 | 5 | 5 | 5 | 5 | 5 | 0 | 0 | 0 | 0 | 0 | 0 | 0 | 0 | 0 | 0 | 0 | 0 | 0 | 0 | 0 | 0 | 0 | 0 | 0 | 0 | 0 | 0 | 0 | 0 | 0 | 0 | 0 | 0 | 0 | 0 | 0 | 0 | 0 | 0 | 0 | 0 | 0 | 0 | 0 | 0 | 0 | 0 | 0 | 0 | 0 | 0 | 0 | 0
834 | 464 | NS | 44.0806 | -64.7908 | NS_99W_DSS | hydro_daily | 0 | 0 | 4.5 | 115196 | 5 | 0.045 | 5 | 5 | 5 | 5 | 5 | 5 | 0 | 0 | 0 | 0 | 0 | 0 | 0 | 0 | 0 | 0 | 0 | 0 | 0 | 0 | 0 | 0 | 0 | 0 | 0 | 0 | 0 | 0 | 0 | 0 | 0 | 0 | 0 | 0 | 0 | 0 | 0 | 0 | 0 | 0 | 0 | 0 | 0 | 0 | 0 | 0 | 0 | 0 | 0 | 0 | 0 | 0 | 0 | 0
835 | 464 | NS | 44.0806 | -64.7908 | NS_99W_DSS | hydro_daily | 0 | 0 | 4.5 | 115196 | 5 | 0.045 | 5 | 5 | 5 | 5 | 5 | 5 | 0 | 0 | 0 | 0 | 0 | 0 | 0 | 0 | 0 | 0 | 0 | 0 | 0 | 0 | 0 | 0 | 0 | 0 | 0 | 0 | 0 | 0 | 0 | 0 | 0 | 0 | 0 | 0 | 0 | 0 | 0 | 0 | 0 | 0 | 0 | 0 | 0 | 0 | 0 | 0 | 0 | 0 | 0 | 0 | 0 | 0 | 0 | 0
836 | 464 | NS | 44.0743 | -64.7707 | NS_99W_DSS | hydro_daily | 0 | 0 | 3.6 | 115196 | 5 | 0.036 | 5 | 5 | 5 | 5 | 5 | 5 | 0 | 0 | 0 | 0 | 0 | 0 | 0 | 0 | 0 | 0 | 0 | 0 | 0 | 0 | 0 | 0 | 0 | 0 | 0 | 0 | 0 | 0 | 0 | 0 | 0 | 0 | 0 | 0 | 0 | 0 | 0 | 0 | 0 | 0 | 0 | 0 | 0 | 0 | 0 | 0 | 0 | 0 | 0 | 0 | 0 | 0 | 0 | 0
837 | 464 | NS | 44.0743 | -64.7707 | NS_99W_DSS | hydro_daily | 0 | 0 | 3.6 | 115196 | 5 | 0.036 | 5 | 5 | 5 | 5 | 5 | 5 | 0 | 0 | 0 | 0 | 0 | 0 | 0 | 0 | 0 | 0 | 0 | 0 | 0 | 0 | 0 | 0 | 0 | 0 | 0 | 0 | 0 | 0 | 0 | 0 | 0 | 0 | 0 | 0 | 0 | 0 | 0 | 0 | 0 | 0 | 0 | 0 | 0 | 0 | 0 | 0 | 0 | 0 | 0 | 0 | 0 | 0 | 0 | 0
838 | 457 | NS | 44.9259 | -64.1201 | NS_120H_DSS | wind_ons | 0 | 0 | 6 | 160953 | 0 | 0.06 | 0 | 0 | 0 | 0 | 0 | 0 | 0.06 | 0.06 | 0.06 | 0.06 | 0.06 | 0.06 | 0.06 | 0.06 | 0.06 | 0.06 | 0.06 | 0.06 | 0.06 | 0.06 | 0.06 | 0.06 | 0.06 | 0.06 | 0.06 | 0.06 | 0.06 | 0.06 | 0.06 | 0.06 | 0.06 | 0.06 | 0.06 | 0.06 | 0.06 | 0.06 | 0.06 | 0.06 | 0.06 | 0.06 | 0.06 | 0.06 | 0.06 | 0.06 | 0.06 | 0.06 | 0.06 | 0.06 | 0.06 | 0.06 | 0.06 | 0.06 | 0.06 | 0.06
839 | 458 | NS | 45.7282 | -62.0651 | NS_3C_DSS | wind_ons | 0 | 0 | 6 | 160953 | 0 | 0.06 | 0 | 0 | 0 | 0 | 0 | 0 | 0.06 | 0.06 | 0.06 | 0.06 | 0.06 | 0.06 | 0.06 | 0.06 | 0.06 | 0.06 | 0.06 | 0.06 | 0.06 | 0.06 | 0.06 | 0.06 | 0.06 | 0.06 | 0.06 | 0.06 | 0.06 | 0.06 | 0.06 | 0.06 | 0.06 | 0.06 | 0.06 | 0.06 | 0.06 | 0.06 | 0.06 | 0.06 | 0.06 | 0.06 | 0.06 | 0.06 | 0.06 | 0.06 | 0.06 | 0.06 | 0.06 | 0.06 | 0.06 | 0.06 | 0.06 | 0.06 | 0.06 | 0.06
840 | 457 | NS | 44.9151 | -63.6815 | NS_120H_DSS | wind_ons | 0 | 0 | 8 | 160953 | 0 | 0.08 | 0 | 0 | 0 | 0 | 0 | 0 | 0.08 | 0.08 | 0.08 | 0.08 | 0.08 | 0.08 | 0.08 | 0.08 | 0.08 | 0.08 | 0.08 | 0.08 | 0.08 | 0.08 | 0.08 | 0.08 | 0.08 | 0.08 | 0.08 | 0.08 | 0.08 | 0.08 | 0.08 | 0.08 | 0.08 | 0.08 | 0.08 | 0.08 | 0.08 | 0.08 | 0.08 | 0.08 | 0.08 | 0.08 | 0.08 | 0.08 | 0.08 | 0.08 | 0.08 | 0.08 | 0.08 | 0.08 | 0.08 | 0.08 | 0.08 | 0.08 | 0.08 | 0.08
841 | 460 | NS | 45.5066 | -62.6089 | NS_79N_DSS | wind_ons | 0 | 0 | 6.4 | 160953 | 0 | 0.064 | 0 | 0 | 0 | 0 | 0 | 0 | 0.064 | 0.064 | 0.064 | 0.064 | 0.064 | 0.064 | 0.064 | 0.064 | 0.064 | 0.064 | 0.064 | 0.064 | 0.064 | 0.064 | 0.064 | 0.064 | 0.064 | 0.064 | 0.064 | 0.064 | 0.064 | 0.064 | 0.064 | 0.064 | 0.064 | 0.064 | 0.064 | 0.064 | 0.064 | 0.064 | 0.064 | 0.064 | 0.064 | 0.064 | 0.064 | 0.064 | 0.064 | 0.064 | 0.064 | 0.064 | 0.064 | 0.064 | 0.064 | 0.064 | 0.064 | 0.064 | 0.064 | 0.064
842 | 457 | NS | 45.0222 | -63.6551 | NS_120H_DSS | wind_ons | 0 | 0 | 4 | 160953 | 0 | 0.04 | 0 | 0 | 0 | 0 | 0 | 0 | 0.04 | 0.04 | 0.04 | 0.04 | 0.04 | 0.04 | 0.04 | 0.04 | 0.04 | 0.04 | 0.04 | 0.04 | 0.04 | 0.04 | 0.04 | 0.04 | 0.04 | 0.04 | 0.04 | 0.04 | 0.04 | 0.04 | 0.04 | 0.04 | 0.04 | 0.04 | 0.04 | 0.04 | 0.04 | 0.04 | 0.04 | 0.04 | 0.04 | 0.04 | 0.04 | 0.04 | 0.04 | 0.04 | 0.04 | 0.04 | 0.04 | 0.04 | 0.04 | 0.04 | 0.04 | 0.04 | 0.04 | 0.04
843 | 464 | NS | 44.9091 | -65.0299 | NS_99W_DSS | hydro_daily | 0 | 0 | 8.3 | 115196 | 5 | 0.083 | 5 | 5 | 5 | 5 | 5 | 5 | 0 | 0 | 0 | 0 | 0 | 0 | 0 | 0 | 0 | 0 | 0 | 0 | 0 | 0 | 0 | 0 | 0 | 0 | 0 | 0 | 0 | 0 | 0 | 0 | 0 | 0 | 0 | 0 | 0 | 0 | 0 | 0 | 0 | 0 | 0 | 0 | 0 | 0 | 0 | 0 | 0 | 0 | 0 | 0 | 0 | 0 | 0 | 0
844 | 463 | NS | 45.5607 | -63.2037 | NS_91N_GSS | wind_ons | 0 | 0 | 50.6 | 160953 | 0 | 0.506 | 0 | 0 | 0 | 0 | 0 | 0 | 0.506 | 0.506 | 0.506 | 0.506 | 0.506 | 0.506 | 0.506 | 0.506 | 0.506 | 0.506 | 0.506 | 0.506 | 0.506 | 0.506 | 0.506 | 0.506 | 0.506 | 0.506 | 0.506 | 0.506 | 0.506 | 0.506 | 0.506 | 0.506 | 0.506 | 0.506 | 0.506 | 0.506 | 0.506 | 0.506 | 0.506 | 0.506 | 0.506 | 0.506 | 0.506 | 0.506 | 0.506 | 0.506 | 0.506 | 0.506 | 0.506 | 0.506 | 0.506 | 0.506 | 0.506 | 0.506 | 0.506 | 0.506
845 | 461 | NS | 46.2435 | -60.1369 | NS_88S_GSS | wind_ons | 0 | 0 | 2.35 | 160953 | 0 | 0.0235 | 0 | 0 | 0 | 0 | 0 | 0 | 0.0235 | 0.0235 | 0.0235 | 0.0235 | 0.0235 | 0.0235 | 0.0235 | 0.0235 | 0.0235 | 0.0235 | 0.0235 | 0.0235 | 0.0235 | 0.0235 | 0.0235 | 0.0235 | 0.0235 | 0.0235 | 0.0235 | 0.0235 | 0.0235 | 0.0235 | 0.0235 | 0.0235 | 0.0235 | 0.0235 | 0.0235 | 0.0235 | 0.0235 | 0.0235 | 0.0235 | 0.0235 | 0.0235 | 0.0235 | 0.0235 | 0.0235 | 0.0235 | 0.0235 | 0.0235 | 0.0235 | 0.0235 | 0.0235 | 0.0235 | 0.0235 | 0.0235 | 0.0235 | 0.0235 | 0.0235
847 | 455 | NS | 46.3218 | -60.3195 | NS_102S_GSS | wind_ons | 0 | 0 | 1.9 | 160953 | 0 | 0.019 | 0 | 0 | 0 | 0 | 0 | 0 | 0.019 | 0.019 | 0.019 | 0.019 | 0.019 | 0.019 | 0.019 | 0.019 | 0.019 | 0.019 | 0.019 | 0.019 | 0.019 | 0.019 | 0.019 | 0.019 | 0.019 | 0.019 | 0.019 | 0.019 | 0.019 | 0.019 | 0.019 | 0.019 | 0.019 | 0.019 | 0.019 | 0.019 | 0.019 | 0.019 | 0.019 | 0.019 | 0.019 | 0.019 | 0.019 | 0.019 | 0.019 | 0.019 | 0.019 | 0.019 | 0.019 | 0.019 | 0.019 | 0.019 | 0.019 | 0.019 | 0.019 | 0.019
848 | 460 | NS | 45.6668 | -62.688 | NS_79N_DSS | wind_ons | 0 | 0 | 1.6 | 160953 | 0 | 0.016 | 0 | 0 | 0 | 0 | 0 | 0 | 0.016 | 0.016 | 0.016 | 0.016 | 0.016 | 0.016 | 0.016 | 0.016 | 0.016 | 0.016 | 0.016 | 0.016 | 0.016 | 0.016 | 0.016 | 0.016 | 0.016 | 0.016 | 0.016 | 0.016 | 0.016 | 0.016 | 0.016 | 0.016 | 0.016 | 0.016 | 0.016 | 0.016 | 0.016 | 0.016 | 0.016 | 0.016 | 0.016 | 0.016 | 0.016 | 0.016 | 0.016 | 0.016 | 0.016 | 0.016 | 0.016 | 0.016 | 0.016 | 0.016 | 0.016 | 0.016 | 0.016 | 0.016
849 | 458 | NS | 45.5975 | -61.3563 | NS_3C_DSS | biomass | 0 | 13.5 | 63.8 | 183950 | 7.07 | 0.638 | 7.07 | 7.07 | 7.07 | 7.07 | 7.07 | 7.07 | 0 | 0 | 0 | 0 | 0 | 0 | 0 | 0 | 0 | 0 | 0 | 0 | 0 | 0 | 0 | 0 | 0 | 0 | 0 | 0 | 0 | 0 | 0 | 0 | 0 | 0 | 0 | 0 | 0 | 0 | 0 | 0 | 0 | 0 | 0 | 0 | 0 | 0 | 0 | 0 | 0 | 0 | 0 | 0 | 0 | 0 | 0 | 0
850 | 456 | NS | 44.7253 | -63.357 | NS_103H_DSS | wind_ons | 0 | 0 | 3.2 | 160953 | 0 | 0.032 | 0 | 0 | 0 | 0 | 0 | 0 | 0.032 | 0.032 | 0.032 | 0.032 | 0.032 | 0.032 | 0.032 | 0.032 | 0.032 | 0.032 | 0.032 | 0.032 | 0.032 | 0.032 | 0.032 | 0.032 | 0.032 | 0.032 | 0.032 | 0.032 | 0.032 | 0.032 | 0.032 | 0.032 | 0.032 | 0.032 | 0.032 | 0.032 | 0.032 | 0.032 | 0.032 | 0.032 | 0.032 | 0.032 | 0.032 | 0.032 | 0.032 | 0.032 | 0.032 | 0.032 | 0.032 | 0.032 | 0.032 | 0.032 | 0.032 | 0.032 | 0.032 | 0.032
851 | 464 | NS | 44.8117 | -65.2185 | NS_99W_DSS | hydro_daily | 0 | 0 | 4.7 | 115196 | 5 | 0.047 | 5 | 5 | 5 | 5 | 5 | 5 | 0 | 0 | 0 | 0 | 0 | 0 | 0 | 0 | 0 | 0 | 0 | 0 | 0 | 0 | 0 | 0 | 0 | 0 | 0 | 0 | 0 | 0 | 0 | 0 | 0 | 0 | 0 | 0 | 0 | 0 | 0 | 0 | 0 | 0 | 0 | 0 | 0 | 0 | 0 | 0 | 0 | 0 | 0 | 0 | 0 | 0 | 0 | 0
853 | 458 | NS | 45.5719 | -61.3112 | NS_3C_DSS | wind_ons | 0 | 0 | 24 | 160953 | 0 | 0.24 | 0 | 0 | 0 | 0 | 0 | 0 | 0.24 | 0.24 | 0.24 | 0.24 | 0.24 | 0.24 | 0.24 | 0.24 | 0.24 | 0.24 | 0.24 | 0.24 | 0.24 | 0.24 | 0.24 | 0.24 | 0.24 | 0.24 | 0.24 | 0.24 | 0.24 | 0.24 | 0.24 | 0.24 | 0.24 | 0.24 | 0.24 | 0.24 | 0.24 | 0.24 | 0.24 | 0.24 | 0.24 | 0.24 | 0.24 | 0.24 | 0.24 | 0.24 | 0.24 | 0.24 | 0.24 | 0.24 | 0.24 | 0.24 | 0.24 | 0.24 | 0.24 | 0.24
854 | 464 | NS | 43.5955 | -65.7747 | NS_99W_DSS | wind_ons | 0 | 0 | 30.6 | 160953 | 0 | 0.306 | 0 | 0 | 0 | 0 | 0 | 0 | 0.306 | 0.306 | 0.306 | 0.306 | 0.306 | 0.306 | 0.306 | 0.306 | 0.306 | 0.306 | 0.306 | 0.306 | 0.306 | 0.306 | 0.306 | 0.306 | 0.306 | 0.306 | 0.306 | 0.306 | 0.306 | 0.306 | 0.306 | 0.306 | 0.306 | 0.306 | 0.306 | 0.306 | 0.306 | 0.306 | 0.306 | 0.306 | 0.306 | 0.306 | 0.306 | 0.306 | 0.306 | 0.306 | 0.306 | 0.306 | 0.306 | 0.306 | 0.306 | 0.306 | 0.306 | 0.306 | 0.306 | 0.306
855 | 458 | NS | 45.3186 | -60.9939 | NS_3C_DSS | wind_ons | 0 | 0 | 13.8 | 160953 | 0 | 0.138 | 0 | 0 | 0 | 0 | 0 | 0 | 0.138 | 0.138 | 0.138 | 0.138 | 0.138 | 0.138 | 0.138 | 0.138 | 0.138 | 0.138 | 0.138 | 0.138 | 0.138 | 0.138 | 0.138 | 0.138 | 0.138 | 0.138 | 0.138 | 0.138 | 0.138 | 0.138 | 0.138 | 0.138 | 0.138 | 0.138 | 0.138 | 0.138 | 0.138 | 0.138 | 0.138 | 0.138 | 0.138 | 0.138 | 0.138 | 0.138 | 0.138 | 0.138 | 0.138 | 0.138 | 0.138 | 0.138 | 0.138 | 0.138 | 0.138 | 0.138 | 0.138 | 0.138
856 | 425 | NS | 44.4307 | -65.8722 | NB_PLPR_GSS | hydro_daily | 0 | 0 | 5 | 115196 | 5 | 0.05 | 5 | 5 | 5 | 5 | 5 | 5 | 0 | 0 | 0 | 0 | 0 | 0 | 0 | 0 | 0 | 0 | 0 | 0 | 0 | 0 | 0 | 0 | 0 | 0 | 0 | 0 | 0 | 0 | 0 | 0 | 0 | 0 | 0 | 0 | 0 | 0 | 0 | 0 | 0 | 0 | 0 | 0 | 0 | 0 | 0 | 0 | 0 | 0 | 0 | 0 | 0 | 0 | 0 | 0
857 | 425 | NS | 44.4075 | -65.9491 | NB_PLPR_GSS | hydro_daily | 0 | 0 | 9.5 | 115196 | 5 | 0.095 | 5 | 5 | 5 | 5 | 5 | 5 | 0 | 0 | 0 | 0 | 0 | 0 | 0 | 0 | 0 | 0 | 0 | 0 | 0 | 0 | 0 | 0 | 0 | 0 | 0 | 0 | 0 | 0 | 0 | 0 | 0 | 0 | 0 | 0 | 0 | 0 | 0 | 0 | 0 | 0 | 0 | 0 | 0 | 0 | 0 | 0 | 0 | 0 | 0 | 0 | 0 | 0 | 0 | 0
858 | 425 | NS | 44.4075 | -65.9491 | NB_PLPR_GSS | hydro_daily | 0 | 0 | 9.5 | 115196 | 5 | 0.095 | 5 | 5 | 5 | 5 | 5 | 5 | 0 | 0 | 0 | 0 | 0 | 0 | 0 | 0 | 0 | 0 | 0 | 0 | 0 | 0 | 0 | 0 | 0 | 0 | 0 | 0 | 0 | 0 | 0 | 0 | 0 | 0 | 0 | 0 | 0 | 0 | 0 | 0 | 0 | 0 | 0 | 0 | 0 | 0 | 0 | 0 | 0 | 0 | 0 | 0 | 0 | 0 | 0 | 0
859 | 458 | NS | 46.1507 | -61.381 | NS_3C_DSS | wind_ons | 0 | 0 | 2 | 160953 | 0 | 0.02 | 0 | 0 | 0 | 0 | 0 | 0 | 0.02 | 0.02 | 0.02 | 0.02 | 0.02 | 0.02 | 0.02 | 0.02 | 0.02 | 0.02 | 0.02 | 0.02 | 0.02 | 0.02 | 0.02 | 0.02 | 0.02 | 0.02 | 0.02 | 0.02 | 0.02 | 0.02 | 0.02 | 0.02 | 0.02 | 0.02 | 0.02 | 0.02 | 0.02 | 0.02 | 0.02 | 0.02 | 0.02 | 0.02 | 0.02 | 0.02 | 0.02 | 0.02 | 0.02 | 0.02 | 0.02 | 0.02 | 0.02 | 0.02 | 0.02 | 0.02 | 0.02 | 0.02
860 | 464 | NS | 44.7668 | -64.335 | NS_99W_DSS | wind_ons | 0 | 0 | 102 | 160953 | 0 | 1.02 | 0 | 0 | 0 | 0 | 0 | 0 | 1.02 | 1.02 | 1.02 | 1.02 | 1.02 | 1.02 | 1.02 | 1.02 | 1.02 | 1.02 | 1.02 | 1.02 | 1.02 | 1.02 | 1.02 | 1.02 | 1.02 | 1.02 | 1.02 | 1.02 | 1.02 | 1.02 | 1.02 | 1.02 | 1.02 | 1.02 | 1.02 | 1.02 | 1.02 | 1.02 | 1.02 | 1.02 | 1.02 | 1.02 | 1.02 | 1.02 | 1.02 | 1.02 | 1.02 | 1.02 | 1.02 | 1.02 | 1.02 | 1.02 | 1.02 | 1.02 | 1.02 | 1.02
861 | 464 | NS | 43.5198 | -65.6615 | NS_99W_DSS | wind_ons | 0 | 0 | 3.2 | 160953 | 0 | 0.032 | 0 | 0 | 0 | 0 | 0 | 0 | 0.032 | 0.032 | 0.032 | 0.032 | 0.032 | 0.032 | 0.032 | 0.032 | 0.032 | 0.032 | 0.032 | 0.032 | 0.032 | 0.032 | 0.032 | 0.032 | 0.032 | 0.032 | 0.032 | 0.032 | 0.032 | 0.032 | 0.032 | 0.032 | 0.032 | 0.032 | 0.032 | 0.032 | 0.032 | 0.032 | 0.032 | 0.032 | 0.032 | 0.032 | 0.032 | 0.032 | 0.032 | 0.032 | 0.032 | 0.032 | 0.032 | 0.032 | 0.032 | 0.032 | 0.032 | 0.032 | 0.032 | 0.032
862 | 460 | NS | 44.9341 | -62.5005 | NS_79N_DSS | hydro_daily | 0 | 0 | 2.3 | 115196 | 5 | 0.023 | 5 | 5 | 5 | 5 | 5 | 5 | 0 | 0 | 0 | 0 | 0 | 0 | 0 | 0 | 0 | 0 | 0 | 0 | 0 | 0 | 0 | 0 | 0 | 0 | 0 | 0 | 0 | 0 | 0 | 0 | 0 | 0 | 0 | 0 | 0 | 0 | 0 | 0 | 0 | 0 | 0 | 0 | 0 | 0 | 0 | 0 | 0 | 0 | 0 | 0 | 0 | 0 | 0 | 0
863 | 460 | NS | 44.9341 | -62.5005 | NS_79N_DSS | hydro_daily | 0 | 0 | 2.8 | 115196 | 5 | 0.028 | 5 | 5 | 5 | 5 | 5 | 5 | 0 | 0 | 0 | 0 | 0 | 0 | 0 | 0 | 0 | 0 | 0 | 0 | 0 | 0 | 0 | 0 | 0 | 0 | 0 | 0 | 0 | 0 | 0 | 0 | 0 | 0 | 0 | 0 | 0 | 0 | 0 | 0 | 0 | 0 | 0 | 0 | 0 | 0 | 0 | 0 | 0 | 0 | 0 | 0 | 0 | 0 | 0 | 0
864 | 460 | NS | 44.9341 | -62.5005 | NS_79N_DSS | hydro_daily | 0 | 0 | 2.3 | 115196 | 5 | 0.023 | 5 | 5 | 5 | 5 | 5 | 5 | 0 | 0 | 0 | 0 | 0 | 0 | 0 | 0 | 0 | 0 | 0 | 0 | 0 | 0 | 0 | 0 | 0 | 0 | 0 | 0 | 0 | 0 | 0 | 0 | 0 | 0 | 0 | 0 | 0 | 0 | 0 | 0 | 0 | 0 | 0 | 0 | 0 | 0 | 0 | 0 | 0 | 0 | 0 | 0 | 0 | 0 | 0 | 0
865 | 460 | NS | 44.9876 | -62.4841 | NS_79N_DSS | hydro_daily | 0 | 0 | 1.15 | 115196 | 5 | 0.0115 | 5 | 5 | 5 | 5 | 5 | 5 | 0 | 0 | 0 | 0 | 0 | 0 | 0 | 0 | 0 | 0 | 0 | 0 | 0 | 0 | 0 | 0 | 0 | 0 | 0 | 0 | 0 | 0 | 0 | 0 | 0 | 0 | 0 | 0 | 0 | 0 | 0 | 0 | 0 | 0 | 0 | 0 | 0 | 0 | 0 | 0 | 0 | 0 | 0 | 0 | 0 | 0 | 0 | 0
866 | 460 | NS | 44.9876 | -62.4841 | NS_79N_DSS | hydro_daily | 0 | 0 | 1.15 | 115196 | 5 | 0.0115 | 5 | 5 | 5 | 5 | 5 | 5 | 0 | 0 | 0 | 0 | 0 | 0 | 0 | 0 | 0 | 0 | 0 | 0 | 0 | 0 | 0 | 0 | 0 | 0 | 0 | 0 | 0 | 0 | 0 | 0 | 0 | 0 | 0 | 0 | 0 | 0 | 0 | 0 | 0 | 0 | 0 | 0 | 0 | 0 | 0 | 0 | 0 | 0 | 0 | 0 | 0 | 0 | 0 | 0
867 | 460 | NS | 44.9876 | -62.4841 | NS_79N_DSS | hydro_daily | 0 | 0 | 1.1 | 115196 | 5 | 0.011 | 5 | 5 | 5 | 5 | 5 | 5 | 0 | 0 | 0 | 0 | 0 | 0 | 0 | 0 | 0 | 0 | 0 | 0 | 0 | 0 | 0 | 0 | 0 | 0 | 0 | 0 | 0 | 0 | 0 | 0 | 0 | 0 | 0 | 0 | 0 | 0 | 0 | 0 | 0 | 0 | 0 | 0 | 0 | 0 | 0 | 0 | 0 | 0 | 0 | 0 | 0 | 0 | 0 | 0
868 | 463 | NS | 45.5532 | -63.2229 | NS_91N_GSS | wind_ons | 0 | 0 | 1.6 | 160953 | 0 | 0.016 | 0 | 0 | 0 | 0 | 0 | 0 | 0.016 | 0.016 | 0.016 | 0.016 | 0.016 | 0.016 | 0.016 | 0.016 | 0.016 | 0.016 | 0.016 | 0.016 | 0.016 | 0.016 | 0.016 | 0.016 | 0.016 | 0.016 | 0.016 | 0.016 | 0.016 | 0.016 | 0.016 | 0.016 | 0.016 | 0.016 | 0.016 | 0.016 | 0.016 | 0.016 | 0.016 | 0.016 | 0.016 | 0.016 | 0.016 | 0.016 | 0.016 | 0.016 | 0.016 | 0.016 | 0.016 | 0.016 | 0.016 | 0.016 | 0.016 | 0.016 | 0.016 | 0.016
869 | 412 | NS | 45.6115 | -64.0239 | NB_6514_DSS | wind_ons | 0 | 0 | 2.1 | 160953 | 0 | 0.021 | 0 | 0 | 0 | 0 | 0 | 0 | 0.021 | 0.021 | 0.021 | 0.021 | 0.021 | 0.021 | 0.021 | 0.021 | 0.021 | 0.021 | 0.021 | 0.021 | 0.021 | 0.021 | 0.021 | 0.021 | 0.021 | 0.021 | 0.021 | 0.021 | 0.021 | 0.021 | 0.021 | 0.021 | 0.021 | 0.021 | 0.021 | 0.021 | 0.021 | 0.021 | 0.021 | 0.021 | 0.021 | 0.021 | 0.021 | 0.021 | 0.021 | 0.021 | 0.021 | 0.021 | 0.021 | 0.021 | 0.021 | 0.021 | 0.021 | 0.021 | 0.021 | 0.021
870 | 456 | NS | 44.7116 | -63.8962 | NS_103H_DSS | hydro_daily | 0 | 0 | 1.3 | 115196 | 5 | 0.013 | 5 | 5 | 5 | 5 | 5 | 5 | 0 | 0 | 0 | 0 | 0 | 0 | 0 | 0 | 0 | 0 | 0 | 0 | 0 | 0 | 0 | 0 | 0 | 0 | 0 | 0 | 0 | 0 | 0 | 0 | 0 | 0 | 0 | 0 | 0 | 0 | 0 | 0 | 0 | 0 | 0 | 0 | 0 | 0 | 0 | 0 | 0 | 0 | 0 | 0 | 0 | 0 | 0 | 0
871 | 456 | NS | 44.7116 | -63.8962 | NS_103H_DSS | hydro_daily | 0 | 0 | 1.3 | 115196 | 5 | 0.013 | 5 | 5 | 5 | 5 | 5 | 5 | 0 | 0 | 0 | 0 | 0 | 0 | 0 | 0 | 0 | 0 | 0 | 0 | 0 | 0 | 0 | 0 | 0 | 0 | 0 | 0 | 0 | 0 | 0 | 0 | 0 | 0 | 0 | 0 | 0 | 0 | 0 | 0 | 0 | 0 | 0 | 0 | 0 | 0 | 0 | 0 | 0 | 0 | 0 | 0 | 0 | 0 | 0 | 0
872 | 456 | NS | 44.7116 | -63.8962 | NS_103H_DSS | hydro_daily | 0 | 0 | 1.8 | 115196 | 5 | 0.018 | 5 | 5 | 5 | 5 | 5 | 5 | 0 | 0 | 0 | 0 | 0 | 0 | 0 | 0 | 0 | 0 | 0 | 0 | 0 | 0 | 0 | 0 | 0 | 0 | 0 | 0 | 0 | 0 | 0 | 0 | 0 | 0 | 0 | 0 | 0 | 0 | 0 | 0 | 0 | 0 | 0 | 0 | 0 | 0 | 0 | 0 | 0 | 0 | 0 | 0 | 0 | 0 | 0 | 0
873 | 456 | NS | 44.7116 | -63.8962 | NS_103H_DSS | hydro_daily | 0 | 0 | 1.8 | 115196 | 5 | 0.018 | 5 | 5 | 5 | 5 | 5 | 5 | 0 | 0 | 0 | 0 | 0 | 0 | 0 | 0 | 0 | 0 | 0 | 0 | 0 | 0 | 0 | 0 | 0 | 0 | 0 | 0 | 0 | 0 | 0 | 0 | 0 | 0 | 0 | 0 | 0 | 0 | 0 | 0 | 0 | 0 | 0 | 0 | 0 | 0 | 0 | 0 | 0 | 0 | 0 | 0 | 0 | 0 | 0 | 0
874 | 456 | NS | 44.6914 | -63.8914 | NS_103H_DSS | hydro_daily | 0 | 0 | 2.3 | 115196 | 5 | 0.023 | 5 | 5 | 5 | 5 | 5 | 5 | 0 | 0 | 0 | 0 | 0 | 0 | 0 | 0 | 0 | 0 | 0 | 0 | 0 | 0 | 0 | 0 | 0 | 0 | 0 | 0 | 0 | 0 | 0 | 0 | 0 | 0 | 0 | 0 | 0 | 0 | 0 | 0 | 0 | 0 | 0 | 0 | 0 | 0 | 0 | 0 | 0 | 0 | 0 | 0 | 0 | 0 | 0 | 0
875 | 456 | NS | 44.6914 | -63.8914 | NS_103H_DSS | hydro_daily | 0 | 0 | 2.3 | 115196 | 5 | 0.023 | 5 | 5 | 5 | 5 | 5 | 5 | 0 | 0 | 0 | 0 | 0 | 0 | 0 | 0 | 0 | 0 | 0 | 0 | 0 | 0 | 0 | 0 | 0 | 0 | 0 | 0 | 0 | 0 | 0 | 0 | 0 | 0 | 0 | 0 | 0 | 0 | 0 | 0 | 0 | 0 | 0 | 0 | 0 | 0 | 0 | 0 | 0 | 0 | 0 | 0 | 0 | 0 | 0 | 0
876 | 455 | NS | 46.3322 | -61.1807 | NS_102S_GSS | wind_ons | 0 | 0 | 2 | 160953 | 0 | 0.02 | 0 | 0 | 0 | 0 | 0 | 0 | 0.02 | 0.02 | 0.02 | 0.02 | 0.02 | 0.02 | 0.02 | 0.02 | 0.02 | 0.02 | 0.02 | 0.02 | 0.02 | 0.02 | 0.02 | 0.02 | 0.02 | 0.02 | 0.02 | 0.02 | 0.02 | 0.02 | 0.02 | 0.02 | 0.02 | 0.02 | 0.02 | 0.02 | 0.02 | 0.02 | 0.02 | 0.02 | 0.02 | 0.02 | 0.02 | 0.02 | 0.02 | 0.02 | 0.02 | 0.02 | 0.02 | 0.02 | 0.02 | 0.02 | 0.02 | 0.02 | 0.02 | 0.02
883 | 456 | NS | 44.5419 | -63.6036 | NS_103H_DSS | wind_ons | 0 | 0 | 7.05 | 160953 | 0 | 0.0705 | 0 | 0 | 0 | 0 | 0 | 0 | 0.0705 | 0.0705 | 0.0705 | 0.0705 | 0.0705 | 0.0705 | 0.0705 | 0.0705 | 0.0705 | 0.0705 | 0.0705 | 0.0705 | 0.0705 | 0.0705 | 0.0705 | 0.0705 | 0.0705 | 0.0705 | 0.0705 | 0.0705 | 0.0705 | 0.0705 | 0.0705 | 0.0705 | 0.0705 | 0.0705 | 0.0705 | 0.0705 | 0.0705 | 0.0705 | 0.0705 | 0.0705 | 0.0705 | 0.0705 | 0.0705 | 0.0705 | 0.0705 | 0.0705 | 0.0705 | 0.0705 | 0.0705 | 0.0705 | 0.0705 | 0.0705 | 0.0705 | 0.0705 | 0.0705 | 0.0705
884 | 459 | NS | 45.3181 | -63.341 | NS_67N_DSS | wind_ons | 0 | 0 | 4 | 160953 | 0 | 0.04 | 0 | 0 | 0 | 0 | 0 | 0 | 0.04 | 0.04 | 0.04 | 0.04 | 0.04 | 0.04 | 0.04 | 0.04 | 0.04 | 0.04 | 0.04 | 0.04 | 0.04 | 0.04 | 0.04 | 0.04 | 0.04 | 0.04 | 0.04 | 0.04 | 0.04 | 0.04 | 0.04 | 0.04 | 0.04 | 0.04 | 0.04 | 0.04 | 0.04 | 0.04 | 0.04 | 0.04 | 0.04 | 0.04 | 0.04 | 0.04 | 0.04 | 0.04 | 0.04 | 0.04 | 0.04 | 0.04 | 0.04 | 0.04 | 0.04 | 0.04 | 0.04 | 0.04
885 | 459 | NS | 45.3263 | -63.3441 | NS_67N_DSS | wind_ons | 0 | 0 | 6 | 160953 | 0 | 0.06 | 0 | 0 | 0 | 0 | 0 | 0 | 0.06 | 0.06 | 0.06 | 0.06 | 0.06 | 0.06 | 0.06 | 0.06 | 0.06 | 0.06 | 0.06 | 0.06 | 0.06 | 0.06 | 0.06 | 0.06 | 0.06 | 0.06 | 0.06 | 0.06 | 0.06 | 0.06 | 0.06 | 0.06 | 0.06 | 0.06 | 0.06 | 0.06 | 0.06 | 0.06 | 0.06 | 0.06 | 0.06 | 0.06 | 0.06 | 0.06 | 0.06 | 0.06 | 0.06 | 0.06 | 0.06 | 0.06 | 0.06 | 0.06 | 0.06 | 0.06 | 0.06 | 0.06
888 | 464 | NS | 43.8821 | -65.9777 | NS_99W_DSS | hydro_daily | 0 | 0 | 2.4 | 115196 | 5 | 0.024 | 5 | 5 | 5 | 5 | 5 | 5 | 0 | 0 | 0 | 0 | 0 | 0 | 0 | 0 | 0 | 0 | 0 | 0 | 0 | 0 | 0 | 0 | 0 | 0 | 0 | 0 | 0 | 0 | 0 | 0 | 0 | 0 | 0 | 0 | 0 | 0 | 0 | 0 | 0 | 0 | 0 | 0 | 0 | 0 | 0 | 0 | 0 | 0 | 0 | 0 | 0 | 0 | 0 | 0
890 | 459 | NS | 45.0448 | -63.1389 | NS_67N_DSS | biomass | 0 | 13.5 | 1.2 | 183950 | 7.07 | 0.012 | 7.07 | 7.07 | 7.07 | 7.07 | 7.07 | 7.07 | 0 | 0 | 0 | 0 | 0 | 0 | 0 | 0 | 0 | 0 | 0 | 0 | 0 | 0 | 0 | 0 | 0 | 0 | 0 | 0 | 0 | 0 | 0 | 0 | 0 | 0 | 0 | 0 | 0 | 0 | 0 | 0 | 0 | 0 | 0 | 0 | 0 | 0 | 0 | 0 | 0 | 0 | 0 | 0 | 0 | 0 | 0 | 0
893 | 464 | NS | 43.7528 | -66.0139 | NS_99W_DSS | wind_ons | 0 | 0 | 1.68 | 160953 | 0 | 0.0168 | 0 | 0 | 0 | 0 | 0 | 0 | 0.0168 | 0.0168 | 0.0168 | 0.0168 | 0.0168 | 0.0168 | 0.0168 | 0.0168 | 0.0168 | 0.0168 | 0.0168 | 0.0168 | 0.0168 | 0.0168 | 0.0168 | 0.0168 | 0.0168 | 0.0168 | 0.0168 | 0.0168 | 0.0168 | 0.0168 | 0.0168 | 0.0168 | 0.0168 | 0.0168 | 0.0168 | 0.0168 | 0.0168 | 0.0168 | 0.0168 | 0.0168 | 0.0168 | 0.0168 | 0.0168 | 0.0168 | 0.0168 | 0.0168 | 0.0168 | 0.0168 | 0.0168 | 0.0168 | 0.0168 | 0.0168 | 0.0168 | 0.0168 | 0.0168 | 0.0168
894 | 464 | NS | 44.4079 | -64.4666 | NS_99W_DSS | wind_ons | 0 | 0 | 4 | 160953 | 0 | 0.04 | 0 | 0 | 0 | 0 | 0 | 0 | 0.04 | 0.04 | 0.04 | 0.04 | 0.04 | 0.04 | 0.04 | 0.04 | 0.04 | 0.04 | 0.04 | 0.04 | 0.04 | 0.04 | 0.04 | 0.04 | 0.04 | 0.04 | 0.04 | 0.04 | 0.04 | 0.04 | 0.04 | 0.04 | 0.04 | 0.04 | 0.04 | 0.04 | 0.04 | 0.04 | 0.04 | 0.04 | 0.04 | 0.04 | 0.04 | 0.04 | 0.04 | 0.04 | 0.04 | 0.04 | 0.04 | 0.04 | 0.04 | 0.04 | 0.04 | 0.04 | 0.04 | 0.04
895 | 462 | NS | 46.5305 | -60.4392 | NS_89S_DSS | hydro_daily | 0 | 0 | 106 | 115196 | 5 | 1.06 | 5 | 5 | 5 | 5 | 5 | 5 | 0 | 0 | 0 | 0 | 0 | 0 | 0 | 0 | 0 | 0 | 0 | 0 | 0 | 0 | 0 | 0 | 0 | 0 | 0 | 0 | 0 | 0 | 0 | 0 | 0 | 0 | 0 | 0 | 0 | 0 | 0 | 0 | 0 | 0 | 0 | 0 | 0 | 0 | 0 | 0 | 0 | 0 | 0 | 0 | 0 | 0 | 0 | 0
896 | 462 | NS | 46.5305 | -60.4392 | NS_89S_DSS | hydro_daily | 0 | 0 | 106 | 115196 | 5 | 1.06 | 5 | 5 | 5 | 5 | 5 | 5 | 0 | 0 | 0 | 0 | 0 | 0 | 0 | 0 | 0 | 0 | 0 | 0 | 0 | 0 | 0 | 0 | 0 | 0 | 0 | 0 | 0 | 0 | 0 | 0 | 0 | 0 | 0 | 0 | 0 | 0 | 0 | 0 | 0 | 0 | 0 | 0 | 0 | 0 | 0 | 0 | 0 | 0 | 0 | 0 | 0 | 0 | 0 | 0
897 | 462 | NS | 46.5676 | -60.5251 | NS_89S_DSS | hydro_daily | 0 | 0 | 3.5 | 115196 | 5 | 0.035 | 5 | 5 | 5 | 5 | 5 | 5 | 0 | 0 | 0 | 0 | 0 | 0 | 0 | 0 | 0 | 0 | 0 | 0 | 0 | 0 | 0 | 0 | 0 | 0 | 0 | 0 | 0 | 0 | 0 | 0 | 0 | 0 | 0 | 0 | 0 | 0 | 0 | 0 | 0 | 0 | 0 | 0 | 0 | 0 | 0 | 0 | 0 | 0 | 0 | 0 | 0 | 0 | 0 | 0
898 | 457 | NS | 45.1977 | -63.9689 | NS_120H_DSS | wind_ons | 0 | 0 | 2 | 160953 | 0 | 0.02 | 0 | 0 | 0 | 0 | 0 | 0 | 0.02 | 0.02 | 0.02 | 0.02 | 0.02 | 0.02 | 0.02 | 0.02 | 0.02 | 0.02 | 0.02 | 0.02 | 0.02 | 0.02 | 0.02 | 0.02 | 0.02 | 0.02 | 0.02 | 0.02 | 0.02 | 0.02 | 0.02 | 0.02 | 0.02 | 0.02 | 0.02 | 0.02 | 0.02 | 0.02 | 0.02 | 0.02 | 0.02 | 0.02 | 0.02 | 0.02 | 0.02 | 0.02 | 0.02 | 0.02 | 0.02 | 0.02 | 0.02 | 0.02 | 0.02 | 0.02 | 0.02 | 0.02
899 | 460 | NS | 44.8992 | -62.466 | NS_79N_DSS | wind_ons | 0 | 0 | 1.5 | 160953 | 0 | 0.015 | 0 | 0 | 0 | 0 | 0 | 0 | 0.015 | 0.015 | 0.015 | 0.015 | 0.015 | 0.015 | 0.015 | 0.015 | 0.015 | 0.015 | 0.015 | 0.015 | 0.015 | 0.015 | 0.015 | 0.015 | 0.015 | 0.015 | 0.015 | 0.015 | 0.015 | 0.015 | 0.015 | 0.015 | 0.015 | 0.015 | 0.015 | 0.015 | 0.015 | 0.015 | 0.015 | 0.015 | 0.015 | 0.015 | 0.015 | 0.015 | 0.015 | 0.015 | 0.015 | 0.015 | 0.015 | 0.015 | 0.015 | 0.015 | 0.015 | 0.015 | 0.015 | 0.015
900 | 465 | ON | 49.8822 | -81.567 | ON_ABC_GSS | hydro_daily | 0 | 0 | 355 | 115196 | 5 | 3.55 | 5 | 5 | 5 | 5 | 5 | 5 | 0 | 0 | 0 | 0 | 0 | 0 | 0 | 0 | 0 | 0 | 0 | 0 | 0 | 0 | 0 | 0 | 0 | 0 | 0 | 0 | 0 | 0 | 0 | 0 | 0 | 0 | 0 | 0 | 0 | 0 | 0 | 0 | 0 | 0 | 0 | 0 | 0 | 0 | 0 | 0 | 0 | 0 | 0 | 0 | 0 | 0 | 0 | 0
901 | 799 | ON | 44.3235 | -78.314 | ON_OTB_DSS | hydro_run | 0 | 0 | 2 | 66563 | 1 | 0.02 | 1 | 1 | 1 | 1 | 1 | 1 | 0 | 0 | 0 | 0 | 0 | 0 | 0 | 0 | 0 | 0 | 0 | 0 | 0 | 0 | 0 | 0 | 0 | 0 | 0 | 0 | 0 | 0 | 0 | 0 | 0 | 0 | 0 | 0 | 0 | 0 | 0 | 0 | 0 | 0 | 0 | 0 | 0 | 0 | 0 | 0 | 0 | 0 | 0 | 0 | 0 | 0 | 0 | 0
902 | 814 | ON | 43.1328 | -81.7201 | ON_PKH_ISS | wind_ons | 0 | 0 | 60 | 160953 | 0 | 0.6 | 0 | 0 | 0 | 0 | 0 | 0 | 0.6 | 0.6 | 0.6 | 0.6 | 0.6 | 0.6 | 0.6 | 0.6 | 0.6 | 0.6 | 0.6 | 0.6 | 0.6 | 0.6 | 0.6 | 0.6 | 0.6 | 0.6 | 0.6 | 0.6 | 0.6 | 0.6 | 0.6 | 0.6 | 0.6 | 0.6 | 0.6 | 0.6 | 0.6 | 0.6 | 0.6 | 0.6 | 0.6 | 0.6 | 0.6 | 0.6 | 0.6 | 0.6 | 0.6 | 0.6 | 0.6 | 0.6 | 0.6 | 0.6 | 0.6 | 0.6 | 0.6 | 0.6
903 | 473 | ON | 45.1829 | -76.1268 | ON_ALM_DSS | hydro_run | 0 | 0 | 1.35 | 66563 | 1 | 0.0135 | 1 | 1 | 1 | 1 | 1 | 1 | 0 | 0 | 0 | 0 | 0 | 0 | 0 | 0 | 0 | 0 | 0 | 0 | 0 | 0 | 0 | 0 | 0 | 0 | 0 | 0 | 0 | 0 | 0 | 0 | 0 | 0 | 0 | 0 | 0 | 0 | 0 | 0 | 0 | 0 | 0 | 0 | 0 | 0 | 0 | 0 | 0 | 0 | 0 | 0 | 0 | 0 | 0 | 0
904 | 757 | ON | 48.7867 | -87.161 | ON_MRT_TSS | hydro_daily | 0 | 0 | 52 | 115196 | 5 | 0.52 | 5 | 5 | 5 | 5 | 5 | 5 | 0 | 0 | 0 | 0 | 0 | 0 | 0 | 0 | 0 | 0 | 0 | 0 | 0 | 0 | 0 | 0 | 0 | 0 | 0 | 0 | 0 | 0 | 0 | 0 | 0 | 0 | 0 | 0 | 0 | 0 | 0 | 0 | 0 | 0 | 0 | 0 | 0 | 0 | 0 | 0 | 0 | 0 | 0 | 0 | 0 | 0 | 0 | 0
905 | 633 | ON | 49.1355 | -88.358 | ON_GRH_JCT | hydro_run | 0 | 0 | 65 | 66563 | 1 | 0.65 | 1 | 1 | 1 | 1 | 1 | 1 | 0 | 0 | 0 | 0 | 0 | 0 | 0 | 0 | 0 | 0 | 0 | 0 | 0 | 0 | 0 | 0 | 0 | 0 | 0 | 0 | 0 | 0 | 0 | 0 | 0 | 0 | 0 | 0 | 0 | 0 | 0 | 0 | 0 | 0 | 0 | 0 | 0 | 0 | 0 | 0 | 0 | 0 | 0 | 0 | 0 | 0 | 0 | 0
906 | 479 | ON | 43.9591 | -80.2952 | ON_AMA_TSS | wind_ons | 0 | 0 | 199.5 | 160953 | 0 | 1.995 | 0 | 0 | 0 | 0 | 0 | 0 | 1.995 | 1.995 | 1.995 | 1.995 | 1.995 | 1.995 | 1.995 | 1.995 | 1.995 | 1.995 | 1.995 | 1.995 | 1.995 | 1.995 | 1.995 | 1.995 | 1.995 | 1.995 | 1.995 | 1.995 | 1.995 | 1.995 | 1.995 | 1.995 | 1.995 | 1.995 | 1.995 | 1.995 | 1.995 | 1.995 | 1.995 | 1.995 | 1.995 | 1.995 | 1.995 | 1.995 | 1.995 | 1.995 | 1.995 | 1.995 | 1.995 | 1.995 | 1.995 | 1.995 | 1.995 | 1.995 | 1.995 | 1.995
907 | 563 | ON | 44.1522 | -76.7219 | ON_CTQ_TSS | wind_ons | 0 | 0 | 74.11 | 160953 | 0 | 0.7411 | 0 | 0 | 0 | 0 | 0 | 0 | 0.7411 | 0.7411 | 0.7411 | 0.7411 | 0.7411 | 0.7411 | 0.7411 | 0.7411 | 0.7411 | 0.7411 | 0.7411 | 0.7411 | 0.7411 | 0.7411 | 0.7411 | 0.7411 | 0.7411 | 0.7411 | 0.7411 | 0.7411 | 0.7411 | 0.7411 | 0.7411 | 0.7411 | 0.7411 | 0.7411 | 0.7411 | 0.7411 | 0.7411 | 0.7411 | 0.7411 | 0.7411 | 0.7411 | 0.7411 | 0.7411 | 0.7411 | 0.7411 | 0.7411 | 0.7411 | 0.7411 | 0.7411 | 0.7411 | 0.7411 | 0.7411 | 0.7411 | 0.7411 | 0.7411 | 0.7411
908 | 743 | ON | 47.2386 | -84.646 | ON_MKY_JCT | hydro_run | 0 | 0 | 47 | 66563 | 1 | 0.47 | 1 | 1 | 1 | 1 | 1 | 1 | 0 | 0 | 0 | 0 | 0 | 0 | 0 | 0 | 0 | 0 | 0 | 0 | 0 | 0 | 0 | 0 | 0 | 0 | 0 | 0 | 0 | 0 | 0 | 0 | 0 | 0 | 0 | 0 | 0 | 0 | 0 | 0 | 0 | 0 | 0 | 0 | 0 | 0 | 0 | 0 | 0 | 0 | 0 | 0 | 0 | 0 | 0 | 0
909 | 485 | ON | 49.7452 | -84.0744 | ON_APK_JCT | biomass | 0 | 13.5 | 24 | 183950 | 7.07 | 0.24 | 7.07 | 7.07 | 7.07 | 7.07 | 7.07 | 7.07 | 0 | 0 | 0 | 0 | 0 | 0 | 0 | 0 | 0 | 0 | 0 | 0 | 0 | 0 | 0 | 0 | 0 | 0 | 0 | 0 | 0 | 0 | 0 | 0 | 0 | 0 | 0 | 0 | 0 | 0 | 0 | 0 | 0 | 0 | 0 | 0 | 0 | 0 | 0 | 0 | 0 | 0 | 0 | 0 | 0 | 0 | 0 | 0
910 | 487 | ON | 44.2489 | -81.4306 | ON_ARM_GSS | wind_ons | 0 | 0 | 180 | 160953 | 0 | 1.8 | 0 | 0 | 0 | 0 | 0 | 0 | 1.8 | 1.8 | 1.8 | 1.8 | 1.8 | 1.8 | 1.8 | 1.8 | 1.8 | 1.8 | 1.8 | 1.8 | 1.8 | 1.8 | 1.8 | 1.8 | 1.8 | 1.8 | 1.8 | 1.8 | 1.8 | 1.8 | 1.8 | 1.8 | 1.8 | 1.8 | 1.8 | 1.8 | 1.8 | 1.8 | 1.8 | 1.8 | 1.8 | 1.8 | 1.8 | 1.8 | 1.8 | 1.8 | 1.8 | 1.8 | 1.8 | 1.8 | 1.8 | 1.8 | 1.8 | 1.8 | 1.8 | 1.8
911 | 489 | ON | 45.4187 | -76.347 | ON_ARN_GSS | hydro_daily | 0 | 0 | 82 | 115196 | 5 | 0.82 | 5 | 5 | 5 | 5 | 5 | 5 | 0 | 0 | 0 | 0 | 0 | 0 | 0 | 0 | 0 | 0 | 0 | 0 | 0 | 0 | 0 | 0 | 0 | 0 | 0 | 0 | 0 | 0 | 0 | 0 | 0 | 0 | 0 | 0 | 0 | 0 | 0 | 0 | 0 | 0 | 0 | 0 | 0 | 0 | 0 | 0 | 0 | 0 | 0 | 0 | 0 | 0 | 0 | 0
912 | 494 | ON | 48.8385 | -91.57 | ON_ATK_GSS | biomass | 0 | 13.5 | 205 | 183950 | 7.07 | 2.05 | 7.07 | 7.07 | 7.07 | 7.07 | 7.07 | 7.07 | 0 | 0 | 0 | 0 | 0 | 0 | 0 | 0 | 0 | 0 | 0 | 0 | 0 | 0 | 0 | 0 | 0 | 0 | 0 | 0 | 0 | 0 | 0 | 0 | 0 | 0 | 0 | 0 | 0 | 0 | 0 | 0 | 0 | 0 | 0 | 0 | 0 | 0 | 0 | 0 | 0 | 0 | 0 | 0 | 0 | 0 | 0 | 0
913 | 497 | ON | 46.9096 | -83.2138 | ON_AUB_GSS | hydro_daily | 0 | 0 | 162 | 115196 | 5 | 1.62 | 5 | 5 | 5 | 5 | 5 | 5 | 0 | 0 | 0 | 0 | 0 | 0 | 0 | 0 | 0 | 0 | 0 | 0 | 0 | 0 | 0 | 0 | 0 | 0 | 0 | 0 | 0 | 0 | 0 | 0 | 0 | 0 | 0 | 0 | 0 | 0 | 0 | 0 | 0 | 0 | 0 | 0 | 0 | 0 | 0 | 0 | 0 | 0 | 0 | 0 | 0 | 0 | 0 | 0
914 | 864 | ON | 49.2999 | -82.5276 | ON_SPF_JCT | hydro_run | 0 | 0 | 5.5 | 66563 | 1 | 0.055 | 1 | 1 | 1 | 1 | 1 | 1 | 0 | 0 | 0 | 0 | 0 | 0 | 0 | 0 | 0 | 0 | 0 | 0 | 0 | 0 | 0 | 0 | 0 | 0 | 0 | 0 | 0 | 0 | 0 | 0 | 0 | 0 | 0 | 0 | 0 | 0 | 0 | 0 | 0 | 0 | 0 | 0 | 0 | 0 | 0 | 0 | 0 | 0 | 0 | 0 | 0 | 0 | 0 | 0
915 | 500 | ON | 44.3391 | -81.5747 | ON_BCA_TSS | nuclear | 0 | 10.44 | 823 | 177983 | 3.47 | 8.23 | 3.47 | 3.47 | 3.47 | 3.47 | 3.47 | 3.47 | 0 | 0 | 0 | 0 | 0 | 0 | 0 | 0 | 0 | 0 | 0 | 0 | 0 | 0 | 0 | 0 | 0 | 0 | 0 | 0 | 0 | 0 | 0 | 0 | 0 | 0 | 0 | 0 | 0 | 0 | 0 | 0 | 0 | 0 | 0 | 0 | 0 | 0 | 0 | 0 | 0 | 0 | 0 | 0 | 0 | 0 | 0 | 0
916 | 500 | ON | 44.3391 | -81.5747 | ON_BCA_TSS | nuclear | 0 | 10.44 | 823 | 177983 | 3.47 | 8.23 | 3.47 | 3.47 | 3.47 | 3.47 | 3.47 | 3.47 | 0 | 0 | 0 | 0 | 0 | 0 | 0 | 0 | 0 | 0 | 0 | 0 | 0 | 0 | 0 | 0 | 0 | 0 | 0 | 0 | 0 | 0 | 0 | 0 | 0 | 0 | 0 | 0 | 0 | 0 | 0 | 0 | 0 | 0 | 0 | 0 | 0 | 0 | 0 | 0 | 0 | 0 | 0 | 0 | 0 | 0 | 0 | 0
917 | 500 | ON | 44.3391 | -81.5747 | ON_BCA_TSS | nuclear | 0 | 10.44 | 816 | 177983 | 3.47 | 8.16 | 3.47 | 3.47 | 3.47 | 3.47 | 3.47 | 3.47 | 0 | 0 | 0 | 0 | 0 | 0 | 0 | 0 | 0 | 0 | 0 | 0 | 0 | 0 | 0 | 0 | 0 | 0 | 0 | 0 | 0 | 0 | 0 | 0 | 0 | 0 | 0 | 0 | 0 | 0 | 0 | 0 | 0 | 0 | 0 | 0 | 0 | 0 | 0 | 0 | 0 | 0 | 0 | 0 | 0 | 0 | 0 | 0
918 | 500 | ON | 44.3391 | -81.5747 | ON_BCA_TSS | nuclear | 0 | 10.44 | 806 | 177983 | 3.47 | 8.06 | 3.47 | 3.47 | 3.47 | 3.47 | 3.47 | 3.47 | 0 | 0 | 0 | 0 | 0 | 0 | 0 | 0 | 0 | 0 | 0 | 0 | 0 | 0 | 0 | 0 | 0 | 0 | 0 | 0 | 0 | 0 | 0 | 0 | 0 | 0 | 0 | 0 | 0 | 0 | 0 | 0 | 0 | 0 | 0 | 0 | 0 | 0 | 0 | 0 | 0 | 0 | 0 | 0 | 0 | 0 | 0 | 0
919 | 501 | ON | 44.319 | -81.6027 | ON_BCB_SWS | nuclear | 0 | 10.44 | 822 | 177983 | 3.47 | 8.22 | 3.47 | 3.47 | 3.47 | 3.47 | 3.47 | 3.47 | 0 | 0 | 0 | 0 | 0 | 0 | 0 | 0 | 0 | 0 | 0 | 0 | 0 | 0 | 0 | 0 | 0 | 0 | 0 | 0 | 0 | 0 | 0 | 0 | 0 | 0 | 0 | 0 | 0 | 0 | 0 | 0 | 0 | 0 | 0 | 0 | 0 | 0 | 0 | 0 | 0 | 0 | 0 | 0 | 0 | 0 | 0 | 0
920 | 501 | ON | 44.319 | -81.6027 | ON_BCB_SWS | nuclear | 0 | 10.44 | 817 | 177983 | 3.47 | 8.17 | 3.47 | 3.47 | 3.47 | 3.47 | 3.47 | 3.47 | 0 | 0 | 0 | 0 | 0 | 0 | 0 | 0 | 0 | 0 | 0 | 0 | 0 | 0 | 0 | 0 | 0 | 0 | 0 | 0 | 0 | 0 | 0 | 0 | 0 | 0 | 0 | 0 | 0 | 0 | 0 | 0 | 0 | 0 | 0 | 0 | 0 | 0 | 0 | 0 | 0 | 0 | 0 | 0 | 0 | 0 | 0 | 0
921 | 501 | ON | 44.319 | -81.6027 | ON_BCB_SWS | nuclear | 0 | 10.44 | 825 | 177983 | 3.47 | 8.25 | 3.47 | 3.47 | 3.47 | 3.47 | 3.47 | 3.47 | 0 | 0 | 0 | 0 | 0 | 0 | 0 | 0 | 0 | 0 | 0 | 0 | 0 | 0 | 0 | 0 | 0 | 0 | 0 | 0 | 0 | 0 | 0 | 0 | 0 | 0 | 0 | 0 | 0 | 0 | 0 | 0 | 0 | 0 | 0 | 0 | 0 | 0 | 0 | 0 | 0 | 0 | 0 | 0 | 0 | 0 | 0 | 0
922 | 501 | ON | 44.319 | -81.6027 | ON_BCB_SWS | nuclear | 0 | 10.44 | 817 | 177983 | 3.47 | 8.17 | 3.47 | 3.47 | 3.47 | 3.47 | 3.47 | 3.47 | 0 | 0 | 0 | 0 | 0 | 0 | 0 | 0 | 0 | 0 | 0 | 0 | 0 | 0 | 0 | 0 | 0 | 0 | 0 | 0 | 0 | 0 | 0 | 0 | 0 | 0 | 0 | 0 | 0 | 0 | 0 | 0 | 0 | 0 | 0 | 0 | 0 | 0 | 0 | 0 | 0 | 0 | 0 | 0 | 0 | 0 | 0 | 0
924 | 917 | ON | 45.0206 | -79.753 | ON_WBS_DSS | hydro_run | 0 | 0 | 8 | 66563 | 1 | 0.08 | 1 | 1 | 1 | 1 | 1 | 1 | 0 | 0 | 0 | 0 | 0 | 0 | 0 | 0 | 0 | 0 | 0 | 0 | 0 | 0 | 0 | 0 | 0 | 0 | 0 | 0 | 0 | 0 | 0 | 0 | 0 | 0 | 0 | 0 | 0 | 0 | 0 | 0 | 0 | 0 | 0 | 0 | 0 | 0 | 0 | 0 | 0 | 0 | 0 | 0 | 0 | 0 | 0 | 0
925 | 917 | ON | 44.8843 | -79.6761 | ON_WBS_DSS | hydro_run | 0 | 0 | 10 | 66563 | 1 | 0.1 | 1 | 1 | 1 | 1 | 1 | 1 | 0 | 0 | 0 | 0 | 0 | 0 | 0 | 0 | 0 | 0 | 0 | 0 | 0 | 0 | 0 | 0 | 0 | 0 | 0 | 0 | 0 | 0 | 0 | 0 | 0 | 0 | 0 | 0 | 0 | 0 | 0 | 0 | 0 | 0 | 0 | 0 | 0 | 0 | 0 | 0 | 0 | 0 | 0 | 0 | 0 | 0 | 0 | 0
926 | 1207 | ON | 43.1492 | -79.0443 | XX_ONUS5_INT | hydro_run | 0 | 0 | 59 | 66563 | 1 | 0.59 | 1 | 1 | 1 | 1 | 1 | 1 | 0 | 0 | 0 | 0 | 0 | 0 | 0 | 0 | 0 | 0 | 0 | 0 | 0 | 0 | 0 | 0 | 0 | 0 | 0 | 0 | 0 | 0 | 0 | 0 | 0 | 0 | 0 | 0 | 0 | 0 | 0 | 0 | 0 | 0 | 0 | 0 | 0 | 0 | 0 | 0 | 0 | 0 | 0 | 0 | 0 | 0 | 0 | 0
927 | 1207 | ON | 43.1492 | -79.0443 | XX_ONUS5_INT | hydro_run | 0 | 0 | 59 | 66563 | 1 | 0.59 | 1 | 1 | 1 | 1 | 1 | 1 | 0 | 0 | 0 | 0 | 0 | 0 | 0 | 0 | 0 | 0 | 0 | 0 | 0 | 0 | 0 | 0 | 0 | 0 | 0 | 0 | 0 | 0 | 0 | 0 | 0 | 0 | 0 | 0 | 0 | 0 | 0 | 0 | 0 | 0 | 0 | 0 | 0 | 0 | 0 | 0 | 0 | 0 | 0 | 0 | 0 | 0 | 0 | 0
928 | 1207 | ON | 43.1492 | -79.0443 | XX_ONUS5_INT | hydro_run | 0 | 0 | 56 | 66563 | 1 | 0.56 | 1 | 1 | 1 | 1 | 1 | 1 | 0 | 0 | 0 | 0 | 0 | 0 | 0 | 0 | 0 | 0 | 0 | 0 | 0 | 0 | 0 | 0 | 0 | 0 | 0 | 0 | 0 | 0 | 0 | 0 | 0 | 0 | 0 | 0 | 0 | 0 | 0 | 0 | 0 | 0 | 0 | 0 | 0 | 0 | 0 | 0 | 0 | 0 | 0 | 0 | 0 | 0 | 0 | 0
929 | 1207 | ON | 43.1492 | -79.0443 | XX_ONUS5_INT | hydro_run | 0 | 0 | 56 | 66563 | 1 | 0.56 | 1 | 1 | 1 | 1 | 1 | 1 | 0 | 0 | 0 | 0 | 0 | 0 | 0 | 0 | 0 | 0 | 0 | 0 | 0 | 0 | 0 | 0 | 0 | 0 | 0 | 0 | 0 | 0 | 0 | 0 | 0 | 0 | 0 | 0 | 0 | 0 | 0 | 0 | 0 | 0 | 0 | 0 | 0 | 0 | 0 | 0 | 0 | 0 | 0 | 0 | 0 | 0 | 0 | 0
930 | 1207 | ON | 43.1492 | -79.0443 | XX_ONUS5_INT | hydro_run | 0 | 0 | 56 | 66563 | 1 | 0.56 | 1 | 1 | 1 | 1 | 1 | 1 | 0 | 0 | 0 | 0 | 0 | 0 | 0 | 0 | 0 | 0 | 0 | 0 | 0 | 0 | 0 | 0 | 0 | 0 | 0 | 0 | 0 | 0 | 0 | 0 | 0 | 0 | 0 | 0 | 0 | 0 | 0 | 0 | 0 | 0 | 0 | 0 | 0 | 0 | 0 | 0 | 0 | 0 | 0 | 0 | 0 | 0 | 0 | 0
931 | 1207 | ON | 43.1492 | -79.0443 | XX_ONUS5_INT | hydro_run | 0 | 0 | 56 | 66563 | 1 | 0.56 | 1 | 1 | 1 | 1 | 1 | 1 | 0 | 0 | 0 | 0 | 0 | 0 | 0 | 0 | 0 | 0 | 0 | 0 | 0 | 0 | 0 | 0 | 0 | 0 | 0 | 0 | 0 | 0 | 0 | 0 | 0 | 0 | 0 | 0 | 0 | 0 | 0 | 0 | 0 | 0 | 0 | 0 | 0 | 0 | 0 | 0 | 0 | 0 | 0 | 0 | 0 | 0 | 0 | 0
932 | 1207 | ON | 43.1492 | -79.0443 | XX_ONUS5_INT | hydro_run | 0 | 0 | 56 | 66563 | 1 | 0.56 | 1 | 1 | 1 | 1 | 1 | 1 | 0 | 0 | 0 | 0 | 0 | 0 | 0 | 0 | 0 | 0 | 0 | 0 | 0 | 0 | 0 | 0 | 0 | 0 | 0 | 0 | 0 | 0 | 0 | 0 | 0 | 0 | 0 | 0 | 0 | 0 | 0 | 0 | 0 | 0 | 0 | 0 | 0 | 0 | 0 | 0 | 0 | 0 | 0 | 0 | 0 | 0 | 0 | 0
933 | 1207 | ON | 43.1492 | -79.0443 | XX_ONUS5_INT | hydro_run | 0 | 0 | 56 | 66563 | 1 | 0.56 | 1 | 1 | 1 | 1 | 1 | 1 | 0 | 0 | 0 | 0 | 0 | 0 | 0 | 0 | 0 | 0 | 0 | 0 | 0 | 0 | 0 | 0 | 0 | 0 | 0 | 0 | 0 | 0 | 0 | 0 | 0 | 0 | 0 | 0 | 0 | 0 | 0 | 0 | 0 | 0 | 0 | 0 | 0 | 0 | 0 | 0 | 0 | 0 | 0 | 0 | 0 | 0 | 0 | 0
934 | 1207 | ON | 43.1492 | -79.0443 | XX_ONUS5_INT | hydro_run | 0 | 0 | 56 | 66563 | 1 | 0.56 | 1 | 1 | 1 | 1 | 1 | 1 | 0 | 0 | 0 | 0 | 0 | 0 | 0 | 0 | 0 | 0 | 0 | 0 | 0 | 0 | 0 | 0 | 0 | 0 | 0 | 0 | 0 | 0 | 0 | 0 | 0 | 0 | 0 | 0 | 0 | 0 | 0 | 0 | 0 | 0 | 0 | 0 | 0 | 0 | 0 | 0 | 0 | 0 | 0 | 0 | 0 | 0 | 0 | 0
935 | 1207 | ON | 43.1492 | -79.0443 | XX_ONUS5_INT | hydro_run | 0 | 0 | 56 | 66563 | 1 | 0.56 | 1 | 1 | 1 | 1 | 1 | 1 | 0 | 0 | 0 | 0 | 0 | 0 | 0 | 0 | 0 | 0 | 0 | 0 | 0 | 0 | 0 | 0 | 0 | 0 | 0 | 0 | 0 | 0 | 0 | 0 | 0 | 0 | 0 | 0 | 0 | 0 | 0 | 0 | 0 | 0 | 0 | 0 | 0 | 0 | 0 | 0 | 0 | 0 | 0 | 0 | 0 | 0 | 0 | 0
936 | 506 | ON | 43.1456 | -79.0436 | ON_BK2_TSS | hydro_run | 0 | 0 | 94 | 66563 | 1 | 0.94 | 1 | 1 | 1 | 1 | 1 | 1 | 0 | 0 | 0 | 0 | 0 | 0 | 0 | 0 | 0 | 0 | 0 | 0 | 0 | 0 | 0 | 0 | 0 | 0 | 0 | 0 | 0 | 0 | 0 | 0 | 0 | 0 | 0 | 0 | 0 | 0 | 0 | 0 | 0 | 0 | 0 | 0 | 0 | 0 | 0 | 0 | 0 | 0 | 0 | 0 | 0 | 0 | 0 | 0
937 | 506 | ON | 43.1456 | -79.0436 | ON_BK2_TSS | hydro_run | 0 | 0 | 94 | 66563 | 1 | 0.94 | 1 | 1 | 1 | 1 | 1 | 1 | 0 | 0 | 0 | 0 | 0 | 0 | 0 | 0 | 0 | 0 | 0 | 0 | 0 | 0 | 0 | 0 | 0 | 0 | 0 | 0 | 0 | 0 | 0 | 0 | 0 | 0 | 0 | 0 | 0 | 0 | 0 | 0 | 0 | 0 | 0 | 0 | 0 | 0 | 0 | 0 | 0 | 0 | 0 | 0 | 0 | 0 | 0 | 0
938 | 506 | ON | 43.1456 | -79.0436 | ON_BK2_TSS | hydro_run | 0 | 0 | 94 | 66563 | 1 | 0.94 | 1 | 1 | 1 | 1 | 1 | 1 | 0 | 0 | 0 | 0 | 0 | 0 | 0 | 0 | 0 | 0 | 0 | 0 | 0 | 0 | 0 | 0 | 0 | 0 | 0 | 0 | 0 | 0 | 0 | 0 | 0 | 0 | 0 | 0 | 0 | 0 | 0 | 0 | 0 | 0 | 0 | 0 | 0 | 0 | 0 | 0 | 0 | 0 | 0 | 0 | 0 | 0 | 0 | 0
939 | 506 | ON | 43.1456 | -79.0436 | ON_BK2_TSS | hydro_run | 0 | 0 | 94 | 66563 | 1 | 0.94 | 1 | 1 | 1 | 1 | 1 | 1 | 0 | 0 | 0 | 0 | 0 | 0 | 0 | 0 | 0 | 0 | 0 | 0 | 0 | 0 | 0 | 0 | 0 | 0 | 0 | 0 | 0 | 0 | 0 | 0 | 0 | 0 | 0 | 0 | 0 | 0 | 0 | 0 | 0 | 0 | 0 | 0 | 0 | 0 | 0 | 0 | 0 | 0 | 0 | 0 | 0 | 0 | 0 | 0
940 | 506 | ON | 43.1456 | -79.0436 | ON_BK2_TSS | hydro_run | 0 | 0 | 94 | 66563 | 1 | 0.94 | 1 | 1 | 1 | 1 | 1 | 1 | 0 | 0 | 0 | 0 | 0 | 0 | 0 | 0 | 0 | 0 | 0 | 0 | 0 | 0 | 0 | 0 | 0 | 0 | 0 | 0 | 0 | 0 | 0 | 0 | 0 | 0 | 0 | 0 | 0 | 0 | 0 | 0 | 0 | 0 | 0 | 0 | 0 | 0 | 0 | 0 | 0 | 0 | 0 | 0 | 0 | 0 | 0 | 0
941 | 506 | ON | 43.1456 | -79.0436 | ON_BK2_TSS | hydro_run | 0 | 0 | 94 | 66563 | 1 | 0.94 | 1 | 1 | 1 | 1 | 1 | 1 | 0 | 0 | 0 | 0 | 0 | 0 | 0 | 0 | 0 | 0 | 0 | 0 | 0 | 0 | 0 | 0 | 0 | 0 | 0 | 0 | 0 | 0 | 0 | 0 | 0 | 0 | 0 | 0 | 0 | 0 | 0 | 0 | 0 | 0 | 0 | 0 | 0 | 0 | 0 | 0 | 0 | 0 | 0 | 0 | 0 | 0 | 0 | 0
942 | 506 | ON | 43.1456 | -79.0436 | ON_BK2_TSS | hydro_run | 0 | 0 | 94 | 66563 | 1 | 0.94 | 1 | 1 | 1 | 1 | 1 | 1 | 0 | 0 | 0 | 0 | 0 | 0 | 0 | 0 | 0 | 0 | 0 | 0 | 0 | 0 | 0 | 0 | 0 | 0 | 0 | 0 | 0 | 0 | 0 | 0 | 0 | 0 | 0 | 0 | 0 | 0 | 0 | 0 | 0 | 0 | 0 | 0 | 0 | 0 | 0 | 0 | 0 | 0 | 0 | 0 | 0 | 0 | 0 | 0
943 | 506 | ON | 43.1456 | -79.0436 | ON_BK2_TSS | hydro_run | 0 | 0 | 94 | 66563 | 1 | 0.94 | 1 | 1 | 1 | 1 | 1 | 1 | 0 | 0 | 0 | 0 | 0 | 0 | 0 | 0 | 0 | 0 | 0 | 0 | 0 | 0 | 0 | 0 | 0 | 0 | 0 | 0 | 0 | 0 | 0 | 0 | 0 | 0 | 0 | 0 | 0 | 0 | 0 | 0 | 0 | 0 | 0 | 0 | 0 | 0 | 0 | 0 | 0 | 0 | 0 | 0 | 0 | 0 | 0 | 0
944 | 506 | ON | 43.1456 | -79.0436 | ON_BK2_TSS | hydro_run | 0 | 0 | 94 | 66563 | 1 | 0.94 | 1 | 1 | 1 | 1 | 1 | 1 | 0 | 0 | 0 | 0 | 0 | 0 | 0 | 0 | 0 | 0 | 0 | 0 | 0 | 0 | 0 | 0 | 0 | 0 | 0 | 0 | 0 | 0 | 0 | 0 | 0 | 0 | 0 | 0 | 0 | 0 | 0 | 0 | 0 | 0 | 0 | 0 | 0 | 0 | 0 | 0 | 0 | 0 | 0 | 0 | 0 | 0 | 0 | 0
945 | 506 | ON | 43.1456 | -79.0436 | ON_BK2_TSS | hydro_run | 0 | 0 | 94 | 66563 | 1 | 0.94 | 1 | 1 | 1 | 1 | 1 | 1 | 0 | 0 | 0 | 0 | 0 | 0 | 0 | 0 | 0 | 0 | 0 | 0 | 0 | 0 | 0 | 0 | 0 | 0 | 0 | 0 | 0 | 0 | 0 | 0 | 0 | 0 | 0 | 0 | 0 | 0 | 0 | 0 | 0 | 0 | 0 | 0 | 0 | 0 | 0 | 0 | 0 | 0 | 0 | 0 | 0 | 0 | 0 | 0
946 | 506 | ON | 43.1456 | -79.0436 | ON_BK2_TSS | hydro_run | 0 | 0 | 94 | 66563 | 1 | 0.94 | 1 | 1 | 1 | 1 | 1 | 1 | 0 | 0 | 0 | 0 | 0 | 0 | 0 | 0 | 0 | 0 | 0 | 0 | 0 | 0 | 0 | 0 | 0 | 0 | 0 | 0 | 0 | 0 | 0 | 0 | 0 | 0 | 0 | 0 | 0 | 0 | 0 | 0 | 0 | 0 | 0 | 0 | 0 | 0 | 0 | 0 | 0 | 0 | 0 | 0 | 0 | 0 | 0 | 0
947 | 506 | ON | 43.1456 | -79.0436 | ON_BK2_TSS | hydro_run | 0 | 0 | 94 | 66563 | 1 | 0.94 | 1 | 1 | 1 | 1 | 1 | 1 | 0 | 0 | 0 | 0 | 0 | 0 | 0 | 0 | 0 | 0 | 0 | 0 | 0 | 0 | 0 | 0 | 0 | 0 | 0 | 0 | 0 | 0 | 0 | 0 | 0 | 0 | 0 | 0 | 0 | 0 | 0 | 0 | 0 | 0 | 0 | 0 | 0 | 0 | 0 | 0 | 0 | 0 | 0 | 0 | 0 | 0 | 0 | 0
948 | 506 | ON | 43.1456 | -79.0436 | ON_BK2_TSS | hydro_run | 0 | 0 | 94 | 66563 | 1 | 0.94 | 1 | 1 | 1 | 1 | 1 | 1 | 0 | 0 | 0 | 0 | 0 | 0 | 0 | 0 | 0 | 0 | 0 | 0 | 0 | 0 | 0 | 0 | 0 | 0 | 0 | 0 | 0 | 0 | 0 | 0 | 0 | 0 | 0 | 0 | 0 | 0 | 0 | 0 | 0 | 0 | 0 | 0 | 0 | 0 | 0 | 0 | 0 | 0 | 0 | 0 | 0 | 0 | 0 | 0
949 | 506 | ON | 43.1456 | -79.0436 | ON_BK2_TSS | hydro_run | 0 | 0 | 94 | 66563 | 1 | 0.94 | 1 | 1 | 1 | 1 | 1 | 1 | 0 | 0 | 0 | 0 | 0 | 0 | 0 | 0 | 0 | 0 | 0 | 0 | 0 | 0 | 0 | 0 | 0 | 0 | 0 | 0 | 0 | 0 | 0 | 0 | 0 | 0 | 0 | 0 | 0 | 0 | 0 | 0 | 0 | 0 | 0 | 0 | 0 | 0 | 0 | 0 | 0 | 0 | 0 | 0 | 0 | 0 | 0 | 0
950 | 506 | ON | 43.1456 | -79.0436 | ON_BK2_TSS | hydro_run | 0 | 0 | 94 | 66563 | 1 | 0.94 | 1 | 1 | 1 | 1 | 1 | 1 | 0 | 0 | 0 | 0 | 0 | 0 | 0 | 0 | 0 | 0 | 0 | 0 | 0 | 0 | 0 | 0 | 0 | 0 | 0 | 0 | 0 | 0 | 0 | 0 | 0 | 0 | 0 | 0 | 0 | 0 | 0 | 0 | 0 | 0 | 0 | 0 | 0 | 0 | 0 | 0 | 0 | 0 | 0 | 0 | 0 | 0 | 0 | 0
951 | 506 | ON | 43.1456 | -79.0436 | ON_BK2_TSS | hydro_run | 0 | 0 | 94 | 66563 | 1 | 0.94 | 1 | 1 | 1 | 1 | 1 | 1 | 0 | 0 | 0 | 0 | 0 | 0 | 0 | 0 | 0 | 0 | 0 | 0 | 0 | 0 | 0 | 0 | 0 | 0 | 0 | 0 | 0 | 0 | 0 | 0 | 0 | 0 | 0 | 0 | 0 | 0 | 0 | 0 | 0 | 0 | 0 | 0 | 0 | 0 | 0 | 0 | 0 | 0 | 0 | 0 | 0 | 0 | 0 | 0
952 | 743 | ON | 47.2422 | -84.5441 | ON_MKY_JCT | wind_ons | 0 | 0 | 19.44 | 160953 | 0 | 0.1944 | 0 | 0 | 0 | 0 | 0 | 0 | 0.1944 | 0.1944 | 0.1944 | 0.1944 | 0.1944 | 0.1944 | 0.1944 | 0.1944 | 0.1944 | 0.1944 | 0.1944 | 0.1944 | 0.1944 | 0.1944 | 0.1944 | 0.1944 | 0.1944 | 0.1944 | 0.1944 | 0.1944 | 0.1944 | 0.1944 | 0.1944 | 0.1944 | 0.1944 | 0.1944 | 0.1944 | 0.1944 | 0.1944 | 0.1944 | 0.1944 | 0.1944 | 0.1944 | 0.1944 | 0.1944 | 0.1944 | 0.1944 | 0.1944 | 0.1944 | 0.1944 | 0.1944 | 0.1944 | 0.1944 | 0.1944 | 0.1944 | 0.1944 | 0.1944 | 0.1944
953 | 743 | ON | 47.242 | -84.544 | ON_MKY_JCT | wind_ons | 0 | 0 | 38.88 | 160953 | 0 | 0.3888 | 0 | 0 | 0 | 0 | 0 | 0 | 0.3888 | 0.3888 | 0.3888 | 0.3888 | 0.3888 | 0.3888 | 0.3888 | 0.3888 | 0.3888 | 0.3888 | 0.3888 | 0.3888 | 0.3888 | 0.3888 | 0.3888 | 0.3888 | 0.3888 | 0.3888 | 0.3888 | 0.3888 | 0.3888 | 0.3888 | 0.3888 | 0.3888 | 0.3888 | 0.3888 | 0.3888 | 0.3888 | 0.3888 | 0.3888 | 0.3888 | 0.3888 | 0.3888 | 0.3888 | 0.3888 | 0.3888 | 0.3888 | 0.3888 | 0.3888 | 0.3888 | 0.3888 | 0.3888 | 0.3888 | 0.3888 | 0.3888 | 0.3888 | 0.3888 | 0.3888
954 | 509 | ON | 42.2496 | -82.6523 | ON_BLR_GSS | wind_ons | 0 | 0 | 99.82 | 160953 | 0 | 0.9982 | 0 | 0 | 0 | 0 | 0 | 0 | 0.9982 | 0.9982 | 0.9982 | 0.9982 | 0.9982 | 0.9982 | 0.9982 | 0.9982 | 0.9982 | 0.9982 | 0.9982 | 0.9982 | 0.9982 | 0.9982 | 0.9982 | 0.9982 | 0.9982 | 0.9982 | 0.9982 | 0.9982 | 0.9982 | 0.9982 | 0.9982 | 0.9982 | 0.9982 | 0.9982 | 0.9982 | 0.9982 | 0.9982 | 0.9982 | 0.9982 | 0.9982 | 0.9982 | 0.9982 | 0.9982 | 0.9982 | 0.9982 | 0.9982 | 0.9982 | 0.9982 | 0.9982 | 0.9982 | 0.9982 | 0.9982 | 0.9982 | 0.9982 | 0.9982 | 0.9982
955 | 844 | ON | 43.4944 | -81.6256 | ON_SFT_DSS | wind_ons | 0 | 0 | 60 | 160953 | 0 | 0.6 | 0 | 0 | 0 | 0 | 0 | 0 | 0.6 | 0.6 | 0.6 | 0.6 | 0.6 | 0.6 | 0.6 | 0.6 | 0.6 | 0.6 | 0.6 | 0.6 | 0.6 | 0.6 | 0.6 | 0.6 | 0.6 | 0.6 | 0.6 | 0.6 | 0.6 | 0.6 | 0.6 | 0.6 | 0.6 | 0.6 | 0.6 | 0.6 | 0.6 | 0.6 | 0.6 | 0.6 | 0.6 | 0.6 | 0.6 | 0.6 | 0.6 | 0.6 | 0.6 | 0.6 | 0.6 | 0.6 | 0.6 | 0.6 | 0.6 | 0.6 | 0.6 | 0.6
956 | 896 | ON | 46.0761 | -79.3968 | ON_TRL_DSS | hydro_run | 0 | 0 | 1 | 66563 | 1 | 0.01 | 1 | 1 | 1 | 1 | 1 | 1 | 0 | 0 | 0 | 0 | 0 | 0 | 0 | 0 | 0 | 0 | 0 | 0 | 0 | 0 | 0 | 0 | 0 | 0 | 0 | 0 | 0 | 0 | 0 | 0 | 0 | 0 | 0 | 0 | 0 | 0 | 0 | 0 | 0 | 0 | 0 | 0 | 0 | 0 | 0 | 0 | 0 | 0 | 0 | 0 | 0 | 0 | 0 | 0
957 | 604 | ON | 43.1334 | -81.7199 | ON_EVG_SWS | wind_ons | 0 | 0 | 73.5 | 160953 | 0 | 0.735 | 0 | 0 | 0 | 0 | 0 | 0 | 0.735 | 0.735 | 0.735 | 0.735 | 0.735 | 0.735 | 0.735 | 0.735 | 0.735 | 0.735 | 0.735 | 0.735 | 0.735 | 0.735 | 0.735 | 0.735 | 0.735 | 0.735 | 0.735 | 0.735 | 0.735 | 0.735 | 0.735 | 0.735 | 0.735 | 0.735 | 0.735 | 0.735 | 0.735 | 0.735 | 0.735 | 0.735 | 0.735 | 0.735 | 0.735 | 0.735 | 0.735 | 0.735 | 0.735 | 0.735 | 0.735 | 0.735 | 0.735 | 0.735 | 0.735 | 0.735 | 0.735 | 0.735
959 | 519 | ON | 44.6325 | -75.6977 | ON_BRO_DSS | solar_PV | 0 | 0 | 10 | 22308 | 0 | 0.1 | 0 | 0 | 0 | 0 | 0 | 0 | 0.1 | 0.1 | 0.1 | 0.1 | 0.1 | 0.1 | 0.1 | 0.1 | 0.1 | 0.1 | 0.1 | 0.1 | 0.1 | 0.1 | 0.1 | 0.1 | 0.1 | 0.1 | 0.1 | 0.1 | 0.1 | 0.1 | 0.1 | 0.1 | 0.1 | 0.1 | 0.1 | 0.1 | 0.1 | 0.1 | 0.1 | 0.1 | 0.1 | 0.1 | 0.1 | 0.1 | 0.1 | 0.1 | 0.1 | 0.1 | 0.1 | 0.1 | 0.1 | 0.1 | 0.1 | 0.1 | 0.1 | 0.1
960 | 519 | ON | 44.6309 | -75.8038 | ON_BRO_DSS | solar_PV | 0 | 0 | 9 | 22308 | 0 | 0.09 | 0 | 0 | 0 | 0 | 0 | 0 | 0.09 | 0.09 | 0.09 | 0.09 | 0.09 | 0.09 | 0.09 | 0.09 | 0.09 | 0.09 | 0.09 | 0.09 | 0.09 | 0.09 | 0.09 | 0.09 | 0.09 | 0.09 | 0.09 | 0.09 | 0.09 | 0.09 | 0.09 | 0.09 | 0.09 | 0.09 | 0.09 | 0.09 | 0.09 | 0.09 | 0.09 | 0.09 | 0.09 | 0.09 | 0.09 | 0.09 | 0.09 | 0.09 | 0.09 | 0.09 | 0.09 | 0.09 | 0.09 | 0.09 | 0.09 | 0.09 | 0.09 | 0.09
961 | 852 | ON | 44.9778 | -75.8196 | ON_SMF_DSS | solar_PV | 0 | 0 | 7 | 22308 | 0 | 0.07 | 0 | 0 | 0 | 0 | 0 | 0 | 0.07 | 0.07 | 0.07 | 0.07 | 0.07 | 0.07 | 0.07 | 0.07 | 0.07 | 0.07 | 0.07 | 0.07 | 0.07 | 0.07 | 0.07 | 0.07 | 0.07 | 0.07 | 0.07 | 0.07 | 0.07 | 0.07 | 0.07 | 0.07 | 0.07 | 0.07 | 0.07 | 0.07 | 0.07 | 0.07 | 0.07 | 0.07 | 0.07 | 0.07 | 0.07 | 0.07 | 0.07 | 0.07 | 0.07 | 0.07 | 0.07 | 0.07 | 0.07 | 0.07 | 0.07 | 0.07 | 0.07 | 0.07
965 | 762 | ON | 45.2499 | -76.759 | ON_MTC_JCT | hydro_run | 0 | 0 | 179 | 66563 | 1 | 1.79 | 1 | 1 | 1 | 1 | 1 | 1 | 0 | 0 | 0 | 0 | 0 | 0 | 0 | 0 | 0 | 0 | 0 | 0 | 0 | 0 | 0 | 0 | 0 | 0 | 0 | 0 | 0 | 0 | 0 | 0 | 0 | 0 | 0 | 0 | 0 | 0 | 0 | 0 | 0 | 0 | 0 | 0 | 0 | 0 | 0 | 0 | 0 | 0 | 0 | 0 | 0 | 0 | 0 | 0
966 | 471 | ON | 46.2822 | -82.1493 | ON_ALG_TSS | hydro_run | 0 | 0 | 4.2 | 66563 | 1 | 0.042 | 1 | 1 | 1 | 1 | 1 | 1 | 0 | 0 | 0 | 0 | 0 | 0 | 0 | 0 | 0 | 0 | 0 | 0 | 0 | 0 | 0 | 0 | 0 | 0 | 0 | 0 | 0 | 0 | 0 | 0 | 0 | 0 | 0 | 0 | 0 | 0 | 0 | 0 | 0 | 0 | 0 | 0 | 0 | 0 | 0 | 0 | 0 | 0 | 0 | 0 | 0 | 0 | 0 | 0
967 | 633 | ON | 49.1536 | -88.3457 | ON_GRH_JCT | hydro_run | 0 | 0 | 108 | 66563 | 1 | 1.08 | 1 | 1 | 1 | 1 | 1 | 1 | 0 | 0 | 0 | 0 | 0 | 0 | 0 | 0 | 0 | 0 | 0 | 0 | 0 | 0 | 0 | 0 | 0 | 0 | 0 | 0 | 0 | 0 | 0 | 0 | 0 | 0 | 0 | 0 | 0 | 0 | 0 | 0 | 0 | 0 | 0 | 0 | 0 | 0 | 0 | 0 | 0 | 0 | 0 | 0 | 0 | 0 | 0 | 0
968 | 762 | ON | 45.3047 | -76.7087 | ON_MTC_JCT | hydro_run | 0 | 0 | 11 | 66563 | 1 | 0.11 | 1 | 1 | 1 | 1 | 1 | 1 | 0 | 0 | 0 | 0 | 0 | 0 | 0 | 0 | 0 | 0 | 0 | 0 | 0 | 0 | 0 | 0 | 0 | 0 | 0 | 0 | 0 | 0 | 0 | 0 | 0 | 0 | 0 | 0 | 0 | 0 | 0 | 0 | 0 | 0 | 0 | 0 | 0 | 0 | 0 | 0 | 0 | 0 | 0 | 0 | 0 | 0 | 0 | 0
969 | 914 | ON | 43.1236 | -82.0221 | ON_WAN_DSS | wind_ons | 0 | 0 | 100 | 160953 | 0 | 1 | 0 | 0 | 0 | 0 | 0 | 0 | bar: x1 to x48
970 | 882 | ON | 46.5149 | -84.3474 | ON_TDL_DSS | hydro_run | 0 | 0 | 52.2 | 66563 | 1 | 0.522 | 1 | 1 | 1 | 1 | 1 | 1 | 0 | 0 | 0 | 0 | 0 | 0 | 0 | 0 | 0 | 0 | 0 | 0 | 0 | 0 | 0 | 0 | 0 | 0 | 0 | 0 | 0 | 0 | 0 | 0 | 0 | 0 | 0 | 0 | 0 | 0 | 0 | 0 | 0 | 0 | 0 | 0 | 0 | 0 | 0 | 0 | 0 | 0 | 0 | 0 | 0 | 0 | 0 | 0
971 | 469 | ON | 45.4193 | -75.7136 | ON_ALB_DSS | hydro_run | 0 | 0 | 8.4 | 66563 | 1 | 0.084 | 1 | 1 | 1 | 1 | 1 | 1 | 0 | 0 | 0 | 0 | 0 | 0 | 0 | 0 | 0 | 0 | 0 | 0 | 0 | 0 | 0 | 0 | 0 | 0 | 0 | 0 | 0 | 0 | 0 | 0 | 0 | 0 | 0 | 0 | 0 | 0 | 0 | 0 | 0 | 0 | 0 | 0 | 0 | 0 | 0 | 0 | 0 | 0 | 0 | 0 | 0 | 0 | 0 | 0
972 | 469 | ON | 45.4204 | -75.7149 | ON_ALB_DSS | hydro_run | 0 | 0 | 9.3 | 66563 | 1 | 0.093 | 1 | 1 | 1 | 1 | 1 | 1 | 0 | 0 | 0 | 0 | 0 | 0 | 0 | 0 | 0 | 0 | 0 | 0 | 0 | 0 | 0 | 0 | 0 | 0 | 0 | 0 | 0 | 0 | 0 | 0 | 0 | 0 | 0 | 0 | 0 | 0 | 0 | 0 | 0 | 0 | 0 | 0 | 0 | 0 | 0 | 0 | 0 | 0 | 0 | 0 | 0 | 0 | 0 | 0
973 | 469 | ON | 45.4202 | -75.7199 | ON_ALB_DSS | hydro_run | 0 | 0 | 29.35 | 66563 | 1 | 0.2935 | 1 | 1 | 1 | 1 | 1 | 1 | 0 | 0 | 0 | 0 | 0 | 0 | 0 | 0 | 0 | 0 | 0 | 0 | 0 | 0 | 0 | 0 | 0 | 0 | 0 | 0 | 0 | 0 | 0 | 0 | 0 | 0 | 0 | 0 | 0 | 0 | 0 | 0 | 0 | 0 | 0 | 0 | 0 | 0 | 0 | 0 | 0 | 0 | 0 | 0 | 0 | 0 | 0 | 0
974 | 537 | ON | 45.4752 | -76.2382 | ON_CHF_SWS | hydro_daily | 0 | 0 | 200 | 115196 | 5 | 2 | 5 | 5 | 5 | 5 | 5 | 5 | 0 | 0 | 0 | 0 | 0 | 0 | 0 | 0 | 0 | 0 | 0 | 0 | 0 | 0 | 0 | 0 | 0 | 0 | 0 | 0 | 0 | 0 | 0 | 0 | 0 | 0 | 0 | 0 | 0 | 0 | 0 | 0 | 0 | 0 | 0 | 0 | 0 | 0 | 0 | 0 | 0 | 0 | 0 | 0 | 0 | 0 | 0 | 0
975 | 584 | ON | 47.84 | -80.4486 | ON_DYM_DSS | hydro_run | 0 | 0 | 3 | 66563 | 1 | 0.03 | 1 | 1 | 1 | 1 | 1 | 1 | 0 | 0 | 0 | 0 | 0 | 0 | 0 | 0 | 0 | 0 | 0 | 0 | 0 | 0 | 0 | 0 | 0 | 0 | 0 | 0 | 0 | 0 | 0 | 0 | 0 | 0 | 0 | 0 | 0 | 0 | 0 | 0 | 0 | 0 | 0 | 0 | 0 | 0 | 0 | 0 | 0 | 0 | 0 | 0 | 0 | 0 | 0 | 0
976 | 542 | ON | 45.5838 | -76.6738 | ON_CHX_TSS | hydro_daily | 0 | 0 | 158 | 115196 | 5 | 1.58 | 5 | 5 | 5 | 5 | 5 | 5 | 0 | 0 | 0 | 0 | 0 | 0 | 0 | 0 | 0 | 0 | 0 | 0 | 0 | 0 | 0 | 0 | 0 | 0 | 0 | 0 | 0 | 0 | 0 | 0 | 0 | 0 | 0 | 0 | 0 | 0 | 0 | 0 | 0 | 0 | 0 | 0 | 0 | 0 | 0 | 0 | 0 | 0 | 0 | 0 | 0 | 0 | 0 | 0
977 | 900 | ON | 44.2457 | -81.5614 | ON_UDW_GSS | wind_ons | 0 | 0 | 8.3 | 160953 | 0 | 0.083 | 0 | 0 | 0 | 0 | 0 | 0 | 0.083 | 0.083 | 0.083 | 0.083 | 0.083 | 0.083 | 0.083 | 0.083 | 0.083 | 0.083 | 0.083 | 0.083 | 0.083 | 0.083 | 0.083 | 0.083 | 0.083 | 0.083 | 0.083 | 0.083 | 0.083 | 0.083 | 0.083 | 0.083 | 0.083 | 0.083 | 0.083 | 0.083 | 0.083 | 0.083 | 0.083 | 0.083 | 0.083 | 0.083 | 0.083 | 0.083 | 0.083 | 0.083 | 0.083 | 0.083 | 0.083 | 0.083 | 0.083 | 0.083 | 0.083 | 0.083 | 0.083 | 0.083
978 | 744 | ON | 48.7919 | -92.1531 | ON_MKZ_TSS | hydro_run | 0 | 0 | 9.45 | 66563 | 1 | 0.0945 | 1 | 1 | 1 | 1 | 1 | 1 | 0 | 0 | 0 | 0 | 0 | 0 | 0 | 0 | 0 | 0 | 0 | 0 | 0 | 0 | 0 | 0 | 0 | 0 | 0 | 0 | 0 | 0 | 0 | 0 | 0 | 0 | 0 | 0 | 0 | 0 | 0 | 0 | 0 | 0 | 0 | 0 | 0 | 0 | 0 | 0 | 0 | 0 | 0 | 0 | 0 | 0 | 0 | 0
979 | 609 | ON | 43.7944 | -80.589 | ON_FGS_DSS | wind_ons | 0 | 0 | 23 | 160953 | 0 | 0.23 | 0 | 0 | 0 | 0 | 0 | 0 | 0.23 | 0.23 | 0.23 | 0.23 | 0.23 | 0.23 | 0.23 | 0.23 | 0.23 | 0.23 | 0.23 | 0.23 | 0.23 | 0.23 | 0.23 | 0.23 | 0.23 | 0.23 | 0.23 | 0.23 | 0.23 | 0.23 | 0.23 | 0.23 | 0.23 | 0.23 | 0.23 | 0.23 | 0.23 | 0.23 | 0.23 | 0.23 | 0.23 | 0.23 | 0.23 | 0.23 | 0.23 | 0.23 | 0.23 | 0.23 | 0.23 | 0.23 | 0.23 | 0.23 | 0.23 | 0.23 | 0.23 | 0.23
980 | 553 | ON | 42.2194 | -82.562 | ON_COM_GSS | wind_ons | 0 | 0 | 165.6 | 160953 | 0 | 1.656 | 0 | 0 | 0 | 0 | 0 | 0 | 1.656 | 1.656 | 1.656 | 1.656 | 1.656 | 1.656 | 1.656 | 1.656 | 1.656 | 1.656 | 1.656 | 1.656 | 1.656 | 1.656 | 1.656 | 1.656 | 1.656 | 1.656 | 1.656 | 1.656 | 1.656 | 1.656 | 1.656 | 1.656 | 1.656 | 1.656 | 1.656 | 1.656 | 1.656 | 1.656 | 1.656 | 1.656 | 1.656 | 1.656 | 1.656 | 1.656 | 1.656 | 1.656 | 1.656 | 1.656 | 1.656 | 1.656 | 1.656 | 1.656 | 1.656 | 1.656 | 1.656 | 1.656
982 | 342 | ON | 50.2624 | -94.9744 | MB_BRT_DSS | hydro_run | 0 | 0 | 91 | 66563 | 1 | 0.91 | 1 | 1 | 1 | 1 | 1 | 1 | 0 | 0 | 0 | 0 | 0 | 0 | 0 | 0 | 0 | 0 | 0 | 0 | 0 | 0 | 0 | 0 | 0 | 0 | 0 | 0 | 0 | 0 | 0 | 0 | 0 | 0 | 0 | 0 | 0 | 0 | 0 | 0 | 0 | 0 | 0 | 0 | 0 | 0 | 0 | 0 | 0 | 0 | 0 | 0 | 0 | 0 | 0 | 0
983 | 864 | ON | 49.1458 | -82.0308 | ON_SPF_JCT | hydro_run | 0 | 0 | 20 | 66563 | 1 | 0.2 | 1 | 1 | 1 | 1 | 1 | 1 | 0 | 0 | 0 | 0 | 0 | 0 | 0 | 0 | 0 | 0 | 0 | 0 | 0 | 0 | 0 | 0 | 0 | 0 | 0 | 0 | 0 | 0 | 0 | 0 | 0 | 0 | 0 | 0 | 0 | 0 | 0 | 0 | 0 | 0 | 0 | 0 | 0 | 0 | 0 | 0 | 0 | 0 | 0 | 0 | 0 | 0 | 0 | 0
984 | 560 | ON | 46.4501 | -79.8629 | ON_CRY_DSS | hydro_run | 0 | 0 | 8 | 66563 | 1 | 0.08 | 1 | 1 | 1 | 1 | 1 | 1 | 0 | 0 | 0 | 0 | 0 | 0 | 0 | 0 | 0 | 0 | 0 | 0 | 0 | 0 | 0 | 0 | 0 | 0 | 0 | 0 | 0 | 0 | 0 | 0 | 0 | 0 | 0 | 0 | 0 | 0 | 0 | 0 | 0 | 0 | 0 | 0 | 0 | 0 | 0 | 0 | 0 | 0 | 0 | 0 | 0 | 0 | 0 | 0
985 | 763 | ON | 46.4746 | -80.8183 | ON_MTD_DSS | hydro_run | 0 | 0 | 6 | 66563 | 1 | 0.06 | 1 | 1 | 1 | 1 | 1 | 1 | 0 | 0 | 0 | 0 | 0 | 0 | 0 | 0 | 0 | 0 | 0 | 0 | 0 | 0 | 0 | 0 | 0 | 0 | 0 | 0 | 0 | 0 | 0 | 0 | 0 | 0 | 0 | 0 | 0 | 0 | 0 | 0 | 0 | 0 | 0 | 0 | 0 | 0 | 0 | 0 | 0 | 0 | 0 | 0 | 0 | 0 | 0 | 0
986 | 864 | ON | 49.2964 | -82.537 | ON_SPF_JCT | hydro_run | 0 | 0 | 5.5 | 66563 | 1 | 0.055 | 1 | 1 | 1 | 1 | 1 | 1 | 0 | 0 | 0 | 0 | 0 | 0 | 0 | 0 | 0 | 0 | 0 | 0 | 0 | 0 | 0 | 0 | 0 | 0 | 0 | 0 | 0 | 0 | 0 | 0 | 0 | 0 | 0 | 0 | 0 | 0 | 0 | 0 | 0 | 0 | 0 | 0 | 0 | 0 | 0 | 0 | 0 | 0 | 0 | 0 | 0 | 0 | 0 | 0
987 | 477 | ON | 43.1183 | -79.2643 | ON_ALW_JCT | hydro_daily | 0 | 0 | 144 | 115196 | 5 | 1.44 | 5 | 5 | 5 | 5 | 5 | 5 | 0 | 0 | 0 | 0 | 0 | 0 | 0 | 0 | 0 | 0 | 0 | 0 | 0 | 0 | 0 | 0 | 0 | 0 | 0 | 0 | 0 | 0 | 0 | 0 | 0 | 0 | 0 | 0 | 0 | 0 | 0 | 0 | 0 | 0 | 0 | 0 | 0 | 0 | 0 | 0 | 0 | 0 | 0 | 0 | 0 | 0 | 0 | 0
988 | 477 | ON | 43.1189 | -79.2612 | ON_ALW_JCT | hydro_run | 0 | 0 | 23 | 66563 | 1 | 0.23 | 1 | 1 | 1 | 1 | 1 | 1 | 0 | 0 | 0 | 0 | 0 | 0 | 0 | 0 | 0 | 0 | 0 | 0 | 0 | 0 | 0 | 0 | 0 | 0 | 0 | 0 | 0 | 0 | 0 | 0 | 0 | 0 | 0 | 0 | 0 | 0 | 0 | 0 | 0 | 0 | 0 | 0 | 0 | 0 | 0 | 0 | 0 | 0 | 0 | 0 | 0 | 0 | 0 | 0
989 | 569 | ON | 46.1827 | -77.697 | ON_DEJ_TSS | hydro_daily | 0 | 0 | 475 | 115196 | 5 | 4.75 | 5 | 5 | 5 | 5 | 5 | 5 | 0 | 0 | 0 | 0 | 0 | 0 | 0 | 0 | 0 | 0 | 0 | 0 | 0 | 0 | 0 | 0 | 0 | 0 | 0 | 0 | 0 | 0 | 0 | 0 | 0 | 0 | 0 | 0 | 0 | 0 | 0 | 0 | 0 | 0 | 0 | 0 | 0 | 0 | 0 | 0 | 0 | 0 | 0 | 0 | 0 | 0 | 0 | 0
990 | 575 | ON | 42.3248 | -82.2137 | ON_DIL_GSS | wind_ons | 0 | 0 | 78 | 160953 | 0 | 0.78 | 0 | 0 | 0 | 0 | 0 | 0 | 0.78 | 0.78 | 0.78 | 0.78 | 0.78 | 0.78 | 0.78 | 0.78 | 0.78 | 0.78 | 0.78 | 0.78 | 0.78 | 0.78 | 0.78 | 0.78 | 0.78 | 0.78 | 0.78 | 0.78 | 0.78 | 0.78 | 0.78 | 0.78 | 0.78 | 0.78 | 0.78 | 0.78 | 0.78 | 0.78 | 0.78 | 0.78 | 0.78 | 0.78 | 0.78 | 0.78 | 0.78 | 0.78 | 0.78 | 0.78 | 0.78 | 0.78 | 0.78 | 0.78 | 0.78 | 0.78 | 0.78 | 0.78
991 | 515 | ON | 43.8697 | -78.7239 | ON_BOW_SWS | nuclear | 0 | 10.44 | 881 | 177983 | 3.47 | 8.81 | 3.47 | 3.47 | 3.47 | 3.47 | 3.47 | 3.47 | 0 | 0 | 0 | 0 | 0 | 0 | 0 | 0 | 0 | 0 | 0 | 0 | 0 | 0 | 0 | 0 | 0 | 0 | 0 | 0 | 0 | 0 | 0 | 0 | 0 | 0 | 0 | 0 | 0 | 0 | 0 | 0 | 0 | 0 | 0 | 0 | 0 | 0 | 0 | 0 | 0 | 0 | 0 | 0 | 0 | 0 | 0 | 0
992 | 515 | ON | 43.8697 | -78.7239 | ON_BOW_SWS | nuclear | 0 | 10.44 | 881 | 177983 | 3.47 | 8.81 | 3.47 | 3.47 | 3.47 | 3.47 | 3.47 | 3.47 | 0 | 0 | 0 | 0 | 0 | 0 | 0 | 0 | 0 | 0 | 0 | 0 | 0 | 0 | 0 | 0 | 0 | 0 | 0 | 0 | 0 | 0 | 0 | 0 | 0 | 0 | 0 | 0 | 0 | 0 | 0 | 0 | 0 | 0 | 0 | 0 | 0 | 0 | 0 | 0 | 0 | 0 | 0 | 0 | 0 | 0 | 0 | 0
993 | 515 | ON | 43.8697 | -78.7239 | ON_BOW_SWS | nuclear | 0 | 10.44 | 881 | 177983 | 3.47 | 8.81 | 3.47 | 3.47 | 3.47 | 3.47 | 3.47 | 3.47 | 0 | 0 | 0 | 0 | 0 | 0 | 0 | 0 | 0 | 0 | 0 | 0 | 0 | 0 | 0 | 0 | 0 | 0 | 0 | 0 | 0 | 0 | 0 | 0 | 0 | 0 | 0 | 0 | 0 | 0 | 0 | 0 | 0 | 0 | 0 | 0 | 0 | 0 | 0 | 0 | 0 | 0 | 0 | 0 | 0 | 0 | 0 | 0
994 | 515 | ON | 43.8697 | -78.7239 | ON_BOW_SWS | nuclear | 0 | 10.44 | 881 | 177983 | 3.47 | 8.81 | 3.47 | 3.47 | 3.47 | 3.47 | 3.47 | 3.47 | 0 | 0 | 0 | 0 | 0 | 0 | 0 | 0 | 0 | 0 | 0 | 0 | 0 | 0 | 0 | 0 | 0 | 0 | 0 | 0 | 0 | 0 | 0 | 0 | 0 | 0 | 0 | 0 | 0 | 0 | 0 | 0 | 0 | 0 | 0 | 0 | 0 | 0 | 0 | 0 | 0 | 0 | 0 | 0 | 0 | 0 | 0 | 0
995 | 916 | ON | 47.9069 | -84.7156 | ON_WAW_TSS | hydro_daily | 0 | 0 | 45 | 115196 | 5 | 0.45 | 5 | 5 | 5 | 5 | 5 | 5 | 0 | 0 | 0 | 0 | 0 | 0 | 0 | 0 | 0 | 0 | 0 | 0 | 0 | 0 | 0 | 0 | 0 | 0 | 0 | 0 | 0 | 0 | 0 | 0 | 0 | 0 | 0 | 0 | 0 | 0 | 0 | 0 | 0 | 0 | 0 | 0 | 0 | 0 | 0 | 0 | 0 | 0 | 0 | 0 | 0 | 0 | 0 | 0
998 | 931 | ON | 43.8747 | -78.7516 | ON_WLS_DSS | MSW | 0 | 13.5 | 13.9 | 183950 | 7.07 | 0.139 | 7.07 | 7.07 | 7.07 | 7.07 | 7.07 | 7.07 | 0 | 0 | 0 | 0 | 0 | 0 | 0 | 0 | 0 | 0 | 0 | 0 | 0 | 0 | 0 | 0 | 0 | 0 | 0 | 0 | 0 | 0 | 0 | 0 | 0 | 0 | 0 | 0 | 0 | 0 | 0 | 0 | 0 | 0 | 0 | 0 | 0 | 0 | 0 | 0 | 0 | 0 | 0 | 0 | 0 | 0 | 0 | 0
999 | 880 | ON | 50.6307 | -93.2205 | ON_TCV_ISS | hydro_run | 0 | 0 | 17.3 | 66563 | 1 | 0.173 | 1 | 1 | 1 | 1 | 1 | 1 | 0 | 0 | 0 | 0 | 0 | 0 | 0 | 0 | 0 | 0 | 0 | 0 | 0 | 0 | 0 | 0 | 0 | 0 | 0 | 0 | 0 | 0 | 0 | 0 | 0 | 0 | 0 | 0 | 0 | 0 | 0 | 0 | 0 | 0 | 0 | 0 | 0 | 0 | 0 | 0 | 0 | 0 | 0 | 0 | 0 | 0 | 0 | 0
1000 | 657 | ON | 44.1968 | -80.6978 | ON_HNV_DSS | wind_ons | 0 | 0 | 23 | 160953 | 0 | 0.23 | 0 | 0 | 0 | 0 | 0 | 0 | 0.23 | 0.23 | 0.23 | 0.23 | 0.23 | 0.23 | 0.23 | 0.23 | 0.23 | 0.23 | 0.23 | 0.23 | 0.23 | 0.23 | 0.23 | 0.23 | 0.23 | 0.23 | 0.23 | 0.23 | 0.23 | 0.23 | 0.23 | 0.23 | 0.23 | 0.23 | 0.23 | 0.23 | 0.23 | 0.23 | 0.23 | 0.23 | 0.23 | 0.23 | 0.23 | 0.23 | 0.23 | 0.23 | 0.23 | 0.23 | 0.23 | 0.23 | 0.23 | 0.23 | 0.23 | 0.23 | 0.23 | 0.23
1001 | 896 | ON | 46.0602 | -79.3894 | ON_TRL_DSS | hydro_run | 0 | 0 | 2 | 66563 | 1 | 0.02 | 1 | 1 | 1 | 1 | 1 | 1 | 0 | 0 | 0 | 0 | 0 | 0 | 0 | 0 | 0 | 0 | 0 | 0 | 0 | 0 | 0 | 0 | 0 | 0 | 0 | 0 | 0 | 0 | 0 | 0 | 0 | 0 | 0 | 0 | 0 | 0 | 0 | 0 | 0 | 0 | 0 | 0 | 0 | 0 | 0 | 0 | 0 | 0 | 0 | 0 | 0 | 0 | 0 | 0
1002 | 533 | ON | 43.5741 | -80.2324 | ON_CBL_DSS | biogas | 0 | 8.513 | 1.7 | 31512 | 9.72 | 0.017 | 9.72 | 9.72 | 9.72 | 9.72 | 9.72 | 9.72 | 0 | 0 | 0 | 0 | 0 | 0 | 0 | 0 | 0 | 0 | 0 | 0 | 0 | 0 | 0 | 0 | 0 | 0 | 0 | 0 | 0 | 0 | 0 | 0 | 0 | 0 | 0 | 0 | 0 | 0 | 0 | 0 | 0 | 0 | 0 | 0 | 0 | 0 | 0 | 0 | 0 | 0 | 0 | 0 | 0 | 0 | 0 | 0
1003 | 580 | ON | 49.7909 | -93.1968 | ON_DRY_TSS | hydro_run | 0 | 0 | 1.8 | 66563 | 1 | 0.018 | 1 | 1 | 1 | 1 | 1 | 1 | 0 | 0 | 0 | 0 | 0 | 0 | 0 | 0 | 0 | 0 | 0 | 0 | 0 | 0 | 0 | 0 | 0 | 0 | 0 | 0 | 0 | 0 | 0 | 0 | 0 | 0 | 0 | 0 | 0 | 0 | 0 | 0 | 0 | 0 | 0 | 0 | 0 | 0 | 0 | 0 | 0 | 0 | 0 | 0 | 0 | 0 | 0 | 0
1004 | 512 | ON | 43.6972 | -79.6832 | ON_BML_DSS | MSW | 0 | 13.5 | 10.3 | 183950 | 7.07 | 0.103 | 7.07 | 7.07 | 7.07 | 7.07 | 7.07 | 7.07 | 0 | 0 | 0 | 0 | 0 | 0 | 0 | 0 | 0 | 0 | 0 | 0 | 0 | 0 | 0 | 0 | 0 | 0 | 0 | 0 | 0 | 0 | 0 | 0 | 0 | 0 | 0 | 0 | 0 | 0 | 0 | 0 | 0 | 0 | 0 | 0 | 0 | 0 | 0 | 0 | 0 | 0 | 0 | 0 | 0 | 0 | 0 | 0
1005 | 597 | ON | 42.3877 | -82.0931 | ON_ERI_GSS | wind_ons | 0 | 0 | 99 | 160953 | 0 | 0.99 | 0 | 0 | 0 | 0 | 0 | 0 | 0.99 | 0.99 | 0.99 | 0.99 | 0.99 | 0.99 | 0.99 | 0.99 | 0.99 | 0.99 | 0.99 | 0.99 | 0.99 | 0.99 | 0.99 | 0.99 | 0.99 | 0.99 | 0.99 | 0.99 | 0.99 | 0.99 | 0.99 | 0.99 | 0.99 | 0.99 | 0.99 | 0.99 | 0.99 | 0.99 | 0.99 | 0.99 | 0.99 | 0.99 | 0.99 | 0.99 | 0.99 | 0.99 | 0.99 | 0.99 | 0.99 | 0.99 | 0.99 | 0.99 | 0.99 | 0.99 | 0.99 | 0.99
1006 | 602 | ON | 42.5449 | -82.288 | ON_ESC_GSS | wind_ons | 0 | 0 | 99 | 160953 | 0 | 0.99 | 0 | 0 | 0 | 0 | 0 | 0 | 0.99 | 0.99 | 0.99 | 0.99 | 0.99 | 0.99 | 0.99 | 0.99 | 0.99 | 0.99 | 0.99 | 0.99 | 0.99 | 0.99 | 0.99 | 0.99 | 0.99 | 0.99 | 0.99 | 0.99 | 0.99 | 0.99 | 0.99 | 0.99 | 0.99 | 0.99 | 0.99 | 0.99 | 0.99 | 0.99 | 0.99 | 0.99 | 0.99 | 0.99 | 0.99 | 0.99 | 0.99 | 0.99 | 0.99 | 0.99 | 0.99 | 0.99 | 0.99 | 0.99 | 0.99 | 0.99 | 0.99 | 0.99
1007 | 544 | ON | 46.2696 | -81.7697 | ON_CLA_DSS | hydro_run | 0 | 0 | 18 | 66563 | 1 | 0.18 | 1 | 1 | 1 | 1 | 1 | 1 | 0 | 0 | 0 | 0 | 0 | 0 | 0 | 0 | 0 | 0 | 0 | 0 | 0 | 0 | 0 | 0 | 0 | 0 | 0 | 0 | 0 | 0 | 0 | 0 | 0 | 0 | 0 | 0 | 0 | 0 | 0 | 0 | 0 | 0 | 0 | 0 | 0 | 0 | 0 | 0 | 0 | 0 | 0 | 0 | 0 | 0 | 0 | 0
1008 | 802 | ON | 44.3398 | -80.537 | ON_OWS_DSS | hydro_run | 0 | 0 | 6 | 66563 | 1 | 0.06 | 1 | 1 | 1 | 1 | 1 | 1 | 0 | 0 | 0 | 0 | 0 | 0 | 0 | 0 | 0 | 0 | 0 | 0 | 0 | 0 | 0 | 0 | 0 | 0 | 0 | 0 | 0 | 0 | 0 | 0 | 0 | 0 | 0 | 0 | 0 | 0 | 0 | 0 | 0 | 0 | 0 | 0 | 0 | 0 | 0 | 0 | 0 | 0 | 0 | 0 | 0 | 0 | 0 | 0
1011 | 510 | ON | 44.1865 | -77.5945 | ON_BLV_DSS | hydro_run | 0 | 0 | 3 | 66563 | 1 | 0.03 | 1 | 1 | 1 | 1 | 1 | 1 | 0 | 0 | 0 | 0 | 0 | 0 | 0 | 0 | 0 | 0 | 0 | 0 | 0 | 0 | 0 | 0 | 0 | 0 | 0 | 0 | 0 | 0 | 0 | 0 | 0 | 0 | 0 | 0 | 0 | 0 | 0 | 0 | 0 | 0 | 0 | 0 | 0 | 0 | 0 | 0 | 0 | 0 | 0 | 0 | 0 | 0 | 0 | 0
1012 | 614 | ON | 48.609 | -93.4023 | ON_FRF_TSS | hydro_run | 0 | 0 | 13.13 | 66563 | 1 | 0.1313 | 1 | 1 | 1 | 1 | 1 | 1 | 0 | 0 | 0 | 0 | 0 | 0 | 0 | 0 | 0 | 0 | 0 | 0 | 0 | 0 | 0 | 0 | 0 | 0 | 0 | 0 | 0 | 0 | 0 | 0 | 0 | 0 | 0 | 0 | 0 | 0 | 0 | 0 | 0 | 0 | 0 | 0 | 0 | 0 | 0 | 0 | 0 | 0 | 0 | 0 | 0 | 0 | 0 | 0
1013 | 469 | ON | 45.4235 | -75.7207 | ON_ALB_DSS | hydro_run | 0 | 0 | 12 | 66563 | 1 | 0.12 | 1 | 1 | 1 | 1 | 1 | 1 | 0 | 0 | 0 | 0 | 0 | 0 | 0 | 0 | 0 | 0 | 0 | 0 | 0 | 0 | 0 | 0 | 0 | 0 | 0 | 0 | 0 | 0 | 0 | 0 | 0 | 0 | 0 | 0 | 0 | 0 | 0 | 0 | 0 | 0 | 0 | 0 | 0 | 0 | 0 | 0 | 0 | 0 | 0 | 0 | 0 | 0 | 0 | 0
1014 | 757 | ON | 48.64 | -85.7656 | ON_MRT_TSS | hydro_run | 0 | 0 | 8.9 | 66563 | 1 | 0.089 | 1 | 1 | 1 | 1 | 1 | 1 | 0 | 0 | 0 | 0 | 0 | 0 | 0 | 0 | 0 | 0 | 0 | 0 | 0 | 0 | 0 | 0 | 0 | 0 | 0 | 0 | 0 | 0 | 0 | 0 | 0 | 0 | 0 | 0 | 0 | 0 | 0 | 0 | 0 | 0 | 0 | 0 | 0 | 0 | 0 | 0 | 0 | 0 | 0 | 0 | 0 | 0 | 0 | 0
1015 | 757 | ON | 48.5957 | -85.8787 | ON_MRT_TSS | hydro_run | 0 | 0 | 10 | 66563 | 1 | 0.1 | 1 | 1 | 1 | 1 | 1 | 1 | 0 | 0 | 0 | 0 | 0 | 0 | 0 | 0 | 0 | 0 | 0 | 0 | 0 | 0 | 0 | 0 | 0 | 0 | 0 | 0 | 0 | 0 | 0 | 0 | 0 | 0 | 0 | 0 | 0 | 0 | 0 | 0 | 0 | 0 | 0 | 0 | 0 | 0 | 0 | 0 | 0 | 0 | 0 | 0 | 0 | 0 | 0 | 0
1016 | 944 | ON | 43.3943 | -81.6573 | ON_ZUR_DSS | wind_ons | 0 | 0 | 100 | 160953 | 0 | 1 | 0 | 0 | 0 | 0 | 0 | 0 | bar: x1 to x48
1017 | 628 | ON | 42.8886 | -79.8181 | ON_GRD_GSS | solar_PV | 0 | 0 | 100 | 22308 | 0 | 1 | 0 | 0 | 0 | 0 | 0 | 0 | bar: x1 to x48
1018 | 628 | ON | 42.8885 | -79.8181 | ON_GRD_GSS | wind_ons | 0 | 0 | 148.6 | 160953 | 0 | 1.486 | 0 | 0 | 0 | 0 | 0 | 0 | 1.486 | 1.486 | 1.486 | 1.486 | 1.486 | 1.486 | 1.486 | 1.486 | 1.486 | 1.486 | 1.486 | 1.486 | 1.486 | 1.486 | 1.486 | 1.486 | 1.486 | 1.486 | 1.486 | 1.486 | 1.486 | 1.486 | 1.486 | 1.486 | 1.486 | 1.486 | 1.486 | 1.486 | 1.486 | 1.486 | 1.486 | 1.486 | 1.486 | 1.486 | 1.486 | 1.486 | 1.486 | 1.486 | 1.486 | 1.486 | 1.486 | 1.486 | 1.486 | 1.486 | 1.486 | 1.486 | 1.486 | 1.486
1019 | 473 | ON | 45.4262 | -76.2537 | ON_ALM_DSS | hydro_run | 0 | 0 | 1.6 | 66563 | 1 | 0.016 | 1 | 1 | 1 | 1 | 1 | 1 | 0 | 0 | 0 | 0 | 0 | 0 | 0 | 0 | 0 | 0 | 0 | 0 | 0 | 0 | 0 | 0 | 0 | 0 | 0 | 0 | 0 | 0 | 0 | 0 | 0 | 0 | 0 | 0 | 0 | 0 | 0 | 0 | 0 | 0 | 0 | 0 | 0 | 0 | 0 | 0 | 0 | 0 | 0 | 0 | 0 | 0 | 0 | 0
1020 | 624 | ON | 46.6614 | -84.3586 | ON_GLA_SWS | wind_ons | 0 | 0 | 25 | 160953 | 0 | 0.25 | 0 | 0 | 0 | 0 | 0 | 0 | 0.25 | 0.25 | 0.25 | 0.25 | 0.25 | 0.25 | 0.25 | 0.25 | 0.25 | 0.25 | 0.25 | 0.25 | 0.25 | 0.25 | 0.25 | 0.25 | 0.25 | 0.25 | 0.25 | 0.25 | 0.25 | 0.25 | 0.25 | 0.25 | 0.25 | 0.25 | 0.25 | 0.25 | 0.25 | 0.25 | 0.25 | 0.25 | 0.25 | 0.25 | 0.25 | 0.25 | 0.25 | 0.25 | 0.25 | 0.25 | 0.25 | 0.25 | 0.25 | 0.25 | 0.25 | 0.25 | 0.25 | 0.25
1021 | 530 | ON | 43.0677 | -79.795 | ON_CAL_DSS | biogas | 0 | 8.513 | 3.2 | 31512 | 9.72 | 0.032 | 9.72 | 9.72 | 9.72 | 9.72 | 9.72 | 9.72 | 0 | 0 | 0 | 0 | 0 | 0 | 0 | 0 | 0 | 0 | 0 | 0 | 0 | 0 | 0 | 0 | 0 | 0 | 0 | 0 | 0 | 0 | 0 | 0 | 0 | 0 | 0 | 0 | 0 | 0 | 0 | 0 | 0 | 0 | 0 | 0 | 0 | 0 | 0 | 0 | 0 | 0 | 0 | 0 | 0 | 0 | 0 | 0
1022 | 510 | ON | 44.1523 | -77.5818 | ON_BLV_DSS | hydro_run | 0 | 0 | 8 | 66563 | 1 | 0.08 | 1 | 1 | 1 | 1 | 1 | 1 | 0 | 0 | 0 | 0 | 0 | 0 | 0 | 0 | 0 | 0 | 0 | 0 | 0 | 0 | 0 | 0 | 0 | 0 | 0 | 0 | 0 | 0 | 0 | 0 | 0 | 0 | 0 | 0 | 0 | 0 | 0 | 0 | 0 | 0 | 0 | 0 | 0 | 0 | 0 | 0 | 0 | 0 | 0 | 0 | 0 | 0 | 0 | 0
1023 | 760 | ON | 42.1294 | -82.7143 | ON_MST_ISS | wind_ons | 0 | 0 | 50.6 | 160953 | 0 | 0.506 | 0 | 0 | 0 | 0 | 0 | 0 | 0.506 | 0.506 | 0.506 | 0.506 | 0.506 | 0.506 | 0.506 | 0.506 | 0.506 | 0.506 | 0.506 | 0.506 | 0.506 | 0.506 | 0.506 | 0.506 | 0.506 | 0.506 | 0.506 | 0.506 | 0.506 | 0.506 | 0.506 | 0.506 | 0.506 | 0.506 | 0.506 | 0.506 | 0.506 | 0.506 | 0.506 | 0.506 | 0.506 | 0.506 | 0.506 | 0.506 | 0.506 | 0.506 | 0.506 | 0.506 | 0.506 | 0.506 | 0.506 | 0.506 | 0.506 | 0.506 | 0.506 | 0.506
1028 | 632 | ON | 48.7603 | -88.7667 | ON_GRH_GSS | wind_ons | 0 | 0 | 98.9 | 160953 | 0 | 0.989 | 0 | 0 | 0 | 0 | 0 | 0 | 0.989 | 0.989 | 0.989 | 0.989 | 0.989 | 0.989 | 0.989 | 0.989 | 0.989 | 0.989 | 0.989 | 0.989 | 0.989 | 0.989 | 0.989 | 0.989 | 0.989 | 0.989 | 0.989 | 0.989 | 0.989 | 0.989 | 0.989 | 0.989 | 0.989 | 0.989 | 0.989 | 0.989 | 0.989 | 0.989 | 0.989 | 0.989 | 0.989 | 0.989 | 0.989 | 0.989 | 0.989 | 0.989 | 0.989 | 0.989 | 0.989 | 0.989 | 0.989 | 0.989 | 0.989 | 0.989 | 0.989 | 0.989
1035 | 814 | ON | 43.3055 | -81.5605 | ON_PKH_ISS | wind_ons | 0 | 0 | 102 | 160953 | 0 | 1.02 | 0 | 0 | 0 | 0 | 0 | 0 | 1.02 | 1.02 | 1.02 | 1.02 | 1.02 | 1.02 | 1.02 | 1.02 | 1.02 | 1.02 | 1.02 | 1.02 | 1.02 | 1.02 | 1.02 | 1.02 | 1.02 | 1.02 | 1.02 | 1.02 | 1.02 | 1.02 | 1.02 | 1.02 | 1.02 | 1.02 | 1.02 | 1.02 | 1.02 | 1.02 | 1.02 | 1.02 | 1.02 | 1.02 | 1.02 | 1.02 | 1.02 | 1.02 | 1.02 | 1.02 | 1.02 | 1.02 | 1.02 | 1.02 | 1.02 | 1.02 | 1.02 | 1.02
1036 | 743 | ON | 47.24 | -84.5836 | ON_MKY_JCT | hydro_run | 0 | 0 | 23 | 66563 | 1 | 0.23 | 1 | 1 | 1 | 1 | 1 | 1 | 0 | 0 | 0 | 0 | 0 | 0 | 0 | 0 | 0 | 0 | 0 | 0 | 0 | 0 | 0 | 0 | 0 | 0 | 0 | 0 | 0 | 0 | 0 | 0 | 0 | 0 | 0 | 0 | 0 | 0 | 0 | 0 | 0 | 0 | 0 | 0 | 0 | 0 | 0 | 0 | 0 | 0 | 0 | 0 | 0 | 0 | 0 | 0
1040 | 643 | ON | 43.9703 | -80.3342 | ON_GV3_GSS | wind_ons | 0 | 0 | 40 | 160953 | 0 | 0.4 | 0 | 0 | 0 | 0 | 0 | 0 | 0.4 | 0.4 | 0.4 | 0.4 | 0.4 | 0.4 | 0.4 | 0.4 | 0.4 | 0.4 | 0.4 | 0.4 | 0.4 | 0.4 | 0.4 | 0.4 | 0.4 | 0.4 | 0.4 | 0.4 | 0.4 | 0.4 | 0.4 | 0.4 | 0.4 | 0.4 | 0.4 | 0.4 | 0.4 | 0.4 | 0.4 | 0.4 | 0.4 | 0.4 | 0.4 | 0.4 | 0.4 | 0.4 | 0.4 | 0.4 | 0.4 | 0.4 | 0.4 | 0.4 | 0.4 | 0.4 | 0.4 | 0.4
1041 | 584 | ON | 47.3047 | -79.6966 | ON_DYM_DSS | hydro_run | 0 | 0 | 9 | 66563 | 1 | 0.09 | 1 | 1 | 1 | 1 | 1 | 1 | 0 | 0 | 0 | 0 | 0 | 0 | 0 | 0 | 0 | 0 | 0 | 0 | 0 | 0 | 0 | 0 | 0 | 0 | 0 | 0 | 0 | 0 | 0 | 0 | 0 | 0 | 0 | 0 | 0 | 0 | 0 | 0 | 0 | 0 | 0 | 0 | 0 | 0 | 0 | 0 | 0 | 0 | 0 | 0 | 0 | 0 | 0 | 0
1042 | 503 | ON | 43.2534 | -79.77 | ON_BCH_DSS | biogas | 0 | 8.513 | 1.6 | 31512 | 9.72 | 0.016 | 9.72 | 9.72 | 9.72 | 9.72 | 9.72 | 9.72 | 0 | 0 | 0 | 0 | 0 | 0 | 0 | 0 | 0 | 0 | 0 | 0 | 0 | 0 | 0 | 0 | 0 | 0 | 0 | 0 | 0 | 0 | 0 | 0 | 0 | 0 | 0 | 0 | 0 | 0 | 0 | 0 | 0 | 0 | 0 | 0 | 0 | 0 | 0 | 0 | 0 | 0 | 0 | 0 | 0 | 0 | 0 | 0
1043 | 762 | ON | 44.9538 | -76.6087 | ON_MTC_JCT | hydro_run | 0 | 0 | 3 | 66563 | 1 | 0.03 | 1 | 1 | 1 | 1 | 1 | 1 | 0 | 0 | 0 | 0 | 0 | 0 | 0 | 0 | 0 | 0 | 0 | 0 | 0 | 0 | 0 | 0 | 0 | 0 | 0 | 0 | 0 | 0 | 0 | 0 | 0 | 0 | 0 | 0 | 0 | 0 | 0 | 0 | 0 | 0 | 0 | 0 | 0 | 0 | 0 | 0 | 0 | 0 | 0 | 0 | 0 | 0 | 0 | 0
1044 | 665 | ON | 44.2752 | -77.7954 | ON_HVL_DSS | hydro_run | 0 | 0 | 4 | 66563 | 1 | 0.04 | 1 | 1 | 1 | 1 | 1 | 1 | 0 | 0 | 0 | 0 | 0 | 0 | 0 | 0 | 0 | 0 | 0 | 0 | 0 | 0 | 0 | 0 | 0 | 0 | 0 | 0 | 0 | 0 | 0 | 0 | 0 | 0 | 0 | 0 | 0 | 0 | 0 | 0 | 0 | 0 | 0 | 0 | 0 | 0 | 0 | 0 | 0 | 0 | 0 | 0 | 0 | 0 | 0 | 0
1045 | 916 | ON | 47.9605 | -84.5041 | ON_WAW_TSS | hydro_daily | 0 | 0 | 23 | 115196 | 5 | 0.23 | 5 | 5 | 5 | 5 | 5 | 5 | 0 | 0 | 0 | 0 | 0 | 0 | 0 | 0 | 0 | 0 | 0 | 0 | 0 | 0 | 0 | 0 | 0 | 0 | 0 | 0 | 0 | 0 | 0 | 0 | 0 | 0 | 0 | 0 | 0 | 0 | 0 | 0 | 0 | 0 | 0 | 0 | 0 | 0 | 0 | 0 | 0 | 0 | 0 | 0 | 0 | 0 | 0 | 0
1049 | 665 | ON | 44.373 | -77.7787 | ON_HVL_DSS | hydro_run | 0 | 0 | 15.7 | 66563 | 1 | 0.157 | 1 | 1 | 1 | 1 | 1 | 1 | 0 | 0 | 0 | 0 | 0 | 0 | 0 | 0 | 0 | 0 | 0 | 0 | 0 | 0 | 0 | 0 | 0 | 0 | 0 | 0 | 0 | 0 | 0 | 0 | 0 | 0 | 0 | 0 | 0 | 0 | 0 | 0 | 0 | 0 | 0 | 0 | 0 | 0 | 0 | 0 | 0 | 0 | 0 | 0 | 0 | 0 | 0 | 0
1050 | 516 | ON | 45.0008 | -79.2977 | ON_BRA_DSS | hydro_run | 0 | 0 | 1 | 66563 | 1 | 0.01 | 1 | 1 | 1 | 1 | 1 | 1 | 0 | 0 | 0 | 0 | 0 | 0 | 0 | 0 | 0 | 0 | 0 | 0 | 0 | 0 | 0 | 0 | 0 | 0 | 0 | 0 | 0 | 0 | 0 | 0 | 0 | 0 | 0 | 0 | 0 | 0 | 0 | 0 | 0 | 0 | 0 | 0 | 0 | 0 | 0 | 0 | 0 | 0 | 0 | 0 | 0 | 0 | 0 | 0
1051 | 743 | ON | 47.2135 | -84.6189 | ON_MKY_JCT | hydro_run | 0 | 0 | 17.4 | 66563 | 1 | 0.174 | 1 | 1 | 1 | 1 | 1 | 1 | 0 | 0 | 0 | 0 | 0 | 0 | 0 | 0 | 0 | 0 | 0 | 0 | 0 | 0 | 0 | 0 | 0 | 0 | 0 | 0 | 0 | 0 | 0 | 0 | 0 | 0 | 0 | 0 | 0 | 0 | 0 | 0 | 0 | 0 | 0 | 0 | 0 | 0 | 0 | 0 | 0 | 0 | 0 | 0 | 0 | 0 | 0 | 0
1052 | 662 | ON | 50.1114 | -82.2082 | ON_HRJ_GSS | hydro_daily | 0 | 0 | 156 | 115196 | 5 | 1.56 | 5 | 5 | 5 | 5 | 5 | 5 | 0 | 0 | 0 | 0 | 0 | 0 | 0 | 0 | 0 | 0 | 0 | 0 | 0 | 0 | 0 | 0 | 0 | 0 | 0 | 0 | 0 | 0 | 0 | 0 | 0 | 0 | 0 | 0 | 0 | 0 | 0 | 0 | 0 | 0 | 0 | 0 | 0 | 0 | 0 | 0 | 0 | 0 | 0 | 0 | 0 | 0 | 0 | 0
1053 | 662 | ON | 50.1114 | -82.2082 | ON_HRJ_GSS | hydro_daily | 0 | 0 | 78 | 115196 | 5 | 0.78 | 5 | 5 | 5 | 5 | 5 | 5 | 0 | 0 | 0 | 0 | 0 | 0 | 0 | 0 | 0 | 0 | 0 | 0 | 0 | 0 | 0 | 0 | 0 | 0 | 0 | 0 | 0 | 0 | 0 | 0 | 0 | 0 | 0 | 0 | 0 | 0 | 0 | 0 | 0 | 0 | 0 | 0 | 0 | 0 | 0 | 0 | 0 | 0 | 0 | 0 | 0 | 0 | 0 | 0
1055 | 916 | ON | 47.9577 | -84.8309 | ON_WAW_TSS | hydro_run | 0 | 0 | 12.5 | 66563 | 1 | 0.125 | 1 | 1 | 1 | 1 | 1 | 1 | 0 | 0 | 0 | 0 | 0 | 0 | 0 | 0 | 0 | 0 | 0 | 0 | 0 | 0 | 0 | 0 | 0 | 0 | 0 | 0 | 0 | 0 | 0 | 0 | 0 | 0 | 0 | 0 | 0 | 0 | 0 | 0 | 0 | 0 | 0 | 0 | 0 | 0 | 0 | 0 | 0 | 0 | 0 | 0 | 0 | 0 | 0 | 0
1056 | 469 | ON | 45.4218 | -75.7197 | ON_ALB_DSS | hydro_run | 0 | 0 | 27 | 66563 | 1 | 0.27 | 1 | 1 | 1 | 1 | 1 | 1 | 0 | 0 | 0 | 0 | 0 | 0 | 0 | 0 | 0 | 0 | 0 | 0 | 0 | 0 | 0 | 0 | 0 | 0 | 0 | 0 | 0 | 0 | 0 | 0 | 0 | 0 | 0 | 0 | 0 | 0 | 0 | 0 | 0 | 0 | 0 | 0 | 0 | 0 | 0 | 0 | 0 | 0 | 0 | 0 | 0 | 0 | 0 | 0
1057 | 823 | ON | 45.86 | -80.6458 | ON_PRS_DSS | wind_ons | 0 | 0 | 120 | 160953 | 0 | 1.2 | 0 | 0 | 0 | 0 | 0 | 0 | 1.2 | 1.2 | 1.2 | 1.2 | 1.2 | 1.2 | 1.2 | 1.2 | 1.2 | 1.2 | 1.2 | 1.2 | 1.2 | 1.2 | 1.2 | 1.2 | 1.2 | 1.2 | 1.2 | 1.2 | 1.2 | 1.2 | 1.2 | 1.2 | 1.2 | 1.2 | 1.2 | 1.2 | 1.2 | 1.2 | 1.2 | 1.2 | 1.2 | 1.2 | 1.2 | 1.2 | 1.2 | 1.2 | 1.2 | 1.2 | 1.2 | 1.2 | 1.2 | 1.2 | 1.2 | 1.2 | 1.2 | 1.2
1058 | 823 | ON | 45.8372 | -80.644 | ON_PRS_DSS | wind_ons | 0 | 0 | 180 | 160953 | 0 | 1.8 | 0 | 0 | 0 | 0 | 0 | 0 | 1.8 | 1.8 | 1.8 | 1.8 | 1.8 | 1.8 | 1.8 | 1.8 | 1.8 | 1.8 | 1.8 | 1.8 | 1.8 | 1.8 | 1.8 | 1.8 | 1.8 | 1.8 | 1.8 | 1.8 | 1.8 | 1.8 | 1.8 | 1.8 | 1.8 | 1.8 | 1.8 | 1.8 | 1.8 | 1.8 | 1.8 | 1.8 | 1.8 | 1.8 | 1.8 | 1.8 | 1.8 | 1.8 | 1.8 | 1.8 | 1.8 | 1.8 | 1.8 | 1.8 | 1.8 | 1.8 | 1.8 | 1.8
1059 | 924 | ON | 43.8472 | -79.0246 | ON_WHB_DSS | biomass | 0 | 13.5 | 17.81 | 183950 | 7.07 | 0.1781 | 7.07 | 7.07 | 7.07 | 7.07 | 7.07 | 7.07 | 0 | 0 | 0 | 0 | 0 | 0 | 0 | 0 | 0 | 0 | 0 | 0 | 0 | 0 | 0 | 0 | 0 | 0 | 0 | 0 | 0 | 0 | 0 | 0 | 0 | 0 | 0 | 0 | 0 | 0 | 0 | 0 | 0 | 0 | 0 | 0 | 0 | 0 | 0 | 0 | 0 | 0 | 0 | 0 | 0 | 0 | 0 | 0
1061 | 482 | ON | 48.7637 | -80.6687 | ON_ANS_JCT | hydro_daily | 0 | 0 | 29 | 115196 | 5 | 0.29 | 5 | 5 | 5 | 5 | 5 | 5 | 0 | 0 | 0 | 0 | 0 | 0 | 0 | 0 | 0 | 0 | 0 | 0 | 0 | 0 | 0 | 0 | 0 | 0 | 0 | 0 | 0 | 0 | 0 | 0 | 0 | 0 | 0 | 0 | 0 | 0 | 0 | 0 | 0 | 0 | 0 | 0 | 0 | 0 | 0 | 0 | 0 | 0 | 0 | 0 | 0 | 0 | 0 | 0
1062 | 811 | ON | 49.5772 | -81.3821 | ON_PIN_TSS | hydro_daily | 0 | 0 | 38 | 115196 | 5 | 0.38 | 5 | 5 | 5 | 5 | 5 | 5 | 0 | 0 | 0 | 0 | 0 | 0 | 0 | 0 | 0 | 0 | 0 | 0 | 0 | 0 | 0 | 0 | 0 | 0 | 0 | 0 | 0 | 0 | 0 | 0 | 0 | 0 | 0 | 0 | 0 | 0 | 0 | 0 | 0 | 0 | 0 | 0 | 0 | 0 | 0 | 0 | 0 | 0 | 0 | 0 | 0 | 0 | 0 | 0
1063 | 604 | ON | 43.1492 | -81.8968 | ON_EVG_SWS | wind_ons | 0 | 0 | 150 | 160953 | 0 | 1.5 | 0 | 0 | 0 | 0 | 0 | 0 | 1.5 | 1.5 | 1.5 | 1.5 | 1.5 | 1.5 | 1.5 | 1.5 | 1.5 | 1.5 | 1.5 | 1.5 | 1.5 | 1.5 | 1.5 | 1.5 | 1.5 | 1.5 | 1.5 | 1.5 | 1.5 | 1.5 | 1.5 | 1.5 | 1.5 | 1.5 | 1.5 | 1.5 | 1.5 | 1.5 | 1.5 | 1.5 | 1.5 | 1.5 | 1.5 | 1.5 | 1.5 | 1.5 | 1.5 | 1.5 | 1.5 | 1.5 | 1.5 | 1.5 | 1.5 | 1.5 | 1.5 | 1.5
1064 | 558 | ON | 44.5476 | -76.2367 | ON_CRO_DSS | hydro_run | 0 | 0 | 2.4 | 66563 | 1 | 0.024 | 1 | 1 | 1 | 1 | 1 | 1 | 0 | 0 | 0 | 0 | 0 | 0 | 0 | 0 | 0 | 0 | 0 | 0 | 0 | 0 | 0 | 0 | 0 | 0 | 0 | 0 | 0 | 0 | 0 | 0 | 0 | 0 | 0 | 0 | 0 | 0 | 0 | 0 | 0 | 0 | 0 | 0 | 0 | 0 | 0 | 0 | 0 | 0 | 0 | 0 | 0 | 0 | 0 | 0
1065 | 678 | ON | 43.8964 | -81.6224 | ON_K2W_GSS | wind_ons | 0 | 0 | 270 | 160953 | 0 | 2.7 | 0 | 0 | 0 | 0 | 0 | 0 | 2.7 | 2.7 | 2.7 | 2.7 | 2.7 | 2.7 | 2.7 | 2.7 | 2.7 | 2.7 | 2.7 | 2.7 | 2.7 | 2.7 | 2.7 | 2.7 | 2.7 | 2.7 | 2.7 | 2.7 | 2.7 | 2.7 | 2.7 | 2.7 | 2.7 | 2.7 | 2.7 | 2.7 | 2.7 | 2.7 | 2.7 | 2.7 | 2.7 | 2.7 | 2.7 | 2.7 | 2.7 | 2.7 | 2.7 | 2.7 | 2.7 | 2.7 | 2.7 | 2.7 | 2.7 | 2.7 | 2.7 | 2.7
1066 | 711 | ON | 48.3975 | -89.6165 | ON_LKH_TSS | hydro_run | 0 | 0 | 27 | 66563 | 1 | 0.27 | 1 | 1 | 1 | 1 | 1 | 1 | 0 | 0 | 0 | 0 | 0 | 0 | 0 | 0 | 0 | 0 | 0 | 0 | 0 | 0 | 0 | 0 | 0 | 0 | 0 | 0 | 0 | 0 | 0 | 0 | 0 | 0 | 0 | 0 | 0 | 0 | 0 | 0 | 0 | 0 | 0 | 0 | 0 | 0 | 0 | 0 | 0 | 0 | 0 | 0 | 0 | 0 | 0 | 0
1069 | 492 | ON | 43.9095 | -81.6672 | ON_ASH_SWS | wind_ons | 0 | 0 | 39.6 | 160953 | 0 | 0.396 | 0 | 0 | 0 | 0 | 0 | 0 | 0.396 | 0.396 | 0.396 | 0.396 | 0.396 | 0.396 | 0.396 | 0.396 | 0.396 | 0.396 | 0.396 | 0.396 | 0.396 | 0.396 | 0.396 | 0.396 | 0.396 | 0.396 | 0.396 | 0.396 | 0.396 | 0.396 | 0.396 | 0.396 | 0.396 | 0.396 | 0.396 | 0.396 | 0.396 | 0.396 | 0.396 | 0.396 | 0.396 | 0.396 | 0.396 | 0.396 | 0.396 | 0.396 | 0.396 | 0.396 | 0.396 | 0.396 | 0.396 | 0.396 | 0.396 | 0.396 | 0.396 | 0.396
1070 | 618 | ON | 44.2934 | -76.4405 | ON_GAR_DSS | hydro_run | 0 | 0 | 1.9 | 66563 | 1 | 0.019 | 1 | 1 | 1 | 1 | 1 | 1 | 0 | 0 | 0 | 0 | 0 | 0 | 0 | 0 | 0 | 0 | 0 | 0 | 0 | 0 | 0 | 0 | 0 | 0 | 0 | 0 | 0 | 0 | 0 | 0 | 0 | 0 | 0 | 0 | 0 | 0 | 0 | 0 | 0 | 0 | 0 | 0 | 0 | 0 | 0 | 0 | 0 | 0 | 0 | 0 | 0 | 0 | 0 | 0
1071 | 691 | ON | 49.7725 | -94.5035 | ON_KNO_TSS | hydro_run | 0 | 0 | 14 | 66563 | 1 | 0.14 | 1 | 1 | 1 | 1 | 1 | 1 | 0 | 0 | 0 | 0 | 0 | 0 | 0 | 0 | 0 | 0 | 0 | 0 | 0 | 0 | 0 | 0 | 0 | 0 | 0 | 0 | 0 | 0 | 0 | 0 | 0 | 0 | 0 | 0 | 0 | 0 | 0 | 0 | 0 | 0 | 0 | 0 | 0 | 0 | 0 | 0 | 0 | 0 | 0 | 0 | 0 | 0 | 0 | 0
1072 | 692 | ON | 42.5451 | -82.0505 | ON_KNT_DSS | wind_ons | 0 | 0 | 20 | 160953 | 0 | 0.2 | 0 | 0 | 0 | 0 | 0 | 0 | 0.2 | 0.2 | 0.2 | 0.2 | 0.2 | 0.2 | 0.2 | 0.2 | 0.2 | 0.2 | 0.2 | 0.2 | 0.2 | 0.2 | 0.2 | 0.2 | 0.2 | 0.2 | 0.2 | 0.2 | 0.2 | 0.2 | 0.2 | 0.2 | 0.2 | 0.2 | 0.2 | 0.2 | 0.2 | 0.2 | 0.2 | 0.2 | 0.2 | 0.2 | 0.2 | 0.2 | 0.2 | 0.2 | 0.2 | 0.2 | 0.2 | 0.2 | 0.2 | 0.2 | 0.2 | 0.2 | 0.2 | 0.2
1073 | 693 | ON | 50.1452 | -82.2085 | ON_KPG_GSS | hydro_daily | 0 | 0 | 166 | 115196 | 5 | 1.66 | 5 | 5 | 5 | 5 | 5 | 5 | 0 | 0 | 0 | 0 | 0 | 0 | 0 | 0 | 0 | 0 | 0 | 0 | 0 | 0 | 0 | 0 | 0 | 0 | 0 | 0 | 0 | 0 | 0 | 0 | 0 | 0 | 0 | 0 | 0 | 0 | 0 | 0 | 0 | 0 | 0 | 0 | 0 | 0 | 0 | 0 | 0 | 0 | 0 | 0 | 0 | 0 | 0 | 0
1074 | 695 | ON | 50.1451 | -82.2096 | ON_KPG2_GSS | hydro_daily | 0 | 0 | 79 | 115196 | 5 | 0.79 | 5 | 5 | 5 | 5 | 5 | 5 | 0 | 0 | 0 | 0 | 0 | 0 | 0 | 0 | 0 | 0 | 0 | 0 | 0 | 0 | 0 | 0 | 0 | 0 | 0 | 0 | 0 | 0 | 0 | 0 | 0 | 0 | 0 | 0 | 0 | 0 | 0 | 0 | 0 | 0 | 0 | 0 | 0 | 0 | 0 | 0 | 0 | 0 | 0 | 0 | 0 | 0 | 0 | 0
1075 | 697 | ON | 44.3207 | -76.637 | ON_KSS_GSS | solar_PV | 0 | 0 | 100 | 22308 | 0 | 1 | 0 | 0 | 0 | 0 | 0 | 0 | bar: x1 to x48
1076 | 880 | ON | 50.6317 | -93.218 | ON_TCV_ISS | hydro_run | 0 | 0 | 12 | 66563 | 1 | 0.12 | 1 | 1 | 1 | 1 | 1 | 1 | 0 | 0 | 0 | 0 | 0 | 0 | 0 | 0 | 0 | 0 | 0 | 0 | 0 | 0 | 0 | 0 | 0 | 0 | 0 | 0 | 0 | 0 | 0 | 0 | 0 | 0 | 0 | 0 | 0 | 0 | 0 | 0 | 0 | 0 | 0 | 0 | 0 | 0 | 0 | 0 | 0 | 0 | 0 | 0 | 0 | 0 | 0 | 0
1083 | 799 | ON | 44.421 | -78.2722 | ON_OTB_DSS | hydro_run | 0 | 0 | 2 | 66563 | 1 | 0.02 | 1 | 1 | 1 | 1 | 1 | 1 | 0 | 0 | 0 | 0 | 0 | 0 | 0 | 0 | 0 | 0 | 0 | 0 | 0 | 0 | 0 | 0 | 0 | 0 | 0 | 0 | 0 | 0 | 0 | 0 | 0 | 0 | 0 | 0 | 0 | 0 | 0 | 0 | 0 | 0 | 0 | 0 | 0 | 0 | 0 | 0 | 0 | 0 | 0 | 0 | 0 | 0 | 0 | 0
1084 | 714 | ON | 50.0045 | -82.1658 | ON_LLG_SWS | hydro_daily | 0 | 0 | 144 | 115196 | 5 | 1.44 | 5 | 5 | 5 | 5 | 5 | 5 | 0 | 0 | 0 | 0 | 0 | 0 | 0 | 0 | 0 | 0 | 0 | 0 | 0 | 0 | 0 | 0 | 0 | 0 | 0 | 0 | 0 | 0 | 0 | 0 | 0 | 0 | 0 | 0 | 0 | 0 | 0 | 0 | 0 | 0 | 0 | 0 | 0 | 0 | 0 | 0 | 0 | 0 | 0 | 0 | 0 | 0 | 0 | 0
1085 | 714 | ON | 50.0045 | -82.1658 | ON_LLG_SWS | hydro_daily | 0 | 0 | 75 | 115196 | 5 | 0.75 | 5 | 5 | 5 | 5 | 5 | 5 | 0 | 0 | 0 | 0 | 0 | 0 | 0 | 0 | 0 | 0 | 0 | 0 | 0 | 0 | 0 | 0 | 0 | 0 | 0 | 0 | 0 | 0 | 0 | 0 | 0 | 0 | 0 | 0 | 0 | 0 | 0 | 0 | 0 | 0 | 0 | 0 | 0 | 0 | 0 | 0 | 0 | 0 | 0 | 0 | 0 | 0 | 0 | 0
1086 | 604 | ON | 43.0185 | -81.7392 | ON_EVG_SWS | wind_ons | 0 | 0 | 40 | 160953 | 0 | 0.4 | 0 | 0 | 0 | 0 | 0 | 0 | 0.4 | 0.4 | 0.4 | 0.4 | 0.4 | 0.4 | 0.4 | 0.4 | 0.4 | 0.4 | 0.4 | 0.4 | 0.4 | 0.4 | 0.4 | 0.4 | 0.4 | 0.4 | 0.4 | 0.4 | 0.4 | 0.4 | 0.4 | 0.4 | 0.4 | 0.4 | 0.4 | 0.4 | 0.4 | 0.4 | 0.4 | 0.4 | 0.4 | 0.4 | 0.4 | 0.4 | 0.4 | 0.4 | 0.4 | 0.4 | 0.4 | 0.4 | 0.4 | 0.4 | 0.4 | 0.4 | 0.4 | 0.4
1087 | 584 | ON | 47.5126 | -79.708 | ON_DYM_DSS | solar_PV | 0 | 0 | 10 | 22308 | 0 | 0.1 | 0 | 0 | 0 | 0 | 0 | 0 | 0.1 | 0.1 | 0.1 | 0.1 | 0.1 | 0.1 | 0.1 | 0.1 | 0.1 | 0.1 | 0.1 | 0.1 | 0.1 | 0.1 | 0.1 | 0.1 | 0.1 | 0.1 | 0.1 | 0.1 | 0.1 | 0.1 | 0.1 | 0.1 | 0.1 | 0.1 | 0.1 | 0.1 | 0.1 | 0.1 | 0.1 | 0.1 | 0.1 | 0.1 | 0.1 | 0.1 | 0.1 | 0.1 | 0.1 | 0.1 | 0.1 | 0.1 | 0.1 | 0.1 | 0.1 | 0.1 | 0.1 | 0.1
1088 | 584 | ON | 47.49 | -79.7115 | ON_DYM_DSS | solar_PV | 0 | 0 | 10 | 22308 | 0 | 0.1 | 0 | 0 | 0 | 0 | 0 | 0 | 0.1 | 0.1 | 0.1 | 0.1 | 0.1 | 0.1 | 0.1 | 0.1 | 0.1 | 0.1 | 0.1 | 0.1 | 0.1 | 0.1 | 0.1 | 0.1 | 0.1 | 0.1 | 0.1 | 0.1 | 0.1 | 0.1 | 0.1 | 0.1 | 0.1 | 0.1 | 0.1 | 0.1 | 0.1 | 0.1 | 0.1 | 0.1 | 0.1 | 0.1 | 0.1 | 0.1 | 0.1 | 0.1 | 0.1 | 0.1 | 0.1 | 0.1 | 0.1 | 0.1 | 0.1 | 0.1 | 0.1 | 0.1
1089 | 584 | ON | 47.5049 | -79.7115 | ON_DYM_DSS | solar_PV | 0 | 0 | 10 | 22308 | 0 | 0.1 | 0 | 0 | 0 | 0 | 0 | 0 | 0.1 | 0.1 | 0.1 | 0.1 | 0.1 | 0.1 | 0.1 | 0.1 | 0.1 | 0.1 | 0.1 | 0.1 | 0.1 | 0.1 | 0.1 | 0.1 | 0.1 | 0.1 | 0.1 | 0.1 | 0.1 | 0.1 | 0.1 | 0.1 | 0.1 | 0.1 | 0.1 | 0.1 | 0.1 | 0.1 | 0.1 | 0.1 | 0.1 | 0.1 | 0.1 | 0.1 | 0.1 | 0.1 | 0.1 | 0.1 | 0.1 | 0.1 | 0.1 | 0.1 | 0.1 | 0.1 | 0.1 | 0.1
1090 | 483 | ON | 49.2136 | -81.0204 | ON_ANS_TSS | hydro_run | 0 | 0 | 20 | 66563 | 1 | 0.2 | 1 | 1 | 1 | 1 | 1 | 1 | 0 | 0 | 0 | 0 | 0 | 0 | 0 | 0 | 0 | 0 | 0 | 0 | 0 | 0 | 0 | 0 | 0 | 0 | 0 | 0 | 0 | 0 | 0 | 0 | 0 | 0 | 0 | 0 | 0 | 0 | 0 | 0 | 0 | 0 | 0 | 0 | 0 | 0 | 0 | 0 | 0 | 0 | 0 | 0 | 0 | 0 | 0 | 0
1092 | 766 | ON | 44.2041 | -76.9252 | ON_NAP_DSS | solar_PV | 0 | 0 | 8.5 | 22308 | 0 | 0.085 | 0 | 0 | 0 | 0 | 0 | 0 | 0.085 | 0.085 | 0.085 | 0.085 | 0.085 | 0.085 | 0.085 | 0.085 | 0.085 | 0.085 | 0.085 | 0.085 | 0.085 | 0.085 | 0.085 | 0.085 | 0.085 | 0.085 | 0.085 | 0.085 | 0.085 | 0.085 | 0.085 | 0.085 | 0.085 | 0.085 | 0.085 | 0.085 | 0.085 | 0.085 | 0.085 | 0.085 | 0.085 | 0.085 | 0.085 | 0.085 | 0.085 | 0.085 | 0.085 | 0.085 | 0.085 | 0.085 | 0.085 | 0.085 | 0.085 | 0.085 | 0.085 | 0.085
1093 | 727 | ON | 47.1389 | -79.4541 | ON_LWN_GSS | hydro_daily | 0 | 0 | 274 | 115196 | 5 | 2.74 | 5 | 5 | 5 | 5 | 5 | 5 | 0 | 0 | 0 | 0 | 0 | 0 | 0 | 0 | 0 | 0 | 0 | 0 | 0 | 0 | 0 | 0 | 0 | 0 | 0 | 0 | 0 | 0 | 0 | 0 | 0 | 0 | 0 | 0 | 0 | 0 | 0 | 0 | 0 | 0 | 0 | 0 | 0 | 0 | 0 | 0 | 0 | 0 | 0 | 0 | 0 | 0 | 0 | 0
1094 | 661 | ON | 48.8132 | -81.4875 | ON_HOY_JCT | hydro_run | 0 | 0 | 14 | 66563 | 1 | 0.14 | 1 | 1 | 1 | 1 | 1 | 1 | 0 | 0 | 0 | 0 | 0 | 0 | 0 | 0 | 0 | 0 | 0 | 0 | 0 | 0 | 0 | 0 | 0 | 0 | 0 | 0 | 0 | 0 | 0 | 0 | 0 | 0 | 0 | 0 | 0 | 0 | 0 | 0 | 0 | 0 | 0 | 0 | 0 | 0 | 0 | 0 | 0 | 0 | 0 | 0 | 0 | 0 | 0 | 0
1095 | 874 | ON | 44.4084 | -76.9154 | ON_STS_GSS | solar_PV | 0 | 0 | 54 | 22308 | 0 | 0.54 | 0 | 0 | 0 | 0 | 0 | 0 | 0.54 | 0.54 | 0.54 | 0.54 | 0.54 | 0.54 | 0.54 | 0.54 | 0.54 | 0.54 | 0.54 | 0.54 | 0.54 | 0.54 | 0.54 | 0.54 | 0.54 | 0.54 | 0.54 | 0.54 | 0.54 | 0.54 | 0.54 | 0.54 | 0.54 | 0.54 | 0.54 | 0.54 | 0.54 | 0.54 | 0.54 | 0.54 | 0.54 | 0.54 | 0.54 | 0.54 | 0.54 | 0.54 | 0.54 | 0.54 | 0.54 | 0.54 | 0.54 | 0.54 | 0.54 | 0.54 | 0.54 | 0.54
1096 | 471 | ON | 45.9356 | -81.9852 | ON_ALG_TSS | wind_ons | 0 | 0 | 60 | 160953 | 0 | 0.6 | 0 | 0 | 0 | 0 | 0 | 0 | 0.6 | 0.6 | 0.6 | 0.6 | 0.6 | 0.6 | 0.6 | 0.6 | 0.6 | 0.6 | 0.6 | 0.6 | 0.6 | 0.6 | 0.6 | 0.6 | 0.6 | 0.6 | 0.6 | 0.6 | 0.6 | 0.6 | 0.6 | 0.6 | 0.6 | 0.6 | 0.6 | 0.6 | 0.6 | 0.6 | 0.6 | 0.6 | 0.6 | 0.6 | 0.6 | 0.6 | 0.6 | 0.6 | 0.6 | 0.6 | 0.6 | 0.6 | 0.6 | 0.6 | 0.6 | 0.6 | 0.6 | 0.6
1097 | 916 | ON | 47.9054 | -84.6706 | ON_WAW_TSS | hydro_run | 0 | 0 | 12.8 | 66563 | 1 | 0.128 | 1 | 1 | 1 | 1 | 1 | 1 | 0 | 0 | 0 | 0 | 0 | 0 | 0 | 0 | 0 | 0 | 0 | 0 | 0 | 0 | 0 | 0 | 0 | 0 | 0 | 0 | 0 | 0 | 0 | 0 | 0 | 0 | 0 | 0 | 0 | 0 | 0 | 0 | 0 | 0 | 0 | 0 | 0 | 0 | 0 | 0 | 0 | 0 | 0 | 0 | 0 | 0 | 0 | 0
1098 | 763 | ON | 46.2846 | -80.8484 | ON_MTD_DSS | hydro_run | 0 | 0 | 3 | 66563 | 1 | 0.03 | 1 | 1 | 1 | 1 | 1 | 1 | 0 | 0 | 0 | 0 | 0 | 0 | 0 | 0 | 0 | 0 | 0 | 0 | 0 | 0 | 0 | 0 | 0 | 0 | 0 | 0 | 0 | 0 | 0 | 0 | 0 | 0 | 0 | 0 | 0 | 0 | 0 | 0 | 0 | 0 | 0 | 0 | 0 | 0 | 0 | 0 | 0 | 0 | 0 | 0 | 0 | 0 | 0 | 0
1099 | 580 | ON | 49.8047 | -93.1887 | ON_DRY_TSS | hydro_run | 0 | 0 | 1.1 | 66563 | 1 | 0.011 | 1 | 1 | 1 | 1 | 1 | 1 | 0 | 0 | 0 | 0 | 0 | 0 | 0 | 0 | 0 | 0 | 0 | 0 | 0 | 0 | 0 | 0 | 0 | 0 | 0 | 0 | 0 | 0 | 0 | 0 | 0 | 0 | 0 | 0 | 0 | 0 | 0 | 0 | 0 | 0 | 0 | 0 | 0 | 0 | 0 | 0 | 0 | 0 | 0 | 0 | 0 | 0 | 0 | 0
1100 | 742 | ON | 47.2688 | -84.437 | ON_MKY_DSS | hydro_daily | 0 | 0 | 62 | 115196 | 5 | 0.62 | 5 | 5 | 5 | 5 | 5 | 5 | 0 | 0 | 0 | 0 | 0 | 0 | 0 | 0 | 0 | 0 | 0 | 0 | 0 | 0 | 0 | 0 | 0 | 0 | 0 | 0 | 0 | 0 | 0 | 0 | 0 | 0 | 0 | 0 | 0 | 0 | 0 | 0 | 0 | 0 | 0 | 0 | 0 | 0 | 0 | 0 | 0 | 0 | 0 | 0 | 0 | 0 | 0 | 0
1101 | 880 | ON | 50.5837 | -93.4554 | ON_TCV_ISS | hydro_run | 0 | 0 | 88 | 66563 | 1 | 0.88 | 1 | 1 | 1 | 1 | 1 | 1 | 0 | 0 | 0 | 0 | 0 | 0 | 0 | 0 | 0 | 0 | 0 | 0 | 0 | 0 | 0 | 0 | 0 | 0 | 0 | 0 | 0 | 0 | 0 | 0 | 0 | 0 | 0 | 0 | 0 | 0 | 0 | 0 | 0 | 0 | 0 | 0 | 0 | 0 | 0 | 0 | 0 | 0 | 0 | 0 | 0 | 0 | 0 | 0
1102 | 852 | ON | 44.9178 | -75.8373 | ON_SMF_DSS | hydro_run | 0 | 0 | 2 | 66563 | 1 | 0.02 | 1 | 1 | 1 | 1 | 1 | 1 | 0 | 0 | 0 | 0 | 0 | 0 | 0 | 0 | 0 | 0 | 0 | 0 | 0 | 0 | 0 | 0 | 0 | 0 | 0 | 0 | 0 | 0 | 0 | 0 | 0 | 0 | 0 | 0 | 0 | 0 | 0 | 0 | 0 | 0 | 0 | 0 | 0 | 0 | 0 | 0 | 0 | 0 | 0 | 0 | 0 | 0 | 0 | 0
1103 | 655 | ON | 46.6291 | -80.6646 | ON_HNM_TSS | hydro_run | 0 | 0 | 1.35 | 66563 | 1 | 0.0135 | 1 | 1 | 1 | 1 | 1 | 1 | 0 | 0 | 0 | 0 | 0 | 0 | 0 | 0 | 0 | 0 | 0 | 0 | 0 | 0 | 0 | 0 | 0 | 0 | 0 | 0 | 0 | 0 | 0 | 0 | 0 | 0 | 0 | 0 | 0 | 0 | 0 | 0 | 0 | 0 | 0 | 0 | 0 | 0 | 0 | 0 | 0 | 0 | 0 | 0 | 0 | 0 | 0 | 0
1104 | 916 | ON | 47.9388 | -84.8377 | ON_WAW_TSS | hydro_daily | 0 | 0 | 15.5 | 115196 | 5 | 0.155 | 5 | 5 | 5 | 5 | 5 | 5 | 0 | 0 | 0 | 0 | 0 | 0 | 0 | 0 | 0 | 0 | 0 | 0 | 0 | 0 | 0 | 0 | 0 | 0 | 0 | 0 | 0 | 0 | 0 | 0 | 0 | 0 | 0 | 0 | 0 | 0 | 0 | 0 | 0 | 0 | 0 | 0 | 0 | 0 | 0 | 0 | 0 | 0 | 0 | 0 | 0 | 0 | 0 | 0
1105 | 584 | ON | 47.8996 | -79.8759 | ON_DYM_DSS | hydro_run | 0 | 0 | 3 | 66563 | 1 | 0.03 | 1 | 1 | 1 | 1 | 1 | 1 | 0 | 0 | 0 | 0 | 0 | 0 | 0 | 0 | 0 | 0 | 0 | 0 | 0 | 0 | 0 | 0 | 0 | 0 | 0 | 0 | 0 | 0 | 0 | 0 | 0 | 0 | 0 | 0 | 0 | 0 | 0 | 0 | 0 | 0 | 0 | 0 | 0 | 0 | 0 | 0 | 0 | 0 | 0 | 0 | 0 | 0 | 0 | 0
1106 | 473 | ON | 45.3021 | -76.244 | ON_ALM_DSS | solar_PV | 0 | 0 | 10 | 22308 | 0 | 0.1 | 0 | 0 | 0 | 0 | 0 | 0 | 0.1 | 0.1 | 0.1 | 0.1 | 0.1 | 0.1 | 0.1 | 0.1 | 0.1 | 0.1 | 0.1 | 0.1 | 0.1 | 0.1 | 0.1 | 0.1 | 0.1 | 0.1 | 0.1 | 0.1 | 0.1 | 0.1 | 0.1 | 0.1 | 0.1 | 0.1 | 0.1 | 0.1 | 0.1 | 0.1 | 0.1 | 0.1 | 0.1 | 0.1 | 0.1 | 0.1 | 0.1 | 0.1 | 0.1 | 0.1 | 0.1 | 0.1 | 0.1 | 0.1 | 0.1 | 0.1 | 0.1 | 0.1
1107 | 727 | ON | 47.1233 | -79.4946 | ON_LWN_GSS | hydro_run | 0 | 0 | 10 | 66563 | 1 | 0.1 | 1 | 1 | 1 | 1 | 1 | 1 | 0 | 0 | 0 | 0 | 0 | 0 | 0 | 0 | 0 | 0 | 0 | 0 | 0 | 0 | 0 | 0 | 0 | 0 | 0 | 0 | 0 | 0 | 0 | 0 | 0 | 0 | 0 | 0 | 0 | 0 | 0 | 0 | 0 | 0 | 0 | 0 | 0 | 0 | 0 | 0 | 0 | 0 | 0 | 0 | 0 | 0 | 0 | 0
1108 | 761 | ON | 45.1957 | -76.9074 | ON_MTC_GSS | hydro_daily | 0 | 0 | 173 | 115196 | 5 | 1.73 | 5 | 5 | 5 | 5 | 5 | 5 | 0 | 0 | 0 | 0 | 0 | 0 | 0 | 0 | 0 | 0 | 0 | 0 | 0 | 0 | 0 | 0 | 0 | 0 | 0 | 0 | 0 | 0 | 0 | 0 | 0 | 0 | 0 | 0 | 0 | 0 | 0 | 0 | 0 | 0 | 0 | 0 | 0 | 0 | 0 | 0 | 0 | 0 | 0 | 0 | 0 | 0 | 0 | 0
1110 | 665 | ON | 44.2482 | -77.8019 | ON_HVL_DSS | hydro_run | 0 | 0 | 5 | 66563 | 1 | 0.05 | 1 | 1 | 1 | 1 | 1 | 1 | 0 | 0 | 0 | 0 | 0 | 0 | 0 | 0 | 0 | 0 | 0 | 0 | 0 | 0 | 0 | 0 | 0 | 0 | 0 | 0 | 0 | 0 | 0 | 0 | 0 | 0 | 0 | 0 | 0 | 0 | 0 | 0 | 0 | 0 | 0 | 0 | 0 | 0 | 0 | 0 | 0 | 0 | 0 | 0 | 0 | 0 | 0 | 0
1111 | 485 | ON | 49.8087 | -84.499 | ON_APK_JCT | hydro_run | 0 | 0 | 18 | 66563 | 1 | 0.18 | 1 | 1 | 1 | 1 | 1 | 1 | 0 | 0 | 0 | 0 | 0 | 0 | 0 | 0 | 0 | 0 | 0 | 0 | 0 | 0 | 0 | 0 | 0 | 0 | 0 | 0 | 0 | 0 | 0 | 0 | 0 | 0 | 0 | 0 | 0 | 0 | 0 | 0 | 0 | 0 | 0 | 0 | 0 | 0 | 0 | 0 | 0 | 0 | 0 | 0 | 0 | 0 | 0 | 0
1116 | 633 | ON | 49.6826 | -88.0049 | ON_GRH_JCT | hydro_run | 0 | 0 | 10 | 66563 | 1 | 0.1 | 1 | 1 | 1 | 1 | 1 | 1 | 0 | 0 | 0 | 0 | 0 | 0 | 0 | 0 | 0 | 0 | 0 | 0 | 0 | 0 | 0 | 0 | 0 | 0 | 0 | 0 | 0 | 0 | 0 | 0 | 0 | 0 | 0 | 0 | 0 | 0 | 0 | 0 | 0 | 0 | 0 | 0 | 0 | 0 | 0 | 0 | 0 | 0 | 0 | 0 | 0 | 0 | 0 | 0
1117 | 776 | ON | 42.5613 | -82.2203 | ON_NOK_GSS | wind_ons | 0 | 0 | 99.12 | 160953 | 0 | 0.9912 | 0 | 0 | 0 | 0 | 0 | 0 | 0.9912 | 0.9912 | 0.9912 | 0.9912 | 0.9912 | 0.9912 | 0.9912 | 0.9912 | 0.9912 | 0.9912 | 0.9912 | 0.9912 | 0.9912 | 0.9912 | 0.9912 | 0.9912 | 0.9912 | 0.9912 | 0.9912 | 0.9912 | 0.9912 | 0.9912 | 0.9912 | 0.9912 | 0.9912 | 0.9912 | 0.9912 | 0.9912 | 0.9912 | 0.9912 | 0.9912 | 0.9912 | 0.9912 | 0.9912 | 0.9912 | 0.9912 | 0.9912 | 0.9912 | 0.9912 | 0.9912 | 0.9912 | 0.9912 | 0.9912 | 0.9912 | 0.9912 | 0.9912 | 0.9912 | 0.9912
1118 | 483 | ON | 49.1427 | -80.9736 | ON_ANS_TSS | solar_PV | 0 | 0 | 10 | 22308 | 0 | 0.1 | 0 | 0 | 0 | 0 | 0 | 0 | 0.1 | 0.1 | 0.1 | 0.1 | 0.1 | 0.1 | 0.1 | 0.1 | 0.1 | 0.1 | 0.1 | 0.1 | 0.1 | 0.1 | 0.1 | 0.1 | 0.1 | 0.1 | 0.1 | 0.1 | 0.1 | 0.1 | 0.1 | 0.1 | 0.1 | 0.1 | 0.1 | 0.1 | 0.1 | 0.1 | 0.1 | 0.1 | 0.1 | 0.1 | 0.1 | 0.1 | 0.1 | 0.1 | 0.1 | 0.1 | 0.1 | 0.1 | 0.1 | 0.1 | 0.1 | 0.1 | 0.1 | 0.1
1119 | 483 | ON | 49.1249 | -80.9918 | ON_ANS_TSS | solar_PV | 0 | 0 | 10 | 22308 | 0 | 0.1 | 0 | 0 | 0 | 0 | 0 | 0 | 0.1 | 0.1 | 0.1 | 0.1 | 0.1 | 0.1 | 0.1 | 0.1 | 0.1 | 0.1 | 0.1 | 0.1 | 0.1 | 0.1 | 0.1 | 0.1 | 0.1 | 0.1 | 0.1 | 0.1 | 0.1 | 0.1 | 0.1 | 0.1 | 0.1 | 0.1 | 0.1 | 0.1 | 0.1 | 0.1 | 0.1 | 0.1 | 0.1 | 0.1 | 0.1 | 0.1 | 0.1 | 0.1 | 0.1 | 0.1 | 0.1 | 0.1 | 0.1 | 0.1 | 0.1 | 0.1 | 0.1 | 0.1
1120 | 483 | ON | 49.1408 | -81.2851 | ON_ANS_TSS | solar_PV | 0 | 0 | 10 | 22308 | 0 | 0.1 | 0 | 0 | 0 | 0 | 0 | 0 | 0.1 | 0.1 | 0.1 | 0.1 | 0.1 | 0.1 | 0.1 | 0.1 | 0.1 | 0.1 | 0.1 | 0.1 | 0.1 | 0.1 | 0.1 | 0.1 | 0.1 | 0.1 | 0.1 | 0.1 | 0.1 | 0.1 | 0.1 | 0.1 | 0.1 | 0.1 | 0.1 | 0.1 | 0.1 | 0.1 | 0.1 | 0.1 | 0.1 | 0.1 | 0.1 | 0.1 | 0.1 | 0.1 | 0.1 | 0.1 | 0.1 | 0.1 | 0.1 | 0.1 | 0.1 | 0.1 | 0.1 | 0.1
1121 | 483 | ON | 49.1411 | -80.9876 | ON_ANS_TSS | solar_PV | 0 | 0 | 10 | 22308 | 0 | 0.1 | 0 | 0 | 0 | 0 | 0 | 0 | 0.1 | 0.1 | 0.1 | 0.1 | 0.1 | 0.1 | 0.1 | 0.1 | 0.1 | 0.1 | 0.1 | 0.1 | 0.1 | 0.1 | 0.1 | 0.1 | 0.1 | 0.1 | 0.1 | 0.1 | 0.1 | 0.1 | 0.1 | 0.1 | 0.1 | 0.1 | 0.1 | 0.1 | 0.1 | 0.1 | 0.1 | 0.1 | 0.1 | 0.1 | 0.1 | 0.1 | 0.1 | 0.1 | 0.1 | 0.1 | 0.1 | 0.1 | 0.1 | 0.1 | 0.1 | 0.1 | 0.1 | 0.1
1122 | 896 | ON | 46.0967 | -79.4796 | ON_TRL_DSS | hydro_run | 0 | 0 | 2 | 66563 | 1 | 0.02 | 1 | 1 | 1 | 1 | 1 | 1 | 0 | 0 | 0 | 0 | 0 | 0 | 0 | 0 | 0 | 0 | 0 | 0 | 0 | 0 | 0 | 0 | 0 | 0 | 0 | 0 | 0 | 0 | 0 | 0 | 0 | 0 | 0 | 0 | 0 | 0 | 0 | 0 | 0 | 0 | 0 | 0 | 0 | 0 | 0 | 0 | 0 | 0 | 0 | 0 | 0 | 0 | 0 | 0
1123 | 691 | ON | 49.7717 | -94.5243 | ON_KNO_TSS | hydro_run | 0 | 0 | 12.8 | 66563 | 1 | 0.128 | 1 | 1 | 1 | 1 | 1 | 1 | 0 | 0 | 0 | 0 | 0 | 0 | 0 | 0 | 0 | 0 | 0 | 0 | 0 | 0 | 0 | 0 | 0 | 0 | 0 | 0 | 0 | 0 | 0 | 0 | 0 | 0 | 0 | 0 | 0 | 0 | 0 | 0 | 0 | 0 | 0 | 0 | 0 | 0 | 0 | 0 | 0 | 0 | 0 | 0 | 0 | 0 | 0 | 0
1124 | 783 | ON | 42.8037 | -80.0461 | ON_NTK_TSS | solar_PV | 0 | 0 | 44 | 22308 | 0 | 0.44 | 0 | 0 | 0 | 0 | 0 | 0 | 0.44 | 0.44 | 0.44 | 0.44 | 0.44 | 0.44 | 0.44 | 0.44 | 0.44 | 0.44 | 0.44 | 0.44 | 0.44 | 0.44 | 0.44 | 0.44 | 0.44 | 0.44 | 0.44 | 0.44 | 0.44 | 0.44 | 0.44 | 0.44 | 0.44 | 0.44 | 0.44 | 0.44 | 0.44 | 0.44 | 0.44 | 0.44 | 0.44 | 0.44 | 0.44 | 0.44 | 0.44 | 0.44 | 0.44 | 0.44 | 0.44 | 0.44 | 0.44 | 0.44 | 0.44 | 0.44 | 0.44 | 0.44
1125 | 561 | ON | 45.2047 | -75.1587 | ON_CRY_GSS | wind_ons | 0 | 0 | 99.76 | 160953 | 0 | 0.9976 | 0 | 0 | 0 | 0 | 0 | 0 | 0.9976 | 0.9976 | 0.9976 | 0.9976 | 0.9976 | 0.9976 | 0.9976 | 0.9976 | 0.9976 | 0.9976 | 0.9976 | 0.9976 | 0.9976 | 0.9976 | 0.9976 | 0.9976 | 0.9976 | 0.9976 | 0.9976 | 0.9976 | 0.9976 | 0.9976 | 0.9976 | 0.9976 | 0.9976 | 0.9976 | 0.9976 | 0.9976 | 0.9976 | 0.9976 | 0.9976 | 0.9976 | 0.9976 | 0.9976 | 0.9976 | 0.9976 | 0.9976 | 0.9976 | 0.9976 | 0.9976 | 0.9976 | 0.9976 | 0.9976 | 0.9976 | 0.9976 | 0.9976 | 0.9976 | 0.9976
1127 | 560 | ON | 46.1237 | -80.0146 | ON_CRY_DSS | hydro_run | 0 | 0 | 10 | 66563 | 1 | 0.1 | 1 | 1 | 1 | 1 | 1 | 1 | 0 | 0 | 0 | 0 | 0 | 0 | 0 | 0 | 0 | 0 | 0 | 0 | 0 | 0 | 0 | 0 | 0 | 0 | 0 | 0 | 0 | 0 | 0 | 0 | 0 | 0 | 0 | 0 | 0 | 0 | 0 | 0 | 0 | 0 | 0 | 0 | 0 | 0 | 0 | 0 | 0 | 0 | 0 | 0 | 0 | 0 | 0 | 0
1128 | 797 | ON | 50.1812 | -81.6373 | ON_ORP_GSS | hydro_daily | 0 | 0 | 189 | 115196 | 5 | 1.89 | 5 | 5 | 5 | 5 | 5 | 5 | 0 | 0 | 0 | 0 | 0 | 0 | 0 | 0 | 0 | 0 | 0 | 0 | 0 | 0 | 0 | 0 | 0 | 0 | 0 | 0 | 0 | 0 | 0 | 0 | 0 | 0 | 0 | 0 | 0 | 0 | 0 | 0 | 0 | 0 | 0 | 0 | 0 | 0 | 0 | 0 | 0 | 0 | 0 | 0 | 0 | 0 | 0 | 0
1129 | 801 | ON | 46.3784 | -78.7276 | ON_OTH_DSS | hydro_daily | 0 | 0 | 265 | 115196 | 5 | 2.65 | 5 | 5 | 5 | 5 | 5 | 5 | 0 | 0 | 0 | 0 | 0 | 0 | 0 | 0 | 0 | 0 | 0 | 0 | 0 | 0 | 0 | 0 | 0 | 0 | 0 | 0 | 0 | 0 | 0 | 0 | 0 | 0 | 0 | 0 | 0 | 0 | 0 | 0 | 0 | 0 | 0 | 0 | 0 | 0 | 0 | 0 | 0 | 0 | 0 | 0 | 0 | 0 | 0 | 0
1130 | 864 | ON | 49.1651 | -82.7136 | ON_SPF_JCT | hydro_run | 0 | 0 | 5.5 | 66563 | 1 | 0.055 | 1 | 1 | 1 | 1 | 1 | 1 | 0 | 0 | 0 | 0 | 0 | 0 | 0 | 0 | 0 | 0 | 0 | 0 | 0 | 0 | 0 | 0 | 0 | 0 | 0 | 0 | 0 | 0 | 0 | 0 | 0 | 0 | 0 | 0 | 0 | 0 | 0 | 0 | 0 | 0 | 0 | 0 | 0 | 0 | 0 | 0 | 0 | 0 | 0 | 0 | 0 | 0 | 0 | 0
1131 | 509 | ON | 42.2721 | -82.7067 | ON_BLR_GSS | wind_ons | 0 | 0 | 48.6 | 160953 | 0 | 0.486 | 0 | 0 | 0 | 0 | 0 | 0 | 0.486 | 0.486 | 0.486 | 0.486 | 0.486 | 0.486 | 0.486 | 0.486 | 0.486 | 0.486 | 0.486 | 0.486 | 0.486 | 0.486 | 0.486 | 0.486 | 0.486 | 0.486 | 0.486 | 0.486 | 0.486 | 0.486 | 0.486 | 0.486 | 0.486 | 0.486 | 0.486 | 0.486 | 0.486 | 0.486 | 0.486 | 0.486 | 0.486 | 0.486 | 0.486 | 0.486 | 0.486 | 0.486 | 0.486 | 0.486 | 0.486 | 0.486 | 0.486 | 0.486 | 0.486 | 0.486 | 0.486 | 0.486
1132 | 587 | ON | 42.659 | -80.7977 | ON_EDG_DSS | wind_ons | 0 | 0 | 99 | 160953 | 0 | 0.99 | 0 | 0 | 0 | 0 | 0 | 0 | 0.99 | 0.99 | 0.99 | 0.99 | 0.99 | 0.99 | 0.99 | 0.99 | 0.99 | 0.99 | 0.99 | 0.99 | 0.99 | 0.99 | 0.99 | 0.99 | 0.99 | 0.99 | 0.99 | 0.99 | 0.99 | 0.99 | 0.99 | 0.99 | 0.99 | 0.99 | 0.99 | 0.99 | 0.99 | 0.99 | 0.99 | 0.99 | 0.99 | 0.99 | 0.99 | 0.99 | 0.99 | 0.99 | 0.99 | 0.99 | 0.99 | 0.99 | 0.99 | 0.99 | 0.99 | 0.99 | 0.99 | 0.99
1133 | 812 | ON | 43.8107 | -79.0689 | ON_PKA_SWS | nuclear | 0 | 10.44 | 515 | 177983 | 3.47 | 5.15 | 3.47 | 3.47 | 3.47 | 3.47 | 3.47 | 3.47 | 0 | 0 | 0 | 0 | 0 | 0 | 0 | 0 | 0 | 0 | 0 | 0 | 0 | 0 | 0 | 0 | 0 | 0 | 0 | 0 | 0 | 0 | 0 | 0 | 0 | 0 | 0 | 0 | 0 | 0 | 0 | 0 | 0 | 0 | 0 | 0 | 0 | 0 | 0 | 0 | 0 | 0 | 0 | 0 | 0 | 0 | 0 | 0
1134 | 812 | ON | 43.8107 | -79.0689 | ON_PKA_SWS | nuclear | 0 | 10.44 | 515 | 177983 | 3.47 | 5.15 | 3.47 | 3.47 | 3.47 | 3.47 | 3.47 | 3.47 | 0 | 0 | 0 | 0 | 0 | 0 | 0 | 0 | 0 | 0 | 0 | 0 | 0 | 0 | 0 | 0 | 0 | 0 | 0 | 0 | 0 | 0 | 0 | 0 | 0 | 0 | 0 | 0 | 0 | 0 | 0 | 0 | 0 | 0 | 0 | 0 | 0 | 0 | 0 | 0 | 0 | 0 | 0 | 0 | 0 | 0 | 0 | 0
1135 | 813 | ON | 43.8096 | -79.0639 | ON_PKB_SWS | nuclear | 0 | 10.44 | 518 | 177983 | 3.47 | 5.18 | 3.47 | 3.47 | 3.47 | 3.47 | 3.47 | 3.47 | 0 | 0 | 0 | 0 | 0 | 0 | 0 | 0 | 0 | 0 | 0 | 0 | 0 | 0 | 0 | 0 | 0 | 0 | 0 | 0 | 0 | 0 | 0 | 0 | 0 | 0 | 0 | 0 | 0 | 0 | 0 | 0 | 0 | 0 | 0 | 0 | 0 | 0 | 0 | 0 | 0 | 0 | 0 | 0 | 0 | 0 | 0 | 0
1136 | 813 | ON | 43.8096 | -79.0639 | ON_PKB_SWS | nuclear | 0 | 10.44 | 518 | 177983 | 3.47 | 5.18 | 3.47 | 3.47 | 3.47 | 3.47 | 3.47 | 3.47 | 0 | 0 | 0 | 0 | 0 | 0 | 0 | 0 | 0 | 0 | 0 | 0 | 0 | 0 | 0 | 0 | 0 | 0 | 0 | 0 | 0 | 0 | 0 | 0 | 0 | 0 | 0 | 0 | 0 | 0 | 0 | 0 | 0 | 0 | 0 | 0 | 0 | 0 | 0 | 0 | 0 | 0 | 0 | 0 | 0 | 0 | 0 | 0
1137 | 813 | ON | 43.8096 | -79.0639 | ON_PKB_SWS | nuclear | 0 | 10.44 | 518 | 177983 | 3.47 | 5.18 | 3.47 | 3.47 | 3.47 | 3.47 | 3.47 | 3.47 | 0 | 0 | 0 | 0 | 0 | 0 | 0 | 0 | 0 | 0 | 0 | 0 | 0 | 0 | 0 | 0 | 0 | 0 | 0 | 0 | 0 | 0 | 0 | 0 | 0 | 0 | 0 | 0 | 0 | 0 | 0 | 0 | 0 | 0 | 0 | 0 | 0 | 0 | 0 | 0 | 0 | 0 | 0 | 0 | 0 | 0 | 0 | 0
1138 | 813 | ON | 43.8096 | -79.0639 | ON_PKB_SWS | nuclear | 0 | 10.44 | 518 | 177983 | 3.47 | 5.18 | 3.47 | 3.47 | 3.47 | 3.47 | 3.47 | 3.47 | 0 | 0 | 0 | 0 | 0 | 0 | 0 | 0 | 0 | 0 | 0 | 0 | 0 | 0 | 0 | 0 | 0 | 0 | 0 | 0 | 0 | 0 | 0 | 0 | 0 | 0 | 0 | 0 | 0 | 0 | 0 | 0 | 0 | 0 | 0 | 0 | 0 | 0 | 0 | 0 | 0 | 0 | 0 | 0 | 0 | 0 | 0 | 0
1139 | 819 | ON | 42.2681 | -82.3277 | ON_PMA_GSS | wind_ons | 0 | 0 | 101.2 | 160953 | 0 | 1.012 | 0 | 0 | 0 | 0 | 0 | 0 | 1.012 | 1.012 | 1.012 | 1.012 | 1.012 | 1.012 | 1.012 | 1.012 | 1.012 | 1.012 | 1.012 | 1.012 | 1.012 | 1.012 | 1.012 | 1.012 | 1.012 | 1.012 | 1.012 | 1.012 | 1.012 | 1.012 | 1.012 | 1.012 | 1.012 | 1.012 | 1.012 | 1.012 | 1.012 | 1.012 | 1.012 | 1.012 | 1.012 | 1.012 | 1.012 | 1.012 | 1.012 | 1.012 | 1.012 | 1.012 | 1.012 | 1.012 | 1.012 | 1.012 | 1.012 | 1.012 | 1.012 | 1.012
1140 | 819 | ON | 42.2681 | -82.3277 | ON_PMA_GSS | wind_ons | 0 | 0 | 99.4 | 160953 | 0 | 0.994 | 0 | 0 | 0 | 0 | 0 | 0 | 0.994 | 0.994 | 0.994 | 0.994 | 0.994 | 0.994 | 0.994 | 0.994 | 0.994 | 0.994 | 0.994 | 0.994 | 0.994 | 0.994 | 0.994 | 0.994 | 0.994 | 0.994 | 0.994 | 0.994 | 0.994 | 0.994 | 0.994 | 0.994 | 0.994 | 0.994 | 0.994 | 0.994 | 0.994 | 0.994 | 0.994 | 0.994 | 0.994 | 0.994 | 0.994 | 0.994 | 0.994 | 0.994 | 0.994 | 0.994 | 0.994 | 0.994 | 0.994 | 0.994 | 0.994 | 0.994 | 0.994 | 0.994
1141 | 633 | ON | 49.3074 | -88.3103 | ON_GRH_JCT | hydro_daily | 0 | 0 | 151 | 115196 | 5 | 1.51 | 5 | 5 | 5 | 5 | 5 | 5 | 0 | 0 | 0 | 0 | 0 | 0 | 0 | 0 | 0 | 0 | 0 | 0 | 0 | 0 | 0 | 0 | 0 | 0 | 0 | 0 | 0 | 0 | 0 | 0 | 0 | 0 | 0 | 0 | 0 | 0 | 0 | 0 | 0 | 0 | 0 | 0 | 0 | 0 | 0 | 0 | 0 | 0 | 0 | 0 | 0 | 0 | 0 | 0
1142 | 668 | ON | 46.6125 | -84.4795 | ON_HYD_SWS | wind_ons | 0 | 0 | 189 | 160953 | 0 | 1.89 | 0 | 0 | 0 | 0 | 0 | 0 | 1.89 | 1.89 | 1.89 | 1.89 | 1.89 | 1.89 | 1.89 | 1.89 | 1.89 | 1.89 | 1.89 | 1.89 | 1.89 | 1.89 | 1.89 | 1.89 | 1.89 | 1.89 | 1.89 | 1.89 | 1.89 | 1.89 | 1.89 | 1.89 | 1.89 | 1.89 | 1.89 | 1.89 | 1.89 | 1.89 | 1.89 | 1.89 | 1.89 | 1.89 | 1.89 | 1.89 | 1.89 | 1.89 | 1.89 | 1.89 | 1.89 | 1.89 | 1.89 | 1.89 | 1.89 | 1.89 | 1.89 | 1.89
1143 | 465 | ON | 49.9645 | -81.5105 | ON_ABC_GSS | hydro_run | 0 | 0 | 28 | 66563 | 1 | 0.28 | 1 | 1 | 1 | 1 | 1 | 1 | 0 | 0 | 0 | 0 | 0 | 0 | 0 | 0 | 0 | 0 | 0 | 0 | 0 | 0 | 0 | 0 | 0 | 0 | 0 | 0 | 0 | 0 | 0 | 0 | 0 | 0 | 0 | 0 | 0 | 0 | 0 | 0 | 0 | 0 | 0 | 0 | 0 | 0 | 0 | 0 | 0 | 0 | 0 | 0 | 0 | 0 | 0 | 0
1147 | 727 | ON | 47.2763 | -79.6713 | ON_LWN_GSS | hydro_run | 0 | 0 | 6.6 | 66563 | 1 | 0.066 | 1 | 1 | 1 | 1 | 1 | 1 | 0 | 0 | 0 | 0 | 0 | 0 | 0 | 0 | 0 | 0 | 0 | 0 | 0 | 0 | 0 | 0 | 0 | 0 | 0 | 0 | 0 | 0 | 0 | 0 | 0 | 0 | 0 | 0 | 0 | 0 | 0 | 0 | 0 | 0 | 0 | 0 | 0 | 0 | 0 | 0 | 0 | 0 | 0 | 0 | 0 | 0 | 0 | 0
1148 | 711 | ON | 48.3579 | -89.2317 | ON_LKH_TSS | biomass | 0 | 13.5 | 40 | 183950 | 7.07 | 0.4 | 7.07 | 7.07 | 7.07 | 7.07 | 7.07 | 7.07 | 0 | 0 | 0 | 0 | 0 | 0 | 0 | 0 | 0 | 0 | 0 | 0 | 0 | 0 | 0 | 0 | 0 | 0 | 0 | 0 | 0 | 0 | 0 | 0 | 0 | 0 | 0 | 0 | 0 | 0 | 0 | 0 | 0 | 0 | 0 | 0 | 0 | 0 | 0 | 0 | 0 | 0 | 0 | 0 | 0 | 0 | 0 | 0
1149 | 1164 | ON | 45.442 | -75.6957 | QC_VGN_TSS | hydro_run | 0 | 0 | 2 | 66563 | 1 | 0.02 | 1 | 1 | 1 | 1 | 1 | 1 | 0 | 0 | 0 | 0 | 0 | 0 | 0 | 0 | 0 | 0 | 0 | 0 | 0 | 0 | 0 | 0 | 0 | 0 | 0 | 0 | 0 | 0 | 0 | 0 | 0 | 0 | 0 | 0 | 0 | 0 | 0 | 0 | 0 | 0 | 0 | 0 | 0 | 0 | 0 | 0 | 0 | 0 | 0 | 0 | 0 | 0 | 0 | 0
1151 | 758 | ON | 45.018 | -79.6883 | ON_MSK_DSS | hydro_run | 0 | 0 | 8 | 66563 | 1 | 0.08 | 1 | 1 | 1 | 1 | 1 | 1 | 0 | 0 | 0 | 0 | 0 | 0 | 0 | 0 | 0 | 0 | 0 | 0 | 0 | 0 | 0 | 0 | 0 | 0 | 0 | 0 | 0 | 0 | 0 | 0 | 0 | 0 | 0 | 0 | 0 | 0 | 0 | 0 | 0 | 0 | 0 | 0 | 0 | 0 | 0 | 0 | 0 | 0 | 0 | 0 | 0 | 0 | 0 | 0
1152 | 703 | ON | 42.2458 | -82.4676 | ON_LEM_DSS | wind_ons | 0 | 0 | 60 | 160953 | 0 | 0.6 | 0 | 0 | 0 | 0 | 0 | 0 | 0.6 | 0.6 | 0.6 | 0.6 | 0.6 | 0.6 | 0.6 | 0.6 | 0.6 | 0.6 | 0.6 | 0.6 | 0.6 | 0.6 | 0.6 | 0.6 | 0.6 | 0.6 | 0.6 | 0.6 | 0.6 | 0.6 | 0.6 | 0.6 | 0.6 | 0.6 | 0.6 | 0.6 | 0.6 | 0.6 | 0.6 | 0.6 | 0.6 | 0.6 | 0.6 | 0.6 | 0.6 | 0.6 | 0.6 | 0.6 | 0.6 | 0.6 | 0.6 | 0.6 | 0.6 | 0.6 | 0.6 | 0.6
1153 | 665 | ON | 44.2921 | -77.802 | ON_HVL_DSS | hydro_run | 0 | 0 | 20 | 66563 | 1 | 0.2 | 1 | 1 | 1 | 1 | 1 | 1 | 0 | 0 | 0 | 0 | 0 | 0 | 0 | 0 | 0 | 0 | 0 | 0 | 0 | 0 | 0 | 0 | 0 | 0 | 0 | 0 | 0 | 0 | 0 | 0 | 0 | 0 | 0 | 0 | 0 | 0 | 0 | 0 | 0 | 0 | 0 | 0 | 0 | 0 | 0 | 0 | 0 | 0 | 0 | 0 | 0 | 0 | 0 | 0
1154 | 730 | ON | 44.2731 | -81.4798 | ON_MAJ_ISS | wind_ons | 0 | 0 | 76 | 160953 | 0 | 0.76 | 0 | 0 | 0 | 0 | 0 | 0 | 0.76 | 0.76 | 0.76 | 0.76 | 0.76 | 0.76 | 0.76 | 0.76 | 0.76 | 0.76 | 0.76 | 0.76 | 0.76 | 0.76 | 0.76 | 0.76 | 0.76 | 0.76 | 0.76 | 0.76 | 0.76 | 0.76 | 0.76 | 0.76 | 0.76 | 0.76 | 0.76 | 0.76 | 0.76 | 0.76 | 0.76 | 0.76 | 0.76 | 0.76 | 0.76 | 0.76 | 0.76 | 0.76 | 0.76 | 0.76 | 0.76 | 0.76 | 0.76 | 0.76 | 0.76 | 0.76 | 0.76 | 0.76
1155 | 759 | ON | 46.3152 | -83.2901 | ON_MSS_DSS | hydro_daily | 0 | 0 | 41 | 115196 | 5 | 0.41 | 5 | 5 | 5 | 5 | 5 | 5 | 0 | 0 | 0 | 0 | 0 | 0 | 0 | 0 | 0 | 0 | 0 | 0 | 0 | 0 | 0 | 0 | 0 | 0 | 0 | 0 | 0 | 0 | 0 | 0 | 0 | 0 | 0 | 0 | 0 | 0 | 0 | 0 | 0 | 0 | 0 | 0 | 0 | 0 | 0 | 0 | 0 | 0 | 0 | 0 | 0 | 0 | 0 | 0
1156 | 922 | ON | 46.4338 | -83.3837 | ON_WEL_GSS | hydro_daily | 0 | 0 | 46 | 115196 | 5 | 0.46 | 5 | 5 | 5 | 5 | 5 | 5 | 0 | 0 | 0 | 0 | 0 | 0 | 0 | 0 | 0 | 0 | 0 | 0 | 0 | 0 | 0 | 0 | 0 | 0 | 0 | 0 | 0 | 0 | 0 | 0 | 0 | 0 | 0 | 0 | 0 | 0 | 0 | 0 | 0 | 0 | 0 | 0 | 0 | 0 | 0 | 0 | 0 | 0 | 0 | 0 | 0 | 0 | 0 | 0
1157 | 871 | ON | 45.0088 | -74.7905 | ON_STL_DSS | hydro_run | 0 | 0 | 1086 | 66563 | 1 | 10.86 | 1 | 1 | 1 | 1 | 1 | 1 | 0 | 0 | 0 | 0 | 0 | 0 | 0 | 0 | 0 | 0 | 0 | 0 | 0 | 0 | 0 | 0 | 0 | 0 | 0 | 0 | 0 | 0 | 0 | 0 | 0 | 0 | 0 | 0 | 0 | 0 | 0 | 0 | 0 | 0 | 0 | 0 | 0 | 0 | 0 | 0 | 0 | 0 | 0 | 0 | 0 | 0 | 0 | 0
1158 | 916 | ON | 47.9101 | -84.7448 | ON_WAW_TSS | hydro_run | 0 | 0 | 22.4 | 66563 | 1 | 0.224 | 1 | 1 | 1 | 1 | 1 | 1 | 0 | 0 | 0 | 0 | 0 | 0 | 0 | 0 | 0 | 0 | 0 | 0 | 0 | 0 | 0 | 0 | 0 | 0 | 0 | 0 | 0 | 0 | 0 | 0 | 0 | 0 | 0 | 0 | 0 | 0 | 0 | 0 | 0 | 0 | 0 | 0 | 0 | 0 | 0 | 0 | 0 | 0 | 0 | 0 | 0 | 0 | 0 | 0
1159 | 510 | ON | 44.1315 | -77.5934 | ON_BLV_DSS | hydro_run | 0 | 0 | 4 | 66563 | 1 | 0.04 | 1 | 1 | 1 | 1 | 1 | 1 | 0 | 0 | 0 | 0 | 0 | 0 | 0 | 0 | 0 | 0 | 0 | 0 | 0 | 0 | 0 | 0 | 0 | 0 | 0 | 0 | 0 | 0 | 0 | 0 | 0 | 0 | 0 | 0 | 0 | 0 | 0 | 0 | 0 | 0 | 0 | 0 | 0 | 0 | 0 | 0 | 0 | 0 | 0 | 0 | 0 | 0 | 0 | 0
1160 | 665 | ON | 44.3215 | -77.782 | ON_HVL_DSS | hydro_run | 0 | 0 | 6 | 66563 | 1 | 0.06 | 1 | 1 | 1 | 1 | 1 | 1 | 0 | 0 | 0 | 0 | 0 | 0 | 0 | 0 | 0 | 0 | 0 | 0 | 0 | 0 | 0 | 0 | 0 | 0 | 0 | 0 | 0 | 0 | 0 | 0 | 0 | 0 | 0 | 0 | 0 | 0 | 0 | 0 | 0 | 0 | 0 | 0 | 0 | 0 | 0 | 0 | 0 | 0 | 0 | 0 | 0 | 0 | 0 | 0
1161 | 516 | ON | 45.0031 | -79.3054 | ON_BRA_DSS | hydro_run | 0 | 0 | 6 | 66563 | 1 | 0.06 | 1 | 1 | 1 | 1 | 1 | 1 | 0 | 0 | 0 | 0 | 0 | 0 | 0 | 0 | 0 | 0 | 0 | 0 | 0 | 0 | 0 | 0 | 0 | 0 | 0 | 0 | 0 | 0 | 0 | 0 | 0 | 0 | 0 | 0 | 0 | 0 | 0 | 0 | 0 | 0 | 0 | 0 | 0 | 0 | 0 | 0 | 0 | 0 | 0 | 0 | 0 | 0 | 0 | 0
1162 | 806 | ON | 48.5113 | -81.4434 | ON_PCP_TSS | hydro_run | 0 | 0 | 5.5 | 66563 | 1 | 0.055 | 1 | 1 | 1 | 1 | 1 | 1 | 0 | 0 | 0 | 0 | 0 | 0 | 0 | 0 | 0 | 0 | 0 | 0 | 0 | 0 | 0 | 0 | 0 | 0 | 0 | 0 | 0 | 0 | 0 | 0 | 0 | 0 | 0 | 0 | 0 | 0 | 0 | 0 | 0 | 0 | 0 | 0 | 0 | 0 | 0 | 0 | 0 | 0 | 0 | 0 | 0 | 0 | 0 | 0
1163 | 711 | ON | 48.6609 | -89.5974 | ON_LKH_TSS | hydro_run | 0 | 0 | 49 | 66563 | 1 | 0.49 | 1 | 1 | 1 | 1 | 1 | 1 | 0 | 0 | 0 | 0 | 0 | 0 | 0 | 0 | 0 | 0 | 0 | 0 | 0 | 0 | 0 | 0 | 0 | 0 | 0 | 0 | 0 | 0 | 0 | 0 | 0 | 0 | 0 | 0 | 0 | 0 | 0 | 0 | 0 | 0 | 0 | 0 | 0 | 0 | 0 | 0 | 0 | 0 | 0 | 0 | 0 | 0 | 0 | 0
1164 | 916 | ON | 48.0778 | -84.7394 | ON_WAW_TSS | hydro_run | 0 | 0 | 15.5 | 66563 | 1 | 0.155 | 1 | 1 | 1 | 1 | 1 | 1 | 0 | 0 | 0 | 0 | 0 | 0 | 0 | 0 | 0 | 0 | 0 | 0 | 0 | 0 | 0 | 0 | 0 | 0 | 0 | 0 | 0 | 0 | 0 | 0 | 0 | 0 | 0 | 0 | 0 | 0 | 0 | 0 | 0 | 0 | 0 | 0 | 0 | 0 | 0 | 0 | 0 | 0 | 0 | 0 | 0 | 0 | 0 | 0
1165 | 876 | ON | 44.2164 | -80.2296 | ON_STY_DSS | wind_ons | 0 | 0 | 91.39 | 160953 | 0 | 0.9139 | 0 | 0 | 0 | 0 | 0 | 0 | 0.9139 | 0.9139 | 0.9139 | 0.9139 | 0.9139 | 0.9139 | 0.9139 | 0.9139 | 0.9139 | 0.9139 | 0.9139 | 0.9139 | 0.9139 | 0.9139 | 0.9139 | 0.9139 | 0.9139 | 0.9139 | 0.9139 | 0.9139 | 0.9139 | 0.9139 | 0.9139 | 0.9139 | 0.9139 | 0.9139 | 0.9139 | 0.9139 | 0.9139 | 0.9139 | 0.9139 | 0.9139 | 0.9139 | 0.9139 | 0.9139 | 0.9139 | 0.9139 | 0.9139 | 0.9139 | 0.9139 | 0.9139 | 0.9139 | 0.9139 | 0.9139 | 0.9139 | 0.9139 | 0.9139 | 0.9139
1166 | 848 | ON | 50.0611 | -82.1624 | ON_SKF_GSS | hydro_daily | 0 | 0 | 264 | 115196 | 5 | 2.64 | 5 | 5 | 5 | 5 | 5 | 5 | 0 | 0 | 0 | 0 | 0 | 0 | 0 | 0 | 0 | 0 | 0 | 0 | 0 | 0 | 0 | 0 | 0 | 0 | 0 | 0 | 0 | 0 | 0 | 0 | 0 | 0 | 0 | 0 | 0 | 0 | 0 | 0 | 0 | 0 | 0 | 0 | 0 | 0 | 0 | 0 | 0 | 0 | 0 | 0 | 0 | 0 | 0 | 0
1167 | 850 | ON | 42.39 | -82.0957 | ON_SKW_GSS | wind_ons | 0 | 0 | 270 | 160953 | 0 | 2.7 | 0 | 0 | 0 | 0 | 0 | 0 | 2.7 | 2.7 | 2.7 | 2.7 | 2.7 | 2.7 | 2.7 | 2.7 | 2.7 | 2.7 | 2.7 | 2.7 | 2.7 | 2.7 | 2.7 | 2.7 | 2.7 | 2.7 | 2.7 | 2.7 | 2.7 | 2.7 | 2.7 | 2.7 | 2.7 | 2.7 | 2.7 | 2.7 | 2.7 | 2.7 | 2.7 | 2.7 | 2.7 | 2.7 | 2.7 | 2.7 | 2.7 | 2.7 | 2.7 | 2.7 | 2.7 | 2.7 | 2.7 | 2.7 | 2.7 | 2.7 | 2.7 | 2.7
1168 | 510 | ON | 44.21 | -77.5975 | ON_BLV_DSS | hydro_run | 0 | 0 | 2 | 66563 | 1 | 0.02 | 1 | 1 | 1 | 1 | 1 | 1 | 0 | 0 | 0 | 0 | 0 | 0 | 0 | 0 | 0 | 0 | 0 | 0 | 0 | 0 | 0 | 0 | 0 | 0 | 0 | 0 | 0 | 0 | 0 | 0 | 0 | 0 | 0 | 0 | 0 | 0 | 0 | 0 | 0 | 0 | 0 | 0 | 0 | 0 | 0 | 0 | 0 | 0 | 0 | 0 | 0 | 0 | 0 | 0
1169 | 877 | ON | 42.8476 | -80.0611 | ON_SUM_GSS | wind_ons | 0 | 0 | 104.4 | 160953 | 0 | 1.044 | 0 | 0 | 0 | 0 | 0 | 0 | 1.044 | 1.044 | 1.044 | 1.044 | 1.044 | 1.044 | 1.044 | 1.044 | 1.044 | 1.044 | 1.044 | 1.044 | 1.044 | 1.044 | 1.044 | 1.044 | 1.044 | 1.044 | 1.044 | 1.044 | 1.044 | 1.044 | 1.044 | 1.044 | 1.044 | 1.044 | 1.044 | 1.044 | 1.044 | 1.044 | 1.044 | 1.044 | 1.044 | 1.044 | 1.044 | 1.044 | 1.044 | 1.044 | 1.044 | 1.044 | 1.044 | 1.044 | 1.044 | 1.044 | 1.044 | 1.044 | 1.044 | 1.044
1170 | 818 | ON | 42.9389 | -82.3424 | ON_PLK_JCT | solar_PV | 0 | 0 | 20 | 22308 | 0 | 0.2 | 0 | 0 | 0 | 0 | 0 | 0 | 0.2 | 0.2 | 0.2 | 0.2 | 0.2 | 0.2 | 0.2 | 0.2 | 0.2 | 0.2 | 0.2 | 0.2 | 0.2 | 0.2 | 0.2 | 0.2 | 0.2 | 0.2 | 0.2 | 0.2 | 0.2 | 0.2 | 0.2 | 0.2 | 0.2 | 0.2 | 0.2 | 0.2 | 0.2 | 0.2 | 0.2 | 0.2 | 0.2 | 0.2 | 0.2 | 0.2 | 0.2 | 0.2 | 0.2 | 0.2 | 0.2 | 0.2 | 0.2 | 0.2 | 0.2 | 0.2 | 0.2 | 0.2
1171 | 818 | ON | 42.9493 | -82.3184 | ON_PLK_JCT | solar_PV | 0 | 0 | 60 | 22308 | 0 | 0.6 | 0 | 0 | 0 | 0 | 0 | 0 | 0.6 | 0.6 | 0.6 | 0.6 | 0.6 | 0.6 | 0.6 | 0.6 | 0.6 | 0.6 | 0.6 | 0.6 | 0.6 | 0.6 | 0.6 | 0.6 | 0.6 | 0.6 | 0.6 | 0.6 | 0.6 | 0.6 | 0.6 | 0.6 | 0.6 | 0.6 | 0.6 | 0.6 | 0.6 | 0.6 | 0.6 | 0.6 | 0.6 | 0.6 | 0.6 | 0.6 | 0.6 | 0.6 | 0.6 | 0.6 | 0.6 | 0.6 | 0.6 | 0.6 | 0.6 | 0.6 | 0.6 | 0.6
1172 | 860 | ON | 44.1023 | -80.7565 | ON_SOG_GSS | solar_PV | 0 | 0 | 50 | 22308 | 0 | 0.5 | 0 | 0 | 0 | 0 | 0 | 0 | 0.5 | 0.5 | 0.5 | 0.5 | 0.5 | 0.5 | 0.5 | 0.5 | 0.5 | 0.5 | 0.5 | 0.5 | 0.5 | 0.5 | 0.5 | 0.5 | 0.5 | 0.5 | 0.5 | 0.5 | 0.5 | 0.5 | 0.5 | 0.5 | 0.5 | 0.5 | 0.5 | 0.5 | 0.5 | 0.5 | 0.5 | 0.5 | 0.5 | 0.5 | 0.5 | 0.5 | 0.5 | 0.5 | 0.5 | 0.5 | 0.5 | 0.5 | 0.5 | 0.5 | 0.5 | 0.5 | 0.5 | 0.5
1173 | 863 | ON | 42.4378 | -81.7969 | ON_SPC_SWS | wind_ons | 0 | 0 | 98.9 | 160953 | 0 | 0.989 | 0 | 0 | 0 | 0 | 0 | 0 | 0.989 | 0.989 | 0.989 | 0.989 | 0.989 | 0.989 | 0.989 | 0.989 | 0.989 | 0.989 | 0.989 | 0.989 | 0.989 | 0.989 | 0.989 | 0.989 | 0.989 | 0.989 | 0.989 | 0.989 | 0.989 | 0.989 | 0.989 | 0.989 | 0.989 | 0.989 | 0.989 | 0.989 | 0.989 | 0.989 | 0.989 | 0.989 | 0.989 | 0.989 | 0.989 | 0.989 | 0.989 | 0.989 | 0.989 | 0.989 | 0.989 | 0.989 | 0.989 | 0.989 | 0.989 | 0.989 | 0.989 | 0.989
1174 | 471 | ON | 46.219 | -82.441 | ON_ALG_TSS | hydro_run | 0 | 0 | 7.2 | 66563 | 1 | 0.072 | 1 | 1 | 1 | 1 | 1 | 1 | 0 | 0 | 0 | 0 | 0 | 0 | 0 | 0 | 0 | 0 | 0 | 0 | 0 | 0 | 0 | 0 | 0 | 0 | 0 | 0 | 0 | 0 | 0 | 0 | 0 | 0 | 0 | 0 | 0 | 0 | 0 | 0 | 0 | 0 | 0 | 0 | 0 | 0 | 0 | 0 | 0 | 0 | 0 | 0 | 0 | 0 | 0 | 0
1175 | 888 | ON | 49.2857 | -81.6376 | ON_TMB_GSS | hydro_run | 0 | 0 | 9.62 | 66563 | 1 | 0.0962 | 1 | 1 | 1 | 1 | 1 | 1 | 0 | 0 | 0 | 0 | 0 | 0 | 0 | 0 | 0 | 0 | 0 | 0 | 0 | 0 | 0 | 0 | 0 | 0 | 0 | 0 | 0 | 0 | 0 | 0 | 0 | 0 | 0 | 0 | 0 | 0 | 0 | 0 | 0 | 0 | 0 | 0 | 0 | 0 | 0 | 0 | 0 | 0 | 0 | 0 | 0 | 0 | 0 | 0
1176 | 934 | ON | 43.8471 | -81.1539 | ON_WNG_DSS | wind_ons | 0 | 0 | 18 | 160953 | 0 | 0.18 | 0 | 0 | 0 | 0 | 0 | 0 | 0.18 | 0.18 | 0.18 | 0.18 | 0.18 | 0.18 | 0.18 | 0.18 | 0.18 | 0.18 | 0.18 | 0.18 | 0.18 | 0.18 | 0.18 | 0.18 | 0.18 | 0.18 | 0.18 | 0.18 | 0.18 | 0.18 | 0.18 | 0.18 | 0.18 | 0.18 | 0.18 | 0.18 | 0.18 | 0.18 | 0.18 | 0.18 | 0.18 | 0.18 | 0.18 | 0.18 | 0.18 | 0.18 | 0.18 | 0.18 | 0.18 | 0.18 | 0.18 | 0.18 | 0.18 | 0.18 | 0.18 | 0.18
1177 | 934 | ON | 43.8471 | -81.1539 | ON_WNG_DSS | wind_ons | 0 | 0 | 15 | 160953 | 0 | 0.15 | 0 | 0 | 0 | 0 | 0 | 0 | 0.15 | 0.15 | 0.15 | 0.15 | 0.15 | 0.15 | 0.15 | 0.15 | 0.15 | 0.15 | 0.15 | 0.15 | 0.15 | 0.15 | 0.15 | 0.15 | 0.15 | 0.15 | 0.15 | 0.15 | 0.15 | 0.15 | 0.15 | 0.15 | 0.15 | 0.15 | 0.15 | 0.15 | 0.15 | 0.15 | 0.15 | 0.15 | 0.15 | 0.15 | 0.15 | 0.15 | 0.15 | 0.15 | 0.15 | 0.15 | 0.15 | 0.15 | 0.15 | 0.15 | 0.15 | 0.15 | 0.15 | 0.15
1179 | 744 | ON | 48.7442 | -92.2839 | ON_MKZ_TSS | hydro_run | 0 | 0 | 8.37 | 66563 | 1 | 0.0837 | 1 | 1 | 1 | 1 | 1 | 1 | 0 | 0 | 0 | 0 | 0 | 0 | 0 | 0 | 0 | 0 | 0 | 0 | 0 | 0 | 0 | 0 | 0 | 0 | 0 | 0 | 0 | 0 | 0 | 0 | 0 | 0 | 0 | 0 | 0 | 0 | 0 | 0 | 0 | 0 | 0 | 0 | 0 | 0 | 0 | 0 | 0 | 0 | 0 | 0 | 0 | 0 | 0 | 0
1180 | 763 | ON | 46.5213 | -80.7104 | ON_MTD_DSS | hydro_run | 0 | 0 | 5 | 66563 | 1 | 0.05 | 1 | 1 | 1 | 1 | 1 | 1 | 0 | 0 | 0 | 0 | 0 | 0 | 0 | 0 | 0 | 0 | 0 | 0 | 0 | 0 | 0 | 0 | 0 | 0 | 0 | 0 | 0 | 0 | 0 | 0 | 0 | 0 | 0 | 0 | 0 | 0 | 0 | 0 | 0 | 0 | 0 | 0 | 0 | 0 | 0 | 0 | 0 | 0 | 0 | 0 | 0 | 0 | 0 | 0
1181 | 489 | ON | 45.4071 | -76.5064 | ON_ARN_GSS | hydro_daily | 0 | 0 | 186 | 115196 | 5 | 1.86 | 5 | 5 | 5 | 5 | 5 | 5 | 0 | 0 | 0 | 0 | 0 | 0 | 0 | 0 | 0 | 0 | 0 | 0 | 0 | 0 | 0 | 0 | 0 | 0 | 0 | 0 | 0 | 0 | 0 | 0 | 0 | 0 | 0 | 0 | 0 | 0 | 0 | 0 | 0 | 0 | 0 | 0 | 0 | 0 | 0 | 0 | 0 | 0 | 0 | 0 | 0 | 0 | 0 | 0
1182 | 877 | ON | 42.8475 | -80.0611 | ON_SUM_GSS | wind_ons | 0 | 0 | 125 | 160953 | 0 | 1.25 | 0 | 0 | 0 | 0 | 0 | 0 | 1.25 | 1.25 | 1.25 | 1.25 | 1.25 | 1.25 | 1.25 | 1.25 | 1.25 | 1.25 | 1.25 | 1.25 | 1.25 | 1.25 | 1.25 | 1.25 | 1.25 | 1.25 | 1.25 | 1.25 | 1.25 | 1.25 | 1.25 | 1.25 | 1.25 | 1.25 | 1.25 | 1.25 | 1.25 | 1.25 | 1.25 | 1.25 | 1.25 | 1.25 | 1.25 | 1.25 | 1.25 | 1.25 | 1.25 | 1.25 | 1.25 | 1.25 | 1.25 | 1.25 | 1.25 | 1.25 | 1.25 | 1.25
1183 | 587 | ON | 42.6948 | -80.977 | ON_EDG_DSS | solar_PV | 0 | 0 | 10 | 22308 | 0 | 0.1 | 0 | 0 | 0 | 0 | 0 | 0 | 0.1 | 0.1 | 0.1 | 0.1 | 0.1 | 0.1 | 0.1 | 0.1 | 0.1 | 0.1 | 0.1 | 0.1 | 0.1 | 0.1 | 0.1 | 0.1 | 0.1 | 0.1 | 0.1 | 0.1 | 0.1 | 0.1 | 0.1 | 0.1 | 0.1 | 0.1 | 0.1 | 0.1 | 0.1 | 0.1 | 0.1 | 0.1 | 0.1 | 0.1 | 0.1 | 0.1 | 0.1 | 0.1 | 0.1 | 0.1 | 0.1 | 0.1 | 0.1 | 0.1 | 0.1 | 0.1 | 0.1 | 0.1
1184 | 482 | ON | 48.7468 | -80.5817 | ON_ANS_JCT | hydro_daily | 0 | 0 | 27.46 | 115196 | 5 | 0.2746 | 5 | 5 | 5 | 5 | 5 | 5 | 0 | 0 | 0 | 0 | 0 | 0 | 0 | 0 | 0 | 0 | 0 | 0 | 0 | 0 | 0 | 0 | 0 | 0 | 0 | 0 | 0 | 0 | 0 | 0 | 0 | 0 | 0 | 0 | 0 | 0 | 0 | 0 | 0 | 0 | 0 | 0 | 0 | 0 | 0 | 0 | 0 | 0 | 0 | 0 | 0 | 0 | 0 | 0
1185 | 757 | ON | 49.1899 | -86.1173 | ON_MRT_TSS | hydro_run | 0 | 0 | 5 | 66563 | 1 | 0.05 | 1 | 1 | 1 | 1 | 1 | 1 | 0 | 0 | 0 | 0 | 0 | 0 | 0 | 0 | 0 | 0 | 0 | 0 | 0 | 0 | 0 | 0 | 0 | 0 | 0 | 0 | 0 | 0 | 0 | 0 | 0 | 0 | 0 | 0 | 0 | 0 | 0 | 0 | 0 | 0 | 0 | 0 | 0 | 0 | 0 | 0 | 0 | 0 | 0 | 0 | 0 | 0 | 0 | 0
1186 | 692 | ON | 42.2701 | -82.2539 | ON_KNT_DSS | wind_ons | 0 | 0 | 90 | 160953 | 0 | 0.9 | 0 | 0 | 0 | 0 | 0 | 0 | 0.9 | 0.9 | 0.9 | 0.9 | 0.9 | 0.9 | 0.9 | 0.9 | 0.9 | 0.9 | 0.9 | 0.9 | 0.9 | 0.9 | 0.9 | 0.9 | 0.9 | 0.9 | 0.9 | 0.9 | 0.9 | 0.9 | 0.9 | 0.9 | 0.9 | 0.9 | 0.9 | 0.9 | 0.9 | 0.9 | 0.9 | 0.9 | 0.9 | 0.9 | 0.9 | 0.9 | 0.9 | 0.9 | 0.9 | 0.9 | 0.9 | 0.9 | 0.9 | 0.9 | 0.9 | 0.9 | 0.9 | 0.9
1187 | 830 | ON | 42.2741 | -82.4267 | ON_RMN_JCT | solar_PV | 0 | 0 | 5 | 22308 | 0 | 0.05 | 0 | 0 | 0 | 0 | 0 | 0 | 0.05 | 0.05 | 0.05 | 0.05 | 0.05 | 0.05 | 0.05 | 0.05 | 0.05 | 0.05 | 0.05 | 0.05 | 0.05 | 0.05 | 0.05 | 0.05 | 0.05 | 0.05 | 0.05 | 0.05 | 0.05 | 0.05 | 0.05 | 0.05 | 0.05 | 0.05 | 0.05 | 0.05 | 0.05 | 0.05 | 0.05 | 0.05 | 0.05 | 0.05 | 0.05 | 0.05 | 0.05 | 0.05 | 0.05 | 0.05 | 0.05 | 0.05 | 0.05 | 0.05 | 0.05 | 0.05 | 0.05 | 0.05
1190 | 771 | ON | 45.2369 | -75.7639 | ON_NEP_DSS | biogas | 0 | 8.513 | 6 | 31512 | 9.72 | 0.06 | 9.72 | 9.72 | 9.72 | 9.72 | 9.72 | 9.72 | 0 | 0 | 0 | 0 | 0 | 0 | 0 | 0 | 0 | 0 | 0 | 0 | 0 | 0 | 0 | 0 | 0 | 0 | 0 | 0 | 0 | 0 | 0 | 0 | 0 | 0 | 0 | 0 | 0 | 0 | 0 | 0 | 0 | 0 | 0 | 0 | 0 | 0 | 0 | 0 | 0 | 0 | 0 | 0 | 0 | 0 | 0 | 0
1191 | 516 | ON | 44.9884 | -79.2714 | ON_BRA_DSS | hydro_run | 0 | 0 | 2 | 66563 | 1 | 0.02 | 1 | 1 | 1 | 1 | 1 | 1 | 0 | 0 | 0 | 0 | 0 | 0 | 0 | 0 | 0 | 0 | 0 | 0 | 0 | 0 | 0 | 0 | 0 | 0 | 0 | 0 | 0 | 0 | 0 | 0 | 0 | 0 | 0 | 0 | 0 | 0 | 0 | 0 | 0 | 0 | 0 | 0 | 0 | 0 | 0 | 0 | 0 | 0 | 0 | 0 | 0 | 0 | 0 | 0
1192 | 900 | ON | 44.3072 | -81.4639 | ON_UDW_GSS | wind_ons | 0 | 0 | 181.5 | 160953 | 0 | 1.815 | 0 | 0 | 0 | 0 | 0 | 0 | 1.815 | 1.815 | 1.815 | 1.815 | 1.815 | 1.815 | 1.815 | 1.815 | 1.815 | 1.815 | 1.815 | 1.815 | 1.815 | 1.815 | 1.815 | 1.815 | 1.815 | 1.815 | 1.815 | 1.815 | 1.815 | 1.815 | 1.815 | 1.815 | 1.815 | 1.815 | 1.815 | 1.815 | 1.815 | 1.815 | 1.815 | 1.815 | 1.815 | 1.815 | 1.815 | 1.815 | 1.815 | 1.815 | 1.815 | 1.815 | 1.815 | 1.815 | 1.815 | 1.815 | 1.815 | 1.815 | 1.815 | 1.815
1193 | 757 | ON | 48.5358 | -86.1442 | ON_MRT_TSS | hydro_run | 0 | 0 | 23 | 66563 | 1 | 0.23 | 1 | 1 | 1 | 1 | 1 | 1 | 0 | 0 | 0 | 0 | 0 | 0 | 0 | 0 | 0 | 0 | 0 | 0 | 0 | 0 | 0 | 0 | 0 | 0 | 0 | 0 | 0 | 0 | 0 | 0 | 0 | 0 | 0 | 0 | 0 | 0 | 0 | 0 | 0 | 0 | 0 | 0 | 0 | 0 | 0 | 0 | 0 | 0 | 0 | 0 | 0 | 0 | 0 | 0
1194 | 744 | ON | 48.7918 | -91.705 | ON_MKZ_TSS | hydro_run | 0 | 0 | 10 | 66563 | 1 | 0.1 | 1 | 1 | 1 | 1 | 1 | 1 | 0 | 0 | 0 | 0 | 0 | 0 | 0 | 0 | 0 | 0 | 0 | 0 | 0 | 0 | 0 | 0 | 0 | 0 | 0 | 0 | 0 | 0 | 0 | 0 | 0 | 0 | 0 | 0 | 0 | 0 | 0 | 0 | 0 | 0 | 0 | 0 | 0 | 0 | 0 | 0 | 0 | 0 | 0 | 0 | 0 | 0 | 0 | 0
1195 | 702 | ON | 42.2879 | -82.9261 | ON_LAU_DSS | solar_PV | 0 | 0 | 50 | 22308 | 0 | 0.5 | 0 | 0 | 0 | 0 | 0 | 0 | 0.5 | 0.5 | 0.5 | 0.5 | 0.5 | 0.5 | 0.5 | 0.5 | 0.5 | 0.5 | 0.5 | 0.5 | 0.5 | 0.5 | 0.5 | 0.5 | 0.5 | 0.5 | 0.5 | 0.5 | 0.5 | 0.5 | 0.5 | 0.5 | 0.5 | 0.5 | 0.5 | 0.5 | 0.5 | 0.5 | 0.5 | 0.5 | 0.5 | 0.5 | 0.5 | 0.5 | 0.5 | 0.5 | 0.5 | 0.5 | 0.5 | 0.5 | 0.5 | 0.5 | 0.5 | 0.5 | 0.5 | 0.5
1196 | 757 | ON | 48.6605 | -86.233 | ON_MRT_TSS | hydro_run | 0 | 0 | 13.5 | 66563 | 1 | 0.135 | 1 | 1 | 1 | 1 | 1 | 1 | 0 | 0 | 0 | 0 | 0 | 0 | 0 | 0 | 0 | 0 | 0 | 0 | 0 | 0 | 0 | 0 | 0 | 0 | 0 | 0 | 0 | 0 | 0 | 0 | 0 | 0 | 0 | 0 | 0 | 0 | 0 | 0 | 0 | 0 | 0 | 0 | 0 | 0 | 0 | 0 | 0 | 0 | 0 | 0 | 0 | 0 | 0 | 0
1198 | 395 | ON | 50.1145 | -94.8691 | MB_SLK_DSS | hydro_run | 0 | 0 | 73 | 66563 | 1 | 0.73 | 1 | 1 | 1 | 1 | 1 | 1 | 0 | 0 | 0 | 0 | 0 | 0 | 0 | 0 | 0 | 0 | 0 | 0 | 0 | 0 | 0 | 0 | 0 | 0 | 0 | 0 | 0 | 0 | 0 | 0 | 0 | 0 | 0 | 0 | 0 | 0 | 0 | 0 | 0 | 0 | 0 | 0 | 0 | 0 | 0 | 0 | 0 | 0 | 0 | 0 | 0 | 0 | 0 | 0
1199 | 618 | ON | 44.179 | -76.4725 | ON_GAR_DSS | wind_ons | 0 | 0 | 197.8 | 160953 | 0 | 1.978 | 0 | 0 | 0 | 0 | 0 | 0 | 1.978 | 1.978 | 1.978 | 1.978 | 1.978 | 1.978 | 1.978 | 1.978 | 1.978 | 1.978 | 1.978 | 1.978 | 1.978 | 1.978 | 1.978 | 1.978 | 1.978 | 1.978 | 1.978 | 1.978 | 1.978 | 1.978 | 1.978 | 1.978 | 1.978 | 1.978 | 1.978 | 1.978 | 1.978 | 1.978 | 1.978 | 1.978 | 1.978 | 1.978 | 1.978 | 1.978 | 1.978 | 1.978 | 1.978 | 1.978 | 1.978 | 1.978 | 1.978 | 1.978 | 1.978 | 1.978 | 1.978 | 1.978
1200 | 872 | ON | 42.9983 | -79.5037 | ON_STN_JCT | wind_ons | 0 | 0 | 230 | 160953 | 0 | 2.3 | 0 | 0 | 0 | 0 | 0 | 0 | 2.3 | 2.3 | 2.3 | 2.3 | 2.3 | 2.3 | 2.3 | 2.3 | 2.3 | 2.3 | 2.3 | 2.3 | 2.3 | 2.3 | 2.3 | 2.3 | 2.3 | 2.3 | 2.3 | 2.3 | 2.3 | 2.3 | 2.3 | 2.3 | 2.3 | 2.3 | 2.3 | 2.3 | 2.3 | 2.3 | 2.3 | 2.3 | 2.3 | 2.3 | 2.3 | 2.3 | 2.3 | 2.3 | 2.3 | 2.3 | 2.3 | 2.3 | 2.3 | 2.3 | 2.3 | 2.3 | 2.3 | 2.3
1201 | 922 | ON | 46.4315 | -83.3859 | ON_WEL_GSS | hydro_daily | 0 | 0 | 239 | 115196 | 5 | 2.39 | 5 | 5 | 5 | 5 | 5 | 5 | 0 | 0 | 0 | 0 | 0 | 0 | 0 | 0 | 0 | 0 | 0 | 0 | 0 | 0 | 0 | 0 | 0 | 0 | 0 | 0 | 0 | 0 | 0 | 0 | 0 | 0 | 0 | 0 | 0 | 0 | 0 | 0 | 0 | 0 | 0 | 0 | 0 | 0 | 0 | 0 | 0 | 0 | 0 | 0 | 0 | 0 | 0 | 0
1203 | 871 | ON | 45.0076 | -74.9746 | ON_STL_DSS | solar_PV | 0 | 0 | 10 | 22308 | 0 | 0.1 | 0 | 0 | 0 | 0 | 0 | 0 | 0.1 | 0.1 | 0.1 | 0.1 | 0.1 | 0.1 | 0.1 | 0.1 | 0.1 | 0.1 | 0.1 | 0.1 | 0.1 | 0.1 | 0.1 | 0.1 | 0.1 | 0.1 | 0.1 | 0.1 | 0.1 | 0.1 | 0.1 | 0.1 | 0.1 | 0.1 | 0.1 | 0.1 | 0.1 | 0.1 | 0.1 | 0.1 | 0.1 | 0.1 | 0.1 | 0.1 | 0.1 | 0.1 | 0.1 | 0.1 | 0.1 | 0.1 | 0.1 | 0.1 | 0.1 | 0.1 | 0.1 | 0.1
1204 | 580 | ON | 49.8217 | -92.8763 | ON_DRY_TSS | hydro_run | 0 | 0 | 1.25 | 66563 | 1 | 0.0125 | 1 | 1 | 1 | 1 | 1 | 1 | 0 | 0 | 0 | 0 | 0 | 0 | 0 | 0 | 0 | 0 | 0 | 0 | 0 | 0 | 0 | 0 | 0 | 0 | 0 | 0 | 0 | 0 | 0 | 0 | 0 | 0 | 0 | 0 | 0 | 0 | 0 | 0 | 0 | 0 | 0 | 0 | 0 | 0 | 0 | 0 | 0 | 0 | 0 | 0 | 0 | 0 | 0 | 0
1207 | 806 | ON | 48.3475 | -81.4792 | ON_PCP_TSS | hydro_run | 0 | 0 | 15 | 66563 | 1 | 0.15 | 1 | 1 | 1 | 1 | 1 | 1 | 0 | 0 | 0 | 0 | 0 | 0 | 0 | 0 | 0 | 0 | 0 | 0 | 0 | 0 | 0 | 0 | 0 | 0 | 0 | 0 | 0 | 0 | 0 | 0 | 0 | 0 | 0 | 0 | 0 | 0 | 0 | 0 | 0 | 0 | 0 | 0 | 0 | 0 | 0 | 0 | 0 | 0 | 0 | 0 | 0 | 0 | 0 | 0
1209 | 864 | ON | 49.1242 | -81.6155 | ON_SPF_JCT | hydro_run | 0 | 0 | 16 | 66563 | 1 | 0.16 | 1 | 1 | 1 | 1 | 1 | 1 | 0 | 0 | 0 | 0 | 0 | 0 | 0 | 0 | 0 | 0 | 0 | 0 | 0 | 0 | 0 | 0 | 0 | 0 | 0 | 0 | 0 | 0 | 0 | 0 | 0 | 0 | 0 | 0 | 0 | 0 | 0 | 0 | 0 | 0 | 0 | 0 | 0 | 0 | 0 | 0 | 0 | 0 | 0 | 0 | 0 | 0 | 0 | 0
1210 | 864 | ON | 49.2188 | -82.6884 | ON_SPF_JCT | hydro_run | 0 | 0 | 5.5 | 66563 | 1 | 0.055 | 1 | 1 | 1 | 1 | 1 | 1 | 0 | 0 | 0 | 0 | 0 | 0 | 0 | 0 | 0 | 0 | 0 | 0 | 0 | 0 | 0 | 0 | 0 | 0 | 0 | 0 | 0 | 0 | 0 | 0 | 0 | 0 | 0 | 0 | 0 | 0 | 0 | 0 | 0 | 0 | 0 | 0 | 0 | 0 | 0 | 0 | 0 | 0 | 0 | 0 | 0 | 0 | 0 | 0
1211 | 958 | PE | 47.0368 | -64.005 | PE_WSK_SWS | wind_ons | 0 | 0 | 3 | 160953 | 0 | 0.03 | 0 | 0 | 0 | 0 | 0 | 0 | 0.03 | 0.03 | 0.03 | 0.03 | 0.03 | 0.03 | 0.03 | 0.03 | 0.03 | 0.03 | 0.03 | 0.03 | 0.03 | 0.03 | 0.03 | 0.03 | 0.03 | 0.03 | 0.03 | 0.03 | 0.03 | 0.03 | 0.03 | 0.03 | 0.03 | 0.03 | 0.03 | 0.03 | 0.03 | 0.03 | 0.03 | 0.03 | 0.03 | 0.03 | 0.03 | 0.03 | 0.03 | 0.03 | 0.03 | 0.03 | 0.03 | 0.03 | 0.03 | 0.03 | 0.03 | 0.03 | 0.03 | 0.03
1217 | 949 | PE | 46.4525 | -62.0685 | PE_EKS_GSS | wind_ons | 0 | 0 | 30 | 160953 | 0 | 0.3 | 0 | 0 | 0 | 0 | 0 | 0 | 0.3 | 0.3 | 0.3 | 0.3 | 0.3 | 0.3 | 0.3 | 0.3 | 0.3 | 0.3 | 0.3 | 0.3 | 0.3 | 0.3 | 0.3 | 0.3 | 0.3 | 0.3 | 0.3 | 0.3 | 0.3 | 0.3 | 0.3 | 0.3 | 0.3 | 0.3 | 0.3 | 0.3 | 0.3 | 0.3 | 0.3 | 0.3 | 0.3 | 0.3 | 0.3 | 0.3 | 0.3 | 0.3 | 0.3 | 0.3 | 0.3 | 0.3 | 0.3 | 0.3 | 0.3 | 0.3 | 0.3 | 0.3
1218 | 951 | PE | 46.4549 | -62.3143 | PE_HRM_GSS | wind_ons | 0 | 0 | 30 | 160953 | 0 | 0.3 | 0 | 0 | 0 | 0 | 0 | 0 | 0.3 | 0.3 | 0.3 | 0.3 | 0.3 | 0.3 | 0.3 | 0.3 | 0.3 | 0.3 | 0.3 | 0.3 | 0.3 | 0.3 | 0.3 | 0.3 | 0.3 | 0.3 | 0.3 | 0.3 | 0.3 | 0.3 | 0.3 | 0.3 | 0.3 | 0.3 | 0.3 | 0.3 | 0.3 | 0.3 | 0.3 | 0.3 | 0.3 | 0.3 | 0.3 | 0.3 | 0.3 | 0.3 | 0.3 | 0.3 | 0.3 | 0.3 | 0.3 | 0.3 | 0.3 | 0.3 | 0.3 | 0.3
1219 | 948 | PE | 46.4483 | -62.066 | PE_CHR_TSS | wind_ons | 0 | 0 | 30 | 160953 | 0 | 0.3 | 0 | 0 | 0 | 0 | 0 | 0 | 0.3 | 0.3 | 0.3 | 0.3 | 0.3 | 0.3 | 0.3 | 0.3 | 0.3 | 0.3 | 0.3 | 0.3 | 0.3 | 0.3 | 0.3 | 0.3 | 0.3 | 0.3 | 0.3 | 0.3 | 0.3 | 0.3 | 0.3 | 0.3 | 0.3 | 0.3 | 0.3 | 0.3 | 0.3 | 0.3 | 0.3 | 0.3 | 0.3 | 0.3 | 0.3 | 0.3 | 0.3 | 0.3 | 0.3 | 0.3 | 0.3 | 0.3 | 0.3 | 0.3 | 0.3 | 0.3 | 0.3 | 0.3
1220 | 958 | PE | 47.0484 | -63.995 | PE_WSK_SWS | wind_ons | 0 | 0 | 10.6 | 160953 | 0 | 0.106 | 0 | 0 | 0 | 0 | 0 | 0 | 0.106 | 0.106 | 0.106 | 0.106 | 0.106 | 0.106 | 0.106 | 0.106 | 0.106 | 0.106 | 0.106 | 0.106 | 0.106 | 0.106 | 0.106 | 0.106 | 0.106 | 0.106 | 0.106 | 0.106 | 0.106 | 0.106 | 0.106 | 0.106 | 0.106 | 0.106 | 0.106 | 0.106 | 0.106 | 0.106 | 0.106 | 0.106 | 0.106 | 0.106 | 0.106 | 0.106 | 0.106 | 0.106 | 0.106 | 0.106 | 0.106 | 0.106 | 0.106 | 0.106 | 0.106 | 0.106 | 0.106 | 0.106
1221 | 955 | PE | 46.4029 | -63.8124 | PE_SHB_DSS | solar_PV | 0 | 0 | 21 | 22308 | 0 | 0.21 | 0 | 0 | 0 | 0 | 0 | 0 | 0.21 | 0.21 | 0.21 | 0.21 | 0.21 | 0.21 | 0.21 | 0.21 | 0.21 | 0.21 | 0.21 | 0.21 | 0.21 | 0.21 | 0.21 | 0.21 | 0.21 | 0.21 | 0.21 | 0.21 | 0.21 | 0.21 | 0.21 | 0.21 | 0.21 | 0.21 | 0.21 | 0.21 | 0.21 | 0.21 | 0.21 | 0.21 | 0.21 | 0.21 | 0.21 | 0.21 | 0.21 | 0.21 | 0.21 | 0.21 | 0.21 | 0.21 | 0.21 | 0.21 | 0.21 | 0.21 | 0.21 | 0.21
1222 | 955 | PE | 46.4352 | -63.8273 | PE_SHB_DSS | solar_PV | 0 | 0 | 10 | 22308 | 0 | 0.1 | 0 | 0 | 0 | 0 | 0 | 0 | 0.1 | 0.1 | 0.1 | 0.1 | 0.1 | 0.1 | 0.1 | 0.1 | 0.1 | 0.1 | 0.1 | 0.1 | 0.1 | 0.1 | 0.1 | 0.1 | 0.1 | 0.1 | 0.1 | 0.1 | 0.1 | 0.1 | 0.1 | 0.1 | 0.1 | 0.1 | 0.1 | 0.1 | 0.1 | 0.1 | 0.1 | 0.1 | 0.1 | 0.1 | 0.1 | 0.1 | 0.1 | 0.1 | 0.1 | 0.1 | 0.1 | 0.1 | 0.1 | 0.1 | 0.1 | 0.1 | 0.1 | 0.1
1230 | 955 | PE | 46.4343 | -63.8035 | PE_SHB_DSS | wind_ons | 0 | 0 | 12 | 160953 | 0 | 0.12 | 0 | 0 | 0 | 0 | 0 | 0 | 0.12 | 0.12 | 0.12 | 0.12 | 0.12 | 0.12 | 0.12 | 0.12 | 0.12 | 0.12 | 0.12 | 0.12 | 0.12 | 0.12 | 0.12 | 0.12 | 0.12 | 0.12 | 0.12 | 0.12 | 0.12 | 0.12 | 0.12 | 0.12 | 0.12 | 0.12 | 0.12 | 0.12 | 0.12 | 0.12 | 0.12 | 0.12 | 0.12 | 0.12 | 0.12 | 0.12 | 0.12 | 0.12 | 0.12 | 0.12 | 0.12 | 0.12 | 0.12 | 0.12 | 0.12 | 0.12 | 0.12 | 0.12
1231 | 958 | PE | 47.0076 | -64.0207 | PE_WSK_SWS | wind_ons | 0 | 0 | 9 | 160953 | 0 | 0.09 | 0 | 0 | 0 | 0 | 0 | 0 | 0.09 | 0.09 | 0.09 | 0.09 | 0.09 | 0.09 | 0.09 | 0.09 | 0.09 | 0.09 | 0.09 | 0.09 | 0.09 | 0.09 | 0.09 | 0.09 | 0.09 | 0.09 | 0.09 | 0.09 | 0.09 | 0.09 | 0.09 | 0.09 | 0.09 | 0.09 | 0.09 | 0.09 | 0.09 | 0.09 | 0.09 | 0.09 | 0.09 | 0.09 | 0.09 | 0.09 | 0.09 | 0.09 | 0.09 | 0.09 | 0.09 | 0.09 | 0.09 | 0.09 | 0.09 | 0.09 | 0.09 | 0.09
1232 | 956 | PE | 46.6827 | -64.3832 | PE_WCP_GSS | wind_ons | 0 | 0 | 99 | 160953 | 0 | 0.99 | 0 | 0 | 0 | 0 | 0 | 0 | 0.99 | 0.99 | 0.99 | 0.99 | 0.99 | 0.99 | 0.99 | 0.99 | 0.99 | 0.99 | 0.99 | 0.99 | 0.99 | 0.99 | 0.99 | 0.99 | 0.99 | 0.99 | 0.99 | 0.99 | 0.99 | 0.99 | 0.99 | 0.99 | 0.99 | 0.99 | 0.99 | 0.99 | 0.99 | 0.99 | 0.99 | 0.99 | 0.99 | 0.99 | 0.99 | 0.99 | 0.99 | 0.99 | 0.99 | 0.99 | 0.99 | 0.99 | 0.99 | 0.99 | 0.99 | 0.99 | 0.99 | 0.99
1233 | 958 | PE | 47.0329 | -64.0168 | PE_WSK_SWS | wind_ons | 0 | 0 | 10 | 160953 | 0 | 0.1 | 0 | 0 | 0 | 0 | 0 | 0 | 0.1 | 0.1 | 0.1 | 0.1 | 0.1 | 0.1 | 0.1 | 0.1 | 0.1 | 0.1 | 0.1 | 0.1 | 0.1 | 0.1 | 0.1 | 0.1 | 0.1 | 0.1 | 0.1 | 0.1 | 0.1 | 0.1 | 0.1 | 0.1 | 0.1 | 0.1 | 0.1 | 0.1 | 0.1 | 0.1 | 0.1 | 0.1 | 0.1 | 0.1 | 0.1 | 0.1 | 0.1 | 0.1 | 0.1 | 0.1 | 0.1 | 0.1 | 0.1 | 0.1 | 0.1 | 0.1 | 0.1 | 0.1
1234 | 1143 | QC | 45.4052 | -71.8932 | QC_SHR_TSS | hydro_run | 0 | 0 | 2.1 | 66563 | 1 | 0.021 | 1 | 1 | 1 | 1 | 1 | 1 | 0 | 0 | 0 | 0 | 0 | 0 | 0 | 0 | 0 | 0 | 0 | 0 | 0 | 0 | 0 | 0 | 0 | 0 | 0 | 0 | 0 | 0 | 0 | 0 | 0 | 0 | 0 | 0 | 0 | 0 | 0 | 0 | 0 | 0 | 0 | 0 | 0 | 0 | 0 | 0 | 0 | 0 | 0 | 0 | 0 | 0 | 0 | 0
1235 | 1138 | QC | 48.6581 | -71.1708 | QC_SAG_TSS | hydro_daily | 0 | 0 | 7 | 115196 | 5 | 0.07 | 5 | 5 | 5 | 5 | 5 | 5 | 0 | 0 | 0 | 0 | 0 | 0 | 0 | 0 | 0 | 0 | 0 | 0 | 0 | 0 | 0 | 0 | 0 | 0 | 0 | 0 | 0 | 0 | 0 | 0 | 0 | 0 | 0 | 0 | 0 | 0 | 0 | 0 | 0 | 0 | 0 | 0 | 0 | 0 | 0 | 0 | 0 | 0 | 0 | 0 | 0 | 0 | 0 | 0
1236 | 1028 | QC | 49.0794 | -64.6274 | QC_GRM_GSS | wind_ons | 0 | 0 | 100.5 | 160953 | 0 | 1.005 | 0 | 0 | 0 | 0 | 0 | 0 | 1.005 | 1.005 | 1.005 | 1.005 | 1.005 | 1.005 | 1.005 | 1.005 | 1.005 | 1.005 | 1.005 | 1.005 | 1.005 | 1.005 | 1.005 | 1.005 | 1.005 | 1.005 | 1.005 | 1.005 | 1.005 | 1.005 | 1.005 | 1.005 | 1.005 | 1.005 | 1.005 | 1.005 | 1.005 | 1.005 | 1.005 | 1.005 | 1.005 | 1.005 | 1.005 | 1.005 | 1.005 | 1.005 | 1.005 | 1.005 | 1.005 | 1.005 | 1.005 | 1.005 | 1.005 | 1.005 | 1.005 | 1.005
1237 | 971 | QC | 49.7815 | -67.2875 | QC_ARN_TSS | wind_ons | 0 | 0 | 200 | 160953 | 0 | 2 | 0 | 0 | 0 | 0 | 0 | 0 | 2 | 2 | 2 | 2 | 2 | 2 | 2 | 2 | 2 | 2 | 2 | 2 | 2 | 2 | 2 | 2 | 2 | 2 | 2 | 2 | 2 | 2 | 2 | 2 | 2 | 2 | 2 | 2 | 2 | 2 | 2 | 2 | 2 | 2 | 2 | 2 | 2 | 2 | 2 | 2 | 2 | 2 | 2 | 2 | 2 | 2 | 2 | 2
1238 | 1000 | QC | 45.6367 | -74.36 | QC_CHN_TSS | hydro_run | 0 | 0 | 3.4 | 66563 | 1 | 0.034 | 1 | 1 | 1 | 1 | 1 | 1 | 0 | 0 | 0 | 0 | 0 | 0 | 0 | 0 | 0 | 0 | 0 | 0 | 0 | 0 | 0 | 0 | 0 | 0 | 0 | 0 | 0 | 0 | 0 | 0 | 0 | 0 | 0 | 0 | 0 | 0 | 0 | 0 | 0 | 0 | 0 | 0 | 0 | 0 | 0 | 0 | 0 | 0 | 0 | 0 | 0 | 0 | 0 | 0
1239 | 1000 | QC | 45.6437 | -74.3539 | QC_CHN_TSS | hydro_run | 0 | 0 | 1 | 66563 | 1 | 0.01 | 1 | 1 | 1 | 1 | 1 | 1 | 0 | 0 | 0 | 0 | 0 | 0 | 0 | 0 | 0 | 0 | 0 | 0 | 0 | 0 | 0 | 0 | 0 | 0 | 0 | 0 | 0 | 0 | 0 | 0 | 0 | 0 | 0 | 0 | 0 | 0 | 0 | 0 | 0 | 0 | 0 | 0 | 0 | 0 | 0 | 0 | 0 | 0 | 0 | 0 | 0 | 0 | 0 | 0
1240 | 1051 | QC | 48.7065 | -67.8841 | QC_LBS_TSS | wind_ons | 0 | 0 | 109.5 | 160953 | 0 | 1.095 | 0 | 0 | 0 | 0 | 0 | 0 | 1.095 | 1.095 | 1.095 | 1.095 | 1.095 | 1.095 | 1.095 | 1.095 | 1.095 | 1.095 | 1.095 | 1.095 | 1.095 | 1.095 | 1.095 | 1.095 | 1.095 | 1.095 | 1.095 | 1.095 | 1.095 | 1.095 | 1.095 | 1.095 | 1.095 | 1.095 | 1.095 | 1.095 | 1.095 | 1.095 | 1.095 | 1.095 | 1.095 | 1.095 | 1.095 | 1.095 | 1.095 | 1.095 | 1.095 | 1.095 | 1.095 | 1.095 | 1.095 | 1.095 | 1.095 | 1.095 | 1.095 | 1.095
1242 | 979 | QC | 45.3141 | -73.9088 | QC_BEO_TSS | hydro_run | 0 | 0 | 1900 | 66563 | 1 | 19 | 1 | 1 | 1 | 1 | 1 | 1 | 0 | 0 | 0 | 0 | 0 | 0 | 0 | 0 | 0 | 0 | 0 | 0 | 0 | 0 | 0 | 0 | 0 | 0 | 0 | 0 | 0 | 0 | 0 | 0 | 0 | 0 | 0 | 0 | 0 | 0 | 0 | 0 | 0 | 0 | 0 | 0 | 0 | 0 | 0 | 0 | 0 | 0 | 0 | 0 | 0 | 0 | 0 | 0
1243 | 1138 | QC | 48.4401 | -71.2469 | QC_SAG_TSS | hydro_run | 0 | 0 | 18 | 66563 | 1 | 0.18 | 1 | 1 | 1 | 1 | 1 | 1 | 0 | 0 | 0 | 0 | 0 | 0 | 0 | 0 | 0 | 0 | 0 | 0 | 0 | 0 | 0 | 0 | 0 | 0 | 0 | 0 | 0 | 0 | 0 | 0 | 0 | 0 | 0 | 0 | 0 | 0 | 0 | 0 | 0 | 0 | 0 | 0 | 0 | 0 | 0 | 0 | 0 | 0 | 0 | 0 | 0 | 0 | 0 | 0
1244 | 1164 | QC | 45.479 | -75.6552 | QC_VGN_TSS | biomass | 0 | 13.5 | 16.5 | 183950 | 7.07 | 0.165 | 7.07 | 7.07 | 7.07 | 7.07 | 7.07 | 7.07 | 0 | 0 | 0 | 0 | 0 | 0 | 0 | 0 | 0 | 0 | 0 | 0 | 0 | 0 | 0 | 0 | 0 | 0 | 0 | 0 | 0 | 0 | 0 | 0 | 0 | 0 | 0 | 0 | 0 | 0 | 0 | 0 | 0 | 0 | 0 | 0 | 0 | 0 | 0 | 0 | 0 | 0 | 0 | 0 | 0 | 0 | 0 | 0
1245 | 1209 | QC | 45.1422 | -71.809 | XX_QCUS1_INT | hydro_run | 0 | 0 | 1.6 | 66563 | 1 | 0.016 | 1 | 1 | 1 | 1 | 1 | 1 | 0 | 0 | 0 | 0 | 0 | 0 | 0 | 0 | 0 | 0 | 0 | 0 | 0 | 0 | 0 | 0 | 0 | 0 | 0 | 0 | 0 | 0 | 0 | 0 | 0 | 0 | 0 | 0 | 0 | 0 | 0 | 0 | 0 | 0 | 0 | 0 | 0 | 0 | 0 | 0 | 0 | 0 | 0 | 0 | 0 | 0 | 0 | 0
1246 | 728 | QC | 47.5739 | -78.5576 | ON_LWN_JCT | hydro_run | 0 | 0 | 3.3 | 66563 | 1 | 0.033 | 1 | 1 | 1 | 1 | 1 | 1 | 0 | 0 | 0 | 0 | 0 | 0 | 0 | 0 | 0 | 0 | 0 | 0 | 0 | 0 | 0 | 0 | 0 | 0 | 0 | 0 | 0 | 0 | 0 | 0 | 0 | 0 | 0 | 0 | 0 | 0 | 0 | 0 | 0 | 0 | 0 | 0 | 0 | 0 | 0 | 0 | 0 | 0 | 0 | 0 | 0 | 0 | 0 | 0
1247 | 982 | QC | 47.5563 | -72.8359 | QC_BMT_GSS | hydro_daily | 0 | 0 | 270 | 115196 | 5 | 2.7 | 5 | 5 | 5 | 5 | 5 | 5 | 0 | 0 | 0 | 0 | 0 | 0 | 0 | 0 | 0 | 0 | 0 | 0 | 0 | 0 | 0 | 0 | 0 | 0 | 0 | 0 | 0 | 0 | 0 | 0 | 0 | 0 | 0 | 0 | 0 | 0 | 0 | 0 | 0 | 0 | 0 | 0 | 0 | 0 | 0 | 0 | 0 | 0 | 0 | 0 | 0 | 0 | 0 | 0
1248 | 1005 | QC | 45.5592 | -73.6173 | QC_CLD_DSS | biogas | 0 | 8.513 | 4.8 | 31512 | 9.72 | 0.048 | 9.72 | 9.72 | 9.72 | 9.72 | 9.72 | 9.72 | 0 | 0 | 0 | 0 | 0 | 0 | 0 | 0 | 0 | 0 | 0 | 0 | 0 | 0 | 0 | 0 | 0 | 0 | 0 | 0 | 0 | 0 | 0 | 0 | 0 | 0 | 0 | 0 | 0 | 0 | 0 | 0 | 0 | 0 | 0 | 0 | 0 | 0 | 0 | 0 | 0 | 0 | 0 | 0 | 0 | 0 | 0 | 0
1249 | 1070 | QC | 46.7489 | -71.7104 | QC_LNF_DSS | hydro_run | 0 | 0 | 5 | 66563 | 1 | 0.05 | 1 | 1 | 1 | 1 | 1 | 1 | 0 | 0 | 0 | 0 | 0 | 0 | 0 | 0 | 0 | 0 | 0 | 0 | 0 | 0 | 0 | 0 | 0 | 0 | 0 | 0 | 0 | 0 | 0 | 0 | 0 | 0 | 0 | 0 | 0 | 0 | 0 | 0 | 0 | 0 | 0 | 0 | 0 | 0 | 0 | 0 | 0 | 0 | 0 | 0 | 0 | 0 | 0 | 0
1250 | 965 | QC | 48.4417 | -71.7389 | QC_ALM_DSS | hydro_run | 0 | 0 | 1 | 66563 | 1 | 0.01 | 1 | 1 | 1 | 1 | 1 | 1 | 0 | 0 | 0 | 0 | 0 | 0 | 0 | 0 | 0 | 0 | 0 | 0 | 0 | 0 | 0 | 0 | 0 | 0 | 0 | 0 | 0 | 0 | 0 | 0 | 0 | 0 | 0 | 0 | 0 | 0 | 0 | 0 | 0 | 0 | 0 | 0 | 0 | 0 | 0 | 0 | 0 | 0 | 0 | 0 | 0 | 0 | 0 | 0
1251 | 727 | QC | 47.2847 | -79.3356 | ON_LWN_GSS | biomass | 0 | 13.5 | 7 | 183950 | 7.07 | 0.07 | 7.07 | 7.07 | 7.07 | 7.07 | 7.07 | 7.07 | 0 | 0 | 0 | 0 | 0 | 0 | 0 | 0 | 0 | 0 | 0 | 0 | 0 | 0 | 0 | 0 | 0 | 0 | 0 | 0 | 0 | 0 | 0 | 0 | 0 | 0 | 0 | 0 | 0 | 0 | 0 | 0 | 0 | 0 | 0 | 0 | 0 | 0 | 0 | 0 | 0 | 0 | 0 | 0 | 0 | 0 | 0 | 0
1252 | 965 | QC | 48.475 | -71.7305 | QC_ALM_DSS | wind_ons | 0 | 0 | 23.5 | 160953 | 0 | 0.235 | 0 | 0 | 0 | 0 | 0 | 0 | 0.235 | 0.235 | 0.235 | 0.235 | 0.235 | 0.235 | 0.235 | 0.235 | 0.235 | 0.235 | 0.235 | 0.235 | 0.235 | 0.235 | 0.235 | 0.235 | 0.235 | 0.235 | 0.235 | 0.235 | 0.235 | 0.235 | 0.235 | 0.235 | 0.235 | 0.235 | 0.235 | 0.235 | 0.235 | 0.235 | 0.235 | 0.235 | 0.235 | 0.235 | 0.235 | 0.235 | 0.235 | 0.235 | 0.235 | 0.235 | 0.235 | 0.235 | 0.235 | 0.235 | 0.235 | 0.235 | 0.235 | 0.235
1253 | 542 | QC | 45.6611 | -76.6318 | ON_CHX_TSS | hydro_run | 0 | 0 | 61 | 66563 | 1 | 0.61 | 1 | 1 | 1 | 1 | 1 | 1 | 0 | 0 | 0 | 0 | 0 | 0 | 0 | 0 | 0 | 0 | 0 | 0 | 0 | 0 | 0 | 0 | 0 | 0 | 0 | 0 | 0 | 0 | 0 | 0 | 0 | 0 | 0 | 0 | 0 | 0 | 0 | 0 | 0 | 0 | 0 | 0 | 0 | 0 | 0 | 0 | 0 | 0 | 0 | 0 | 0 | 0 | 0 | 0
1254 | 988 | QC | 49.2958 | -69.5508 | QC_BS1_GSS | hydro_monthly | 0 | 0 | 1178 | 18305 | 2 | 11.78 | 2 | 2 | 2 | 2 | 2 | 2 | 0 | 0 | 0 | 0 | 0 | 0 | 0 | 0 | 0 | 0 | 0 | 0 | 0 | 0 | 0 | 0 | 0 | 0 | 0 | 0 | 0 | 0 | 0 | 0 | 0 | 0 | 0 | 0 | 0 | 0 | 0 | 0 | 0 | 0 | 0 | 0 | 0 | 0 | 0 | 0 | 0 | 0 | 0 | 0 | 0 | 0 | 0 | 0
1255 | 989 | QC | 49.1747 | -69.2245 | QC_BS2_GSS | hydro_daily | 0 | 0 | 845 | 115196 | 5 | 8.45 | 5 | 5 | 5 | 5 | 5 | 5 | 0 | 0 | 0 | 0 | 0 | 0 | 0 | 0 | 0 | 0 | 0 | 0 | 0 | 0 | 0 | 0 | 0 | 0 | 0 | 0 | 0 | 0 | 0 | 0 | 0 | 0 | 0 | 0 | 0 | 0 | 0 | 0 | 0 | 0 | 0 | 0 | 0 | 0 | 0 | 0 | 0 | 0 | 0 | 0 | 0 | 0 | 0 | 0
1256 | 992 | QC | 54.4492 | -70.5127 | QC_BSY_GSS | hydro_monthly | 0 | 0 | 469 | 18305 | 2 | 4.69 | 2 | 2 | 2 | 2 | 2 | 2 | 0 | 0 | 0 | 0 | 0 | 0 | 0 | 0 | 0 | 0 | 0 | 0 | 0 | 0 | 0 | 0 | 0 | 0 | 0 | 0 | 0 | 0 | 0 | 0 | 0 | 0 | 0 | 0 | 0 | 0 | 0 | 0 | 0 | 0 | 0 | 0 | 0 | 0 | 0 | 0 | 0 | 0 | 0 | 0 | 0 | 0 | 0 | 0
1257 | 1114 | QC | 45.5895 | -75.4223 | QC_OUT_TSS | hydro_run | 0 | 0 | 20 | 66563 | 1 | 0.2 | 1 | 1 | 1 | 1 | 1 | 1 | 0 | 0 | 0 | 0 | 0 | 0 | 0 | 0 | 0 | 0 | 0 | 0 | 0 | 0 | 0 | 0 | 0 | 0 | 0 | 0 | 0 | 0 | 0 | 0 | 0 | 0 | 0 | 0 | 0 | 0 | 0 | 0 | 0 | 0 | 0 | 0 | 0 | 0 | 0 | 0 | 0 | 0 | 0 | 0 | 0 | 0 | 0 | 0
1258 | 1138 | QC | 48.4506 | -71.2536 | QC_SAG_TSS | hydro_daily | 0 | 0 | 222 | 115196 | 5 | 2.22 | 5 | 5 | 5 | 5 | 5 | 5 | 0 | 0 | 0 | 0 | 0 | 0 | 0 | 0 | 0 | 0 | 0 | 0 | 0 | 0 | 0 | 0 | 0 | 0 | 0 | 0 | 0 | 0 | 0 | 0 | 0 | 0 | 0 | 0 | 0 | 0 | 0 | 0 | 0 | 0 | 0 | 0 | 0 | 0 | 0 | 0 | 0 | 0 | 0 | 0 | 0 | 0 | 0 | 0
1259 | 1138 | QC | 48.6511 | -71.2033 | QC_SAG_TSS | hydro_run | 0 | 0 | 14.4 | 66563 | 1 | 0.144 | 1 | 1 | 1 | 1 | 1 | 1 | 0 | 0 | 0 | 0 | 0 | 0 | 0 | 0 | 0 | 0 | 0 | 0 | 0 | 0 | 0 | 0 | 0 | 0 | 0 | 0 | 0 | 0 | 0 | 0 | 0 | 0 | 0 | 0 | 0 | 0 | 0 | 0 | 0 | 0 | 0 | 0 | 0 | 0 | 0 | 0 | 0 | 0 | 0 | 0 | 0 | 0 | 0 | 0
1260 | 993 | QC | 47.8929 | -73.7183 | QC_CAL_GSS | hydro_run | 0 | 0 | 62 | 66563 | 1 | 0.62 | 1 | 1 | 1 | 1 | 1 | 1 | 0 | 0 | 0 | 0 | 0 | 0 | 0 | 0 | 0 | 0 | 0 | 0 | 0 | 0 | 0 | 0 | 0 | 0 | 0 | 0 | 0 | 0 | 0 | 0 | 0 | 0 | 0 | 0 | 0 | 0 | 0 | 0 | 0 | 0 | 0 | 0 | 0 | 0 | 0 | 0 | 0 | 0 | 0 | 0 | 0 | 0 | 0 | 0
1261 | 1000 | QC | 45.5687 | -74.383 | QC_CHN_TSS | hydro_run | 0 | 0 | 753 | 66563 | 1 | 7.53 | 1 | 1 | 1 | 1 | 1 | 1 | 0 | 0 | 0 | 0 | 0 | 0 | 0 | 0 | 0 | 0 | 0 | 0 | 0 | 0 | 0 | 0 | 0 | 0 | 0 | 0 | 0 | 0 | 0 | 0 | 0 | 0 | 0 | 0 | 0 | 0 | 0 | 0 | 0 | 0 | 0 | 0 | 0 | 0 | 0 | 0 | 0 | 0 | 0 | 0 | 0 | 0 | 0 | 0
1262 | 1014 | QC | 48.7536 | -71.8395 | QC_DLS_ISS | hydro_daily | 0 | 0 | 245 | 115196 | 5 | 2.45 | 5 | 5 | 5 | 5 | 5 | 5 | 0 | 0 | 0 | 0 | 0 | 0 | 0 | 0 | 0 | 0 | 0 | 0 | 0 | 0 | 0 | 0 | 0 | 0 | 0 | 0 | 0 | 0 | 0 | 0 | 0 | 0 | 0 | 0 | 0 | 0 | 0 | 0 | 0 | 0 | 0 | 0 | 0 | 0 | 0 | 0 | 0 | 0 | 0 | 0 | 0 | 0 | 0 | 0
1263 | 1014 | QC | 48.8425 | -72.0661 | QC_DLS_ISS | hydro_run | 0 | 0 | 1.2 | 66563 | 1 | 0.012 | 1 | 1 | 1 | 1 | 1 | 1 | 0 | 0 | 0 | 0 | 0 | 0 | 0 | 0 | 0 | 0 | 0 | 0 | 0 | 0 | 0 | 0 | 0 | 0 | 0 | 0 | 0 | 0 | 0 | 0 | 0 | 0 | 0 | 0 | 0 | 0 | 0 | 0 | 0 | 0 | 0 | 0 | 0 | 0 | 0 | 0 | 0 | 0 | 0 | 0 | 0 | 0 | 0 | 0
1264 | 675 | QC | 45.774 | -74.6844 | ON_IVO_ISS | hydro_run | 0 | 0 | 10 | 66563 | 1 | 0.1 | 1 | 1 | 1 | 1 | 1 | 1 | 0 | 0 | 0 | 0 | 0 | 0 | 0 | 0 | 0 | 0 | 0 | 0 | 0 | 0 | 0 | 0 | 0 | 0 | 0 | 0 | 0 | 0 | 0 | 0 | 0 | 0 | 0 | 0 | 0 | 0 | 0 | 0 | 0 | 0 | 0 | 0 | 0 | 0 | 0 | 0 | 0 | 0 | 0 | 0 | 0 | 0 | 0 | 0
1265 | 1209 | QC | 45.1464 | -72.0183 | XX_QCUS1_INT | hydro_run | 0 | 0 | 1.6 | 66563 | 1 | 0.016 | 1 | 1 | 1 | 1 | 1 | 1 | 0 | 0 | 0 | 0 | 0 | 0 | 0 | 0 | 0 | 0 | 0 | 0 | 0 | 0 | 0 | 0 | 0 | 0 | 0 | 0 | 0 | 0 | 0 | 0 | 0 | 0 | 0 | 0 | 0 | 0 | 0 | 0 | 0 | 0 | 0 | 0 | 0 | 0 | 0 | 0 | 0 | 0 | 0 | 0 | 0 | 0 | 0 | 0
1266 | 1138 | QC | 48.4261 | -71.0763 | QC_SAG_TSS | hydro_daily | 0 | 0 | 8 | 115196 | 5 | 0.08 | 5 | 5 | 5 | 5 | 5 | 5 | 0 | 0 | 0 | 0 | 0 | 0 | 0 | 0 | 0 | 0 | 0 | 0 | 0 | 0 | 0 | 0 | 0 | 0 | 0 | 0 | 0 | 0 | 0 | 0 | 0 | 0 | 0 | 0 | 0 | 0 | 0 | 0 | 0 | 0 | 0 | 0 | 0 | 0 | 0 | 0 | 0 | 0 | 0 | 0 | 0 | 0 | 0 | 0
1267 | 1052 | QC | 47.3006 | -70.881 | QC_LDS_TSS | wind_ons | 0 | 0 | 23.5 | 160953 | 0 | 0.235 | 0 | 0 | 0 | 0 | 0 | 0 | 0.235 | 0.235 | 0.235 | 0.235 | 0.235 | 0.235 | 0.235 | 0.235 | 0.235 | 0.235 | 0.235 | 0.235 | 0.235 | 0.235 | 0.235 | 0.235 | 0.235 | 0.235 | 0.235 | 0.235 | 0.235 | 0.235 | 0.235 | 0.235 | 0.235 | 0.235 | 0.235 | 0.235 | 0.235 | 0.235 | 0.235 | 0.235 | 0.235 | 0.235 | 0.235 | 0.235 | 0.235 | 0.235 | 0.235 | 0.235 | 0.235 | 0.235 | 0.235 | 0.235 | 0.235 | 0.235 | 0.235 | 0.235
1268 | 1124 | QC | 45.774 | -74.6854 | QC_QUY_TSS | hydro_run | 0 | 0 | 92 | 66563 | 1 | 0.92 | 1 | 1 | 1 | 1 | 1 | 1 | 0 | 0 | 0 | 0 | 0 | 0 | 0 | 0 | 0 | 0 | 0 | 0 | 0 | 0 | 0 | 0 | 0 | 0 | 0 | 0 | 0 | 0 | 0 | 0 | 0 | 0 | 0 | 0 | 0 | 0 | 0 | 0 | 0 | 0 | 0 | 0 | 0 | 0 | 0 | 0 | 0 | 0 | 0 | 0 | 0 | 0 | 0 | 0
1269 | 1014 | QC | 48.7807 | -71.6974 | QC_DLS_ISS | hydro_daily | 0 | 0 | 224 | 115196 | 5 | 2.24 | 5 | 5 | 5 | 5 | 5 | 5 | 0 | 0 | 0 | 0 | 0 | 0 | 0 | 0 | 0 | 0 | 0 | 0 | 0 | 0 | 0 | 0 | 0 | 0 | 0 | 0 | 0 | 0 | 0 | 0 | 0 | 0 | 0 | 0 | 0 | 0 | 0 | 0 | 0 | 0 | 0 | 0 | 0 | 0 | 0 | 0 | 0 | 0 | 0 | 0 | 0 | 0 | 0 | 0
1270 | 994 | QC | 49.8411 | -71.1702 | QC_CDP_DSS | hydro_daily | 0 | 0 | 833 | 115196 | 5 | 8.33 | 5 | 5 | 5 | 5 | 5 | 5 | 0 | 0 | 0 | 0 | 0 | 0 | 0 | 0 | 0 | 0 | 0 | 0 | 0 | 0 | 0 | 0 | 0 | 0 | 0 | 0 | 0 | 0 | 0 | 0 | 0 | 0 | 0 | 0 | 0 | 0 | 0 | 0 | 0 | 0 | 0 | 0 | 0 | 0 | 0 | 0 | 0 | 0 | 0 | 0 | 0 | 0 | 0 | 0
1271 | 971 | QC | 50.3135 | -64.9097 | QC_ARN_TSS | hydro_run | 0 | 0 | 25 | 66563 | 1 | 0.25 | 1 | 1 | 1 | 1 | 1 | 1 | 0 | 0 | 0 | 0 | 0 | 0 | 0 | 0 | 0 | 0 | 0 | 0 | 0 | 0 | 0 | 0 | 0 | 0 | 0 | 0 | 0 | 0 | 0 | 0 | 0 | 0 | 0 | 0 | 0 | 0 | 0 | 0 | 0 | 0 | 0 | 0 | 0 | 0 | 0 | 0 | 0 | 0 | 0 | 0 | 0 | 0 | 0 | 0
1272 | 1138 | QC | 48.3862 | -71.1291 | QC_SAG_TSS | hydro_run | 0 | 0 | 5.9 | 66563 | 1 | 0.059 | 1 | 1 | 1 | 1 | 1 | 1 | 0 | 0 | 0 | 0 | 0 | 0 | 0 | 0 | 0 | 0 | 0 | 0 | 0 | 0 | 0 | 0 | 0 | 0 | 0 | 0 | 0 | 0 | 0 | 0 | 0 | 0 | 0 | 0 | 0 | 0 | 0 | 0 | 0 | 0 | 0 | 0 | 0 | 0 | 0 | 0 | 0 | 0 | 0 | 0 | 0 | 0 | 0 | 0
1273 | 963 | QC | 46.7911 | -72.0119 | QC_AGB_DSS | hydro_run | 0 | 0 | 9.7 | 66563 | 1 | 0.097 | 1 | 1 | 1 | 1 | 1 | 1 | 0 | 0 | 0 | 0 | 0 | 0 | 0 | 0 | 0 | 0 | 0 | 0 | 0 | 0 | 0 | 0 | 0 | 0 | 0 | 0 | 0 | 0 | 0 | 0 | 0 | 0 | 0 | 0 | 0 | 0 | 0 | 0 | 0 | 0 | 0 | 0 | 0 | 0 | 0 | 0 | 0 | 0 | 0 | 0 | 0 | 0 | 0 | 0
1274 | 1032 | QC | 45.8632 | -72.4502 | QC_HER_TSS | hydro_run | 0 | 0 | 29 | 66563 | 1 | 0.29 | 1 | 1 | 1 | 1 | 1 | 1 | 0 | 0 | 0 | 0 | 0 | 0 | 0 | 0 | 0 | 0 | 0 | 0 | 0 | 0 | 0 | 0 | 0 | 0 | 0 | 0 | 0 | 0 | 0 | 0 | 0 | 0 | 0 | 0 | 0 | 0 | 0 | 0 | 0 | 0 | 0 | 0 | 0 | 0 | 0 | 0 | 0 | 0 | 0 | 0 | 0 | 0 | 0 | 0
1275 | 1164 | QC | 45.5125 | -75.7775 | QC_VGN_TSS | hydro_run | 0 | 0 | 152 | 66563 | 1 | 1.52 | 1 | 1 | 1 | 1 | 1 | 1 | 0 | 0 | 0 | 0 | 0 | 0 | 0 | 0 | 0 | 0 | 0 | 0 | 0 | 0 | 0 | 0 | 0 | 0 | 0 | 0 | 0 | 0 | 0 | 0 | 0 | 0 | 0 | 0 | 0 | 0 | 0 | 0 | 0 | 0 | 0 | 0 | 0 | 0 | 0 | 0 | 0 | 0 | 0 | 0 | 0 | 0 | 0 | 0
1276 | 1048 | QC | 46.4248 | -72.969 | QC_LAG_GSS | hydro_run | 0 | 0 | 7.7 | 66563 | 1 | 0.077 | 1 | 1 | 1 | 1 | 1 | 1 | 0 | 0 | 0 | 0 | 0 | 0 | 0 | 0 | 0 | 0 | 0 | 0 | 0 | 0 | 0 | 0 | 0 | 0 | 0 | 0 | 0 | 0 | 0 | 0 | 0 | 0 | 0 | 0 | 0 | 0 | 0 | 0 | 0 | 0 | 0 | 0 | 0 | 0 | 0 | 0 | 0 | 0 | 0 | 0 | 0 | 0 | 0 | 0
1277 | 996 | QC | 49.7711 | -74.8568 | QC_CHB_TSS | biomass | 0 | 13.5 | 31 | 183950 | 7.07 | 0.31 | 7.07 | 7.07 | 7.07 | 7.07 | 7.07 | 7.07 | 0 | 0 | 0 | 0 | 0 | 0 | 0 | 0 | 0 | 0 | 0 | 0 | 0 | 0 | 0 | 0 | 0 | 0 | 0 | 0 | 0 | 0 | 0 | 0 | 0 | 0 | 0 | 0 | 0 | 0 | 0 | 0 | 0 | 0 | 0 | 0 | 0 | 0 | 0 | 0 | 0 | 0 | 0 | 0 | 0 | 0 | 0 | 0
1278 | 1003 | QC | 46.7152 | -71.2849 | QC_CHU_DSS | hydro_run | 0 | 0 | 23 | 66563 | 1 | 0.23 | 1 | 1 | 1 | 1 | 1 | 1 | 0 | 0 | 0 | 0 | 0 | 0 | 0 | 0 | 0 | 0 | 0 | 0 | 0 | 0 | 0 | 0 | 0 | 0 | 0 | 0 | 0 | 0 | 0 | 0 | 0 | 0 | 0 | 0 | 0 | 0 | 0 | 0 | 0 | 0 | 0 | 0 | 0 | 0 | 0 | 0 | 0 | 0 | 0 | 0 | 0 | 0 | 0 | 0
1279 | 1006 | QC | 48.1686 | -66.114 | QC_CLT_GSS | wind_ons | 0 | 0 | 109.5 | 160953 | 0 | 1.095 | 0 | 0 | 0 | 0 | 0 | 0 | 1.095 | 1.095 | 1.095 | 1.095 | 1.095 | 1.095 | 1.095 | 1.095 | 1.095 | 1.095 | 1.095 | 1.095 | 1.095 | 1.095 | 1.095 | 1.095 | 1.095 | 1.095 | 1.095 | 1.095 | 1.095 | 1.095 | 1.095 | 1.095 | 1.095 | 1.095 | 1.095 | 1.095 | 1.095 | 1.095 | 1.095 | 1.095 | 1.095 | 1.095 | 1.095 | 1.095 | 1.095 | 1.095 | 1.095 | 1.095 | 1.095 | 1.095 | 1.095 | 1.095 | 1.095 | 1.095 | 1.095 | 1.095
1282 | 991 | QC | 48.7251 | -69.0916 | QC_BSQ_DSS | hydro_run | 0 | 0 | 5.5 | 66563 | 1 | 0.055 | 1 | 1 | 1 | 1 | 1 | 1 | 0 | 0 | 0 | 0 | 0 | 0 | 0 | 0 | 0 | 0 | 0 | 0 | 0 | 0 | 0 | 0 | 0 | 0 | 0 | 0 | 0 | 0 | 0 | 0 | 0 | 0 | 0 | 0 | 0 | 0 | 0 | 0 | 0 | 0 | 0 | 0 | 0 | 0 | 0 | 0 | 0 | 0 | 0 | 0 | 0 | 0 | 0 | 0
1283 | 970 | QC | 45.4066 | -73.5691 | QC_AQD_TSS | hydro_run | 0 | 0 | 11.7 | 66563 | 1 | 0.117 | 1 | 1 | 1 | 1 | 1 | 1 | 0 | 0 | 0 | 0 | 0 | 0 | 0 | 0 | 0 | 0 | 0 | 0 | 0 | 0 | 0 | 0 | 0 | 0 | 0 | 0 | 0 | 0 | 0 | 0 | 0 | 0 | 0 | 0 | 0 | 0 | 0 | 0 | 0 | 0 | 0 | 0 | 0 | 0 | 0 | 0 | 0 | 0 | 0 | 0 | 0 | 0 | 0 | 0
1284 | 991 | QC | 48.7249 | -69.1576 | QC_BSQ_DSS | hydro_run | 0 | 0 | 13.2 | 66563 | 1 | 0.132 | 1 | 1 | 1 | 1 | 1 | 1 | 0 | 0 | 0 | 0 | 0 | 0 | 0 | 0 | 0 | 0 | 0 | 0 | 0 | 0 | 0 | 0 | 0 | 0 | 0 | 0 | 0 | 0 | 0 | 0 | 0 | 0 | 0 | 0 | 0 | 0 | 0 | 0 | 0 | 0 | 0 | 0 | 0 | 0 | 0 | 0 | 0 | 0 | 0 | 0 | 0 | 0 | 0 | 0
1285 | 1114 | QC | 45.5844 | -75.4178 | QC_OUT_TSS | hydro_run | 0 | 0 | 40.6 | 66563 | 1 | 0.406 | 1 | 1 | 1 | 1 | 1 | 1 | 0 | 0 | 0 | 0 | 0 | 0 | 0 | 0 | 0 | 0 | 0 | 0 | 0 | 0 | 0 | 0 | 0 | 0 | 0 | 0 | 0 | 0 | 0 | 0 | 0 | 0 | 0 | 0 | 0 | 0 | 0 | 0 | 0 | 0 | 0 | 0 | 0 | 0 | 0 | 0 | 0 | 0 | 0 | 0 | 0 | 0 | 0 | 0
1286 | 999 | QC | 48.8794 | -72.2176 | QC_CHM_SWS | biomass | 0 | 13.5 | 28.8 | 183950 | 7.07 | 0.288 | 7.07 | 7.07 | 7.07 | 7.07 | 7.07 | 7.07 | 0 | 0 | 0 | 0 | 0 | 0 | 0 | 0 | 0 | 0 | 0 | 0 | 0 | 0 | 0 | 0 | 0 | 0 | 0 | 0 | 0 | 0 | 0 | 0 | 0 | 0 | 0 | 0 | 0 | 0 | 0 | 0 | 0 | 0 | 0 | 0 | 0 | 0 | 0 | 0 | 0 | 0 | 0 | 0 | 0 | 0 | 0 | 0
1287 | 1158 | QC | 46.1464 | -71.3305 | QC_THT_DSS | wind_ons | 0 | 0 | 135.7 | 160953 | 0 | 1.357 | 0 | 0 | 0 | 0 | 0 | 0 | 1.357 | 1.357 | 1.357 | 1.357 | 1.357 | 1.357 | 1.357 | 1.357 | 1.357 | 1.357 | 1.357 | 1.357 | 1.357 | 1.357 | 1.357 | 1.357 | 1.357 | 1.357 | 1.357 | 1.357 | 1.357 | 1.357 | 1.357 | 1.357 | 1.357 | 1.357 | 1.357 | 1.357 | 1.357 | 1.357 | 1.357 | 1.357 | 1.357 | 1.357 | 1.357 | 1.357 | 1.357 | 1.357 | 1.357 | 1.357 | 1.357 | 1.357 | 1.357 | 1.357 | 1.357 | 1.357 | 1.357 | 1.357
1288 | 1070 | QC | 46.6784 | -71.7455 | QC_LNF_DSS | hydro_run | 0 | 0 | 4.2 | 66563 | 1 | 0.042 | 1 | 1 | 1 | 1 | 1 | 1 | 0 | 0 | 0 | 0 | 0 | 0 | 0 | 0 | 0 | 0 | 0 | 0 | 0 | 0 | 0 | 0 | 0 | 0 | 0 | 0 | 0 | 0 | 0 | 0 | 0 | 0 | 0 | 0 | 0 | 0 | 0 | 0 | 0 | 0 | 0 | 0 | 0 | 0 | 0 | 0 | 0 | 0 | 0 | 0 | 0 | 0 | 0 | 0
1289 | 1052 | QC | 47.4106 | -70.7408 | QC_LDS_TSS | wind_ons | 0 | 0 | 400 | 160953 | 0 | 4 | 0 | 0 | 0 | 0 | 0 | 0 | 4 | 4 | 4 | 4 | 4 | 4 | 4 | 4 | 4 | 4 | 4 | 4 | 4 | 4 | 4 | 4 | 4 | 4 | 4 | 4 | 4 | 4 | 4 | 4 | 4 | 4 | 4 | 4 | 4 | 4 | 4 | 4 | 4 | 4 | 4 | 4 | 4 | 4 | 4 | 4 | 4 | 4 | 4 | 4 | 4 | 4 | 4 | 4
1290 | 1052 | QC | 47.1796 | -71.1338 | QC_LDS_TSS | wind_ons | 0 | 0 | 400 | 160953 | 0 | 4 | 0 | 0 | 0 | 0 | 0 | 0 | 4 | 4 | 4 | 4 | 4 | 4 | 4 | 4 | 4 | 4 | 4 | 4 | 4 | 4 | 4 | 4 | 4 | 4 | 4 | 4 | 4 | 4 | 4 | 4 | 4 | 4 | 4 | 4 | 4 | 4 | 4 | 4 | 4 | 4 | 4 | 4 | 4 | 4 | 4 | 4 | 4 | 4 | 4 | 4 | 4 | 4 | 4 | 4
1291 | 1052 | QC | 47.1657 | -70.9895 | QC_LDS_TSS | wind_ons | 0 | 0 | 400 | 160953 | 0 | 4 | 0 | 0 | 0 | 0 | 0 | 0 | 4 | 4 | 4 | 4 | 4 | 4 | 4 | 4 | 4 | 4 | 4 | 4 | 4 | 4 | 4 | 4 | 4 | 4 | 4 | 4 | 4 | 4 | 4 | 4 | 4 | 4 | 4 | 4 | 4 | 4 | 4 | 4 | 4 | 4 | 4 | 4 | 4 | 4 | 4 | 4 | 4 | 4 | 4 | 4 | 4 | 4 | 4 | 4
1292 | 1011 | QC | 45.5645 | -71.9781 | QC_DEC_TSS | biomass | 0 | 13.5 | 30 | 183950 | 7.07 | 0.3 | 7.07 | 7.07 | 7.07 | 7.07 | 7.07 | 7.07 | 0 | 0 | 0 | 0 | 0 | 0 | 0 | 0 | 0 | 0 | 0 | 0 | 0 | 0 | 0 | 0 | 0 | 0 | 0 | 0 | 0 | 0 | 0 | 0 | 0 | 0 | 0 | 0 | 0 | 0 | 0 | 0 | 0 | 0 | 0 | 0 | 0 | 0 | 0 | 0 | 0 | 0 | 0 | 0 | 0 | 0 | 0 | 0
1293 | 1011 | QC | 45.5645 | -71.9781 | QC_DEC_TSS | biomass | 0 | 13.5 | 18 | 183950 | 7.07 | 0.18 | 7.07 | 7.07 | 7.07 | 7.07 | 7.07 | 7.07 | 0 | 0 | 0 | 0 | 0 | 0 | 0 | 0 | 0 | 0 | 0 | 0 | 0 | 0 | 0 | 0 | 0 | 0 | 0 | 0 | 0 | 0 | 0 | 0 | 0 | 0 | 0 | 0 | 0 | 0 | 0 | 0 | 0 | 0 | 0 | 0 | 0 | 0 | 0 | 0 | 0 | 0 | 0 | 0 | 0 | 0 | 0 | 0
1294 | 1032 | QC | 45.8867 | -72.4842 | QC_HER_TSS | hydro_run | 0 | 0 | 16 | 66563 | 1 | 0.16 | 1 | 1 | 1 | 1 | 1 | 1 | 0 | 0 | 0 | 0 | 0 | 0 | 0 | 0 | 0 | 0 | 0 | 0 | 0 | 0 | 0 | 0 | 0 | 0 | 0 | 0 | 0 | 0 | 0 | 0 | 0 | 0 | 0 | 0 | 0 | 0 | 0 | 0 | 0 | 0 | 0 | 0 | 0 | 0 | 0 | 0 | 0 | 0 | 0 | 0 | 0 | 0 | 0 | 0
1295 | 1011 | QC | 45.4827 | -71.6623 | QC_DEC_TSS | hydro_run | 0 | 0 | 2.2 | 66563 | 1 | 0.022 | 1 | 1 | 1 | 1 | 1 | 1 | 0 | 0 | 0 | 0 | 0 | 0 | 0 | 0 | 0 | 0 | 0 | 0 | 0 | 0 | 0 | 0 | 0 | 0 | 0 | 0 | 0 | 0 | 0 | 0 | 0 | 0 | 0 | 0 | 0 | 0 | 0 | 0 | 0 | 0 | 0 | 0 | 0 | 0 | 0 | 0 | 0 | 0 | 0 | 0 | 0 | 0 | 0 | 0
1296 | 1138 | QC | 48.4212 | -71.0839 | QC_SAG_TSS | hydro_run | 0 | 0 | 38 | 66563 | 1 | 0.38 | 1 | 1 | 1 | 1 | 1 | 1 | 0 | 0 | 0 | 0 | 0 | 0 | 0 | 0 | 0 | 0 | 0 | 0 | 0 | 0 | 0 | 0 | 0 | 0 | 0 | 0 | 0 | 0 | 0 | 0 | 0 | 0 | 0 | 0 | 0 | 0 | 0 | 0 | 0 | 0 | 0 | 0 | 0 | 0 | 0 | 0 | 0 | 0 | 0 | 0 | 0 | 0 | 0 | 0
1297 | 1020 | QC | 52.1818 | -76.051 | QC_EM1_GSS | hydro_monthly | 0 | 0 | 480 | 18305 | 2 | 4.8 | 2 | 2 | 2 | 2 | 2 | 2 | 0 | 0 | 0 | 0 | 0 | 0 | 0 | 0 | 0 | 0 | 0 | 0 | 0 | 0 | 0 | 0 | 0 | 0 | 0 | 0 | 0 | 0 | 0 | 0 | 0 | 0 | 0 | 0 | 0 | 0 | 0 | 0 | 0 | 0 | 0 | 0 | 0 | 0 | 0 | 0 | 0 | 0 | 0 | 0 | 0 | 0 | 0 | 0
1298 | 1020 | QC | 52.1797 | -76.0418 | QC_EM1_GSS | hydro_monthly | 0 | 0 | 768 | 18305 | 2 | 7.68 | 2 | 2 | 2 | 2 | 2 | 2 | 0 | 0 | 0 | 0 | 0 | 0 | 0 | 0 | 0 | 0 | 0 | 0 | 0 | 0 | 0 | 0 | 0 | 0 | 0 | 0 | 0 | 0 | 0 | 0 | 0 | 0 | 0 | 0 | 0 | 0 | 0 | 0 | 0 | 0 | 0 | 0 | 0 | 0 | 0 | 0 | 0 | 0 | 0 | 0 | 0 | 0 | 0 | 0
1299 | 969 | QC | 46.1059 | -71.6836 | QC_APP_TSS | wind_ons | 0 | 0 | 100 | 160953 | 0 | 1 | 0 | 0 | 0 | 0 | 0 | 0 | bar: x1 to x48
1300 | 999 | QC | 48.7456 | -72.5124 | QC_CHM_SWS | biomass | 0 | 13.5 | 43 | 183950 | 7.07 | 0.43 | 7.07 | 7.07 | 7.07 | 7.07 | 7.07 | 7.07 | 0 | 0 | 0 | 0 | 0 | 0 | 0 | 0 | 0 | 0 | 0 | 0 | 0 | 0 | 0 | 0 | 0 | 0 | 0 | 0 | 0 | 0 | 0 | 0 | 0 | 0 | 0 | 0 | 0 | 0 | 0 | 0 | 0 | 0 | 0 | 0 | 0 | 0 | 0 | 0 | 0 | 0 | 0 | 0 | 0 | 0 | 0 | 0
1301 | 1084 | QC | 49.3084 | -67.8595 | QC_MC2_GSS | hydro_run | 0 | 0 | 9.9 | 66563 | 1 | 0.099 | 1 | 1 | 1 | 1 | 1 | 1 | 0 | 0 | 0 | 0 | 0 | 0 | 0 | 0 | 0 | 0 | 0 | 0 | 0 | 0 | 0 | 0 | 0 | 0 | 0 | 0 | 0 | 0 | 0 | 0 | 0 | 0 | 0 | 0 | 0 | 0 | 0 | 0 | 0 | 0 | 0 | 0 | 0 | 0 | 0 | 0 | 0 | 0 | 0 | 0 | 0 | 0 | 0 | 0
1302 | 1093 | QC | 46.9775 | -70.4838 | QC_MNM_DSS | wind_ons | 0 | 0 | 180 | 160953 | 0 | 1.8 | 0 | 0 | 0 | 0 | 0 | 0 | 1.8 | 1.8 | 1.8 | 1.8 | 1.8 | 1.8 | 1.8 | 1.8 | 1.8 | 1.8 | 1.8 | 1.8 | 1.8 | 1.8 | 1.8 | 1.8 | 1.8 | 1.8 | 1.8 | 1.8 | 1.8 | 1.8 | 1.8 | 1.8 | 1.8 | 1.8 | 1.8 | 1.8 | 1.8 | 1.8 | 1.8 | 1.8 | 1.8 | 1.8 | 1.8 | 1.8 | 1.8 | 1.8 | 1.8 | 1.8 | 1.8 | 1.8 | 1.8 | 1.8 | 1.8 | 1.8 | 1.8 | 1.8
1303 | 975 | QC | 46.4445 | -70.737 | QC_BCV_TSS | wind_ons | 0 | 0 | 24 | 160953 | 0 | 0.24 | 0 | 0 | 0 | 0 | 0 | 0 | 0.24 | 0.24 | 0.24 | 0.24 | 0.24 | 0.24 | 0.24 | 0.24 | 0.24 | 0.24 | 0.24 | 0.24 | 0.24 | 0.24 | 0.24 | 0.24 | 0.24 | 0.24 | 0.24 | 0.24 | 0.24 | 0.24 | 0.24 | 0.24 | 0.24 | 0.24 | 0.24 | 0.24 | 0.24 | 0.24 | 0.24 | 0.24 | 0.24 | 0.24 | 0.24 | 0.24 | 0.24 | 0.24 | 0.24 | 0.24 | 0.24 | 0.24 | 0.24 | 0.24 | 0.24 | 0.24 | 0.24 | 0.24
1304 | 991 | QC | 48.7319 | -69.1706 | QC_BSQ_DSS | hydro_run | 0 | 0 | 12 | 66563 | 1 | 0.12 | 1 | 1 | 1 | 1 | 1 | 1 | 0 | 0 | 0 | 0 | 0 | 0 | 0 | 0 | 0 | 0 | 0 | 0 | 0 | 0 | 0 | 0 | 0 | 0 | 0 | 0 | 0 | 0 | 0 | 0 | 0 | 0 | 0 | 0 | 0 | 0 | 0 | 0 | 0 | 0 | 0 | 0 | 0 | 0 | 0 | 0 | 0 | 0 | 0 | 0 | 0 | 0 | 0 | 0
1305 | 1121 | QC | 45.5989 | -75.2562 | QC_PTN_TSS | Biomass | 0 | 13.5 | 24.3 | 183950 | 7.07 | 0.243 | 7.07 | 7.07 | 7.07 | 7.07 | 7.07 | 7.07 | 0 | 0 | 0 | 0 | 0 | 0 | 0 | 0 | 0 | 0 | 0 | 0 | 0 | 0 | 0 | 0 | 0 | 0 | 0 | 0 | 0 | 0 | 0 | 0 | 0 | 0 | 0 | 0 | 0 | 0 | 0 | 0 | 0 | 0 | 0 | 0 | 0 | 0 | 0 | 0 | 0 | 0 | 0 | 0 | 0 | 0 | 0 | 0
1306 | 1143 | QC | 45.4023 | -71.8984 | QC_SHR_TSS | hydro_run | 0 | 0 | 2.2 | 66563 | 1 | 0.022 | 1 | 1 | 1 | 1 | 1 | 1 | 0 | 0 | 0 | 0 | 0 | 0 | 0 | 0 | 0 | 0 | 0 | 0 | 0 | 0 | 0 | 0 | 0 | 0 | 0 | 0 | 0 | 0 | 0 | 0 | 0 | 0 | 0 | 0 | 0 | 0 | 0 | 0 | 0 | 0 | 0 | 0 | 0 | 0 | 0 | 0 | 0 | 0 | 0 | 0 | 0 | 0 | 0 | 0
1307 | 1143 | QC | 45.2727 | -72.1054 | QC_SHR_TSS | hydro_run | 0 | 0 | 1.7 | 66563 | 1 | 0.017 | 1 | 1 | 1 | 1 | 1 | 1 | 0 | 0 | 0 | 0 | 0 | 0 | 0 | 0 | 0 | 0 | 0 | 0 | 0 | 0 | 0 | 0 | 0 | 0 | 0 | 0 | 0 | 0 | 0 | 0 | 0 | 0 | 0 | 0 | 0 | 0 | 0 | 0 | 0 | 0 | 0 | 0 | 0 | 0 | 0 | 0 | 0 | 0 | 0 | 0 | 0 | 0 | 0 | 0
1308 | 1070 | QC | 46.8385 | -71.9405 | QC_LNF_DSS | hydro_run | 0 | 0 | 4.5 | 66563 | 1 | 0.045 | 1 | 1 | 1 | 1 | 1 | 1 | 0 | 0 | 0 | 0 | 0 | 0 | 0 | 0 | 0 | 0 | 0 | 0 | 0 | 0 | 0 | 0 | 0 | 0 | 0 | 0 | 0 | 0 | 0 | 0 | 0 | 0 | 0 | 0 | 0 | 0 | 0 | 0 | 0 | 0 | 0 | 0 | 0 | 0 | 0 | 0 | 0 | 0 | 0 | 0 | 0 | 0 | 0 | 0
1309 | 1012 | QC | 46.6152 | -72.6793 | QC_DEH_DSS | hydro_run | 0 | 0 | 67 | 66563 | 1 | 0.67 | 1 | 1 | 1 | 1 | 1 | 1 | 0 | 0 | 0 | 0 | 0 | 0 | 0 | 0 | 0 | 0 | 0 | 0 | 0 | 0 | 0 | 0 | 0 | 0 | 0 | 0 | 0 | 0 | 0 | 0 | 0 | 0 | 0 | 0 | 0 | 0 | 0 | 0 | 0 | 0 | 0 | 0 | 0 | 0 | 0 | 0 | 0 | 0 | 0 | 0 | 0 | 0 | 0 | 0
1310 | 1028 | QC | 49.181 | -65.4615 | QC_GRM_GSS | wind_ons | 0 | 0 | 211.5 | 160953 | 0 | 2.115 | 0 | 0 | 0 | 0 | 0 | 0 | 2.115 | 2.115 | 2.115 | 2.115 | 2.115 | 2.115 | 2.115 | 2.115 | 2.115 | 2.115 | 2.115 | 2.115 | 2.115 | 2.115 | 2.115 | 2.115 | 2.115 | 2.115 | 2.115 | 2.115 | 2.115 | 2.115 | 2.115 | 2.115 | 2.115 | 2.115 | 2.115 | 2.115 | 2.115 | 2.115 | 2.115 | 2.115 | 2.115 | 2.115 | 2.115 | 2.115 | 2.115 | 2.115 | 2.115 | 2.115 | 2.115 | 2.115 | 2.115 | 2.115 | 2.115 | 2.115 | 2.115 | 2.115
1311 | 1212 | QC | 45.5887 | -70.8934 | XX_QCUS7_INT | wind_ons | 0 | 0 | 120 | 160953 | 0 | 1.2 | 0 | 0 | 0 | 0 | 0 | 0 | 1.2 | 1.2 | 1.2 | 1.2 | 1.2 | 1.2 | 1.2 | 1.2 | 1.2 | 1.2 | 1.2 | 1.2 | 1.2 | 1.2 | 1.2 | 1.2 | 1.2 | 1.2 | 1.2 | 1.2 | 1.2 | 1.2 | 1.2 | 1.2 | 1.2 | 1.2 | 1.2 | 1.2 | 1.2 | 1.2 | 1.2 | 1.2 | 1.2 | 1.2 | 1.2 | 1.2 | 1.2 | 1.2 | 1.2 | 1.2 | 1.2 | 1.2 | 1.2 | 1.2 | 1.2 | 1.2 | 1.2 | 1.2
1312 | 1126 | QC | 47.841 | -69.5317 | QC_RDL_TSS | hydro_run | 0 | 0 | 2.25 | 66563 | 1 | 0.0225 | 1 | 1 | 1 | 1 | 1 | 1 | 0 | 0 | 0 | 0 | 0 | 0 | 0 | 0 | 0 | 0 | 0 | 0 | 0 | 0 | 0 | 0 | 0 | 0 | 0 | 0 | 0 | 0 | 0 | 0 | 0 | 0 | 0 | 0 | 0 | 0 | 0 | 0 | 0 | 0 | 0 | 0 | 0 | 0 | 0 | 0 | 0 | 0 | 0 | 0 | 0 | 0 | 0 | 0
1313 | 1116 | QC | 45.8396 | -75.6456 | QC_PAU_GSS | hydro_run | 0 | 0 | 109 | 66563 | 1 | 1.09 | 1 | 1 | 1 | 1 | 1 | 1 | 0 | 0 | 0 | 0 | 0 | 0 | 0 | 0 | 0 | 0 | 0 | 0 | 0 | 0 | 0 | 0 | 0 | 0 | 0 | 0 | 0 | 0 | 0 | 0 | 0 | 0 | 0 | 0 | 0 | 0 | 0 | 0 | 0 | 0 | 0 | 0 | 0 | 0 | 0 | 0 | 0 | 0 | 0 | 0 | 0 | 0 | 0 | 0
1314 | 984 | QC | 47.0725 | -70.8767 | QC_BPR_DSS | hydro_run | 0 | 0 | 23.2 | 66563 | 1 | 0.232 | 1 | 1 | 1 | 1 | 1 | 1 | 0 | 0 | 0 | 0 | 0 | 0 | 0 | 0 | 0 | 0 | 0 | 0 | 0 | 0 | 0 | 0 | 0 | 0 | 0 | 0 | 0 | 0 | 0 | 0 | 0 | 0 | 0 | 0 | 0 | 0 | 0 | 0 | 0 | 0 | 0 | 0 | 0 | 0 | 0 | 0 | 0 | 0 | 0 | 0 | 0 | 0 | 0 | 0
1315 | 1109 | QC | 51.7854 | -67.9122 | QC_NRM_DSS | hydro_monthly | 0 | 0 | 51 | 18305 | 2 | 0.51 | 2 | 2 | 2 | 2 | 2 | 2 | 0 | 0 | 0 | 0 | 0 | 0 | 0 | 0 | 0 | 0 | 0 | 0 | 0 | 0 | 0 | 0 | 0 | 0 | 0 | 0 | 0 | 0 | 0 | 0 | 0 | 0 | 0 | 0 | 0 | 0 | 0 | 0 | 0 | 0 | 0 | 0 | 0 | 0 | 0 | 0 | 0 | 0 | 0 | 0 | 0 | 0 | 0 | 0
1316 | 1136 | QC | 45.6273 | -72.95 | QC_RVL_DSS | hydro_run | 0 | 0 | 2.55 | 66563 | 1 | 0.0255 | 1 | 1 | 1 | 1 | 1 | 1 | 0 | 0 | 0 | 0 | 0 | 0 | 0 | 0 | 0 | 0 | 0 | 0 | 0 | 0 | 0 | 0 | 0 | 0 | 0 | 0 | 0 | 0 | 0 | 0 | 0 | 0 | 0 | 0 | 0 | 0 | 0 | 0 | 0 | 0 | 0 | 0 | 0 | 0 | 0 | 0 | 0 | 0 | 0 | 0 | 0 | 0 | 0 | 0
1317 | 1101 | QC | 45.464 | -72.7809 | QC_MTR_TSS | biogas | 0 | 8.513 | 2.1 | 31512 | 9.72 | 0.021 | 9.72 | 9.72 | 9.72 | 9.72 | 9.72 | 9.72 | 0 | 0 | 0 | 0 | 0 | 0 | 0 | 0 | 0 | 0 | 0 | 0 | 0 | 0 | 0 | 0 | 0 | 0 | 0 | 0 | 0 | 0 | 0 | 0 | 0 | 0 | 0 | 0 | 0 | 0 | 0 | 0 | 0 | 0 | 0 | 0 | 0 | 0 | 0 | 0 | 0 | 0 | 0 | 0 | 0 | 0 | 0 | 0
1318 | 1051 | QC | 48.7354 | -67.6661 | QC_LBS_TSS | wind_ons | 0 | 0 | 133.3 | 160953 | 0 | 1.333 | 0 | 0 | 0 | 0 | 0 | 0 | 1.333 | 1.333 | 1.333 | 1.333 | 1.333 | 1.333 | 1.333 | 1.333 | 1.333 | 1.333 | 1.333 | 1.333 | 1.333 | 1.333 | 1.333 | 1.333 | 1.333 | 1.333 | 1.333 | 1.333 | 1.333 | 1.333 | 1.333 | 1.333 | 1.333 | 1.333 | 1.333 | 1.333 | 1.333 | 1.333 | 1.333 | 1.333 | 1.333 | 1.333 | 1.333 | 1.333 | 1.333 | 1.333 | 1.333 | 1.333 | 1.333 | 1.333 | 1.333 | 1.333 | 1.333 | 1.333 | 1.333 | 1.333
1319 | 1014 | QC | 48.6987 | -71.2125 | QC_DLS_ISS | hydro_daily | 0 | 0 | 63 | 115196 | 5 | 0.63 | 5 | 5 | 5 | 5 | 5 | 5 | 0 | 0 | 0 | 0 | 0 | 0 | 0 | 0 | 0 | 0 | 0 | 0 | 0 | 0 | 0 | 0 | 0 | 0 | 0 | 0 | 0 | 0 | 0 | 0 | 0 | 0 | 0 | 0 | 0 | 0 | 0 | 0 | 0 | 0 | 0 | 0 | 0 | 0 | 0 | 0 | 0 | 0 | 0 | 0 | 0 | 0 | 0 | 0
1320 | 1079 | QC | 46.6353 | -71.0477 | QC_LVS_DSS | hydro_run | 0 | 0 | 5.5 | 66563 | 1 | 0.055 | 1 | 1 | 1 | 1 | 1 | 1 | 0 | 0 | 0 | 0 | 0 | 0 | 0 | 0 | 0 | 0 | 0 | 0 | 0 | 0 | 0 | 0 | 0 | 0 | 0 | 0 | 0 | 0 | 0 | 0 | 0 | 0 | 0 | 0 | 0 | 0 | 0 | 0 | 0 | 0 | 0 | 0 | 0 | 0 | 0 | 0 | 0 | 0 | 0 | 0 | 0 | 0 | 0 | 0
1321 | 1138 | QC | 48.422 | -71.2533 | QC_SAG_TSS | hydro_run | 0 | 0 | 4.5 | 66563 | 1 | 0.045 | 1 | 1 | 1 | 1 | 1 | 1 | 0 | 0 | 0 | 0 | 0 | 0 | 0 | 0 | 0 | 0 | 0 | 0 | 0 | 0 | 0 | 0 | 0 | 0 | 0 | 0 | 0 | 0 | 0 | 0 | 0 | 0 | 0 | 0 | 0 | 0 | 0 | 0 | 0 | 0 | 0 | 0 | 0 | 0 | 0 | 0 | 0 | 0 | 0 | 0 | 0 | 0 | 0 | 0
1322 | 1138 | QC | 48.4167 | -71.2555 | QC_SAG_TSS | hydro_daily | 0 | 0 | 4.5 | 115196 | 5 | 0.045 | 5 | 5 | 5 | 5 | 5 | 5 | 0 | 0 | 0 | 0 | 0 | 0 | 0 | 0 | 0 | 0 | 0 | 0 | 0 | 0 | 0 | 0 | 0 | 0 | 0 | 0 | 0 | 0 | 0 | 0 | 0 | 0 | 0 | 0 | 0 | 0 | 0 | 0 | 0 | 0 | 0 | 0 | 0 | 0 | 0 | 0 | 0 | 0 | 0 | 0 | 0 | 0 | 0 | 0
1323 | 542 | QC | 45.8781 | -76.696 | ON_CHX_TSS | hydro_run | 0 | 0 | 17 | 66563 | 1 | 0.17 | 1 | 1 | 1 | 1 | 1 | 1 | 0 | 0 | 0 | 0 | 0 | 0 | 0 | 0 | 0 | 0 | 0 | 0 | 0 | 0 | 0 | 0 | 0 | 0 | 0 | 0 | 0 | 0 | 0 | 0 | 0 | 0 | 0 | 0 | 0 | 0 | 0 | 0 | 0 | 0 | 0 | 0 | 0 | 0 | 0 | 0 | 0 | 0 | 0 | 0 | 0 | 0 | 0 | 0
1324 | 1143 | QC | 45.4832 | -71.9491 | QC_SHR_TSS | biomass | 0 | 13.5 | 26.5 | 183950 | 7.07 | 0.265 | 7.07 | 7.07 | 7.07 | 7.07 | 7.07 | 7.07 | 0 | 0 | 0 | 0 | 0 | 0 | 0 | 0 | 0 | 0 | 0 | 0 | 0 | 0 | 0 | 0 | 0 | 0 | 0 | 0 | 0 | 0 | 0 | 0 | 0 | 0 | 0 | 0 | 0 | 0 | 0 | 0 | 0 | 0 | 0 | 0 | 0 | 0 | 0 | 0 | 0 | 0 | 0 | 0 | 0 | 0 | 0 | 0
1325 | 1044 | QC | 45.7326 | -73.5346 | QC_LAC_DSS | biomass | 0 | 13.5 | 4 | 183950 | 7.07 | 0.04 | 7.07 | 7.07 | 7.07 | 7.07 | 7.07 | 7.07 | 0 | 0 | 0 | 0 | 0 | 0 | 0 | 0 | 0 | 0 | 0 | 0 | 0 | 0 | 0 | 0 | 0 | 0 | 0 | 0 | 0 | 0 | 0 | 0 | 0 | 0 | 0 | 0 | 0 | 0 | 0 | 0 | 0 | 0 | 0 | 0 | 0 | 0 | 0 | 0 | 0 | 0 | 0 | 0 | 0 | 0 | 0 | 0
1326 | 1048 | QC | 46.4491 | -72.7393 | QC_LAG_GSS | hydro_run | 0 | 0 | 131 | 66563 | 1 | 1.31 | 1 | 1 | 1 | 1 | 1 | 1 | 0 | 0 | 0 | 0 | 0 | 0 | 0 | 0 | 0 | 0 | 0 | 0 | 0 | 0 | 0 | 0 | 0 | 0 | 0 | 0 | 0 | 0 | 0 | 0 | 0 | 0 | 0 | 0 | 0 | 0 | 0 | 0 | 0 | 0 | 0 | 0 | 0 | 0 | 0 | 0 | 0 | 0 | 0 | 0 | 0 | 0 | 0 | 0
1327 | 1126 | QC | 48.39 | -67.7548 | QC_RDL_TSS | wind_ons | 0 | 0 | 300 | 160953 | 0 | 3 | 0 | 0 | 0 | 0 | 0 | 0 | 3 | 3 | 3 | 3 | 3 | 3 | 3 | 3 | 3 | 3 | 3 | 3 | 3 | 3 | 3 | 3 | 3 | 3 | 3 | 3 | 3 | 3 | 3 | 3 | 3 | 3 | 3 | 3 | 3 | 3 | 3 | 3 | 3 | 3 | 3 | 3 | 3 | 3 | 3 | 3 | 3 | 3 | 3 | 3 | 3 | 3 | 3 | 3
1328 | 1011 | QC | 45.4791 | -71.9532 | QC_DEC_TSS | hydro_run | 0 | 0 | 10 | 66563 | 1 | 0.1 | 1 | 1 | 1 | 1 | 1 | 1 | 0 | 0 | 0 | 0 | 0 | 0 | 0 | 0 | 0 | 0 | 0 | 0 | 0 | 0 | 0 | 0 | 0 | 0 | 0 | 0 | 0 | 0 | 0 | 0 | 0 | 0 | 0 | 0 | 0 | 0 | 0 | 0 | 0 | 0 | 0 | 0 | 0 | 0 | 0 | 0 | 0 | 0 | 0 | 0 | 0 | 0 | 0 | 0
1329 | 1120 | QC | 48.1544 | -65.3472 | QC_PSP_DSS | hydro_run | 0 | 0 | 1 | 66563 | 1 | 0.01 | 1 | 1 | 1 | 1 | 1 | 1 | 0 | 0 | 0 | 0 | 0 | 0 | 0 | 0 | 0 | 0 | 0 | 0 | 0 | 0 | 0 | 0 | 0 | 0 | 0 | 0 | 0 | 0 | 0 | 0 | 0 | 0 | 0 | 0 | 0 | 0 | 0 | 0 | 0 | 0 | 0 | 0 | 0 | 0 | 0 | 0 | 0 | 0 | 0 | 0 | 0 | 0 | 0 | 0
1330 | 1064 | QC | 45.3089 | -74.0273 | QC_LGS_TSS | hydro_run | 0 | 0 | 113 | 66563 | 1 | 1.13 | 1 | 1 | 1 | 1 | 1 | 1 | 0 | 0 | 0 | 0 | 0 | 0 | 0 | 0 | 0 | 0 | 0 | 0 | 0 | 0 | 0 | 0 | 0 | 0 | 0 | 0 | 0 | 0 | 0 | 0 | 0 | 0 | 0 | 0 | 0 | 0 | 0 | 0 | 0 | 0 | 0 | 0 | 0 | 0 | 0 | 0 | 0 | 0 | 0 | 0 | 0 | 0 | 0 | 0
1331 | 1000 | QC | 45.6092 | -74.2491 | QC_CHN_TSS | biogas | 0 | 8.513 | 9.9 | 31512 | 9.72 | 0.099 | 9.72 | 9.72 | 9.72 | 9.72 | 9.72 | 9.72 | 0 | 0 | 0 | 0 | 0 | 0 | 0 | 0 | 0 | 0 | 0 | 0 | 0 | 0 | 0 | 0 | 0 | 0 | 0 | 0 | 0 | 0 | 0 | 0 | 0 | 0 | 0 | 0 | 0 | 0 | 0 | 0 | 0 | 0 | 0 | 0 | 0 | 0 | 0 | 0 | 0 | 0 | 0 | 0 | 0 | 0 | 0 | 0
1332 | 1056 | QC | 54.1691 | -72.6151 | QC_LF1_GSS | hydro_monthly | 0 | 0 | 878 | 18305 | 2 | 8.78 | 2 | 2 | 2 | 2 | 2 | 2 | 0 | 0 | 0 | 0 | 0 | 0 | 0 | 0 | 0 | 0 | 0 | 0 | 0 | 0 | 0 | 0 | 0 | 0 | 0 | 0 | 0 | 0 | 0 | 0 | 0 | 0 | 0 | 0 | 0 | 0 | 0 | 0 | 0 | 0 | 0 | 0 | 0 | 0 | 0 | 0 | 0 | 0 | 0 | 0 | 0 | 0 | 0 | 0
1333 | 1057 | QC | 54.5908 | -71.2793 | QC_LF2_GSS | hydro_daily | 0 | 0 | 319 | 115196 | 5 | 3.19 | 5 | 5 | 5 | 5 | 5 | 5 | 0 | 0 | 0 | 0 | 0 | 0 | 0 | 0 | 0 | 0 | 0 | 0 | 0 | 0 | 0 | 0 | 0 | 0 | 0 | 0 | 0 | 0 | 0 | 0 | 0 | 0 | 0 | 0 | 0 | 0 | 0 | 0 | 0 | 0 | 0 | 0 | 0 | 0 | 0 | 0 | 0 | 0 | 0 | 0 | 0 | 0 | 0 | 0
1334 | 1048 | QC | 46.4235 | -72.9684 | QC_LAG_GSS | hydro_run | 0 | 0 | 7.9 | 66563 | 1 | 0.079 | 1 | 1 | 1 | 1 | 1 | 1 | 0 | 0 | 0 | 0 | 0 | 0 | 0 | 0 | 0 | 0 | 0 | 0 | 0 | 0 | 0 | 0 | 0 | 0 | 0 | 0 | 0 | 0 | 0 | 0 | 0 | 0 | 0 | 0 | 0 | 0 | 0 | 0 | 0 | 0 | 0 | 0 | 0 | 0 | 0 | 0 | 0 | 0 | 0 | 0 | 0 | 0 | 0 | 0
1335 | 1058 | QC | 53.7338 | -78.57 | QC_LG1_GSS | hydro_monthly | 0 | 0 | 1436 | 18305 | 2 | 14.36 | 2 | 2 | 2 | 2 | 2 | 2 | 0 | 0 | 0 | 0 | 0 | 0 | 0 | 0 | 0 | 0 | 0 | 0 | 0 | 0 | 0 | 0 | 0 | 0 | 0 | 0 | 0 | 0 | 0 | 0 | 0 | 0 | 0 | 0 | 0 | 0 | 0 | 0 | 0 | 0 | 0 | 0 | 0 | 0 | 0 | 0 | 0 | 0 | 0 | 0 | 0 | 0 | 0 | 0
1336 | 1059 | QC | 53.7816 | -77.5313 | QC_LG2_GSS | hydro_monthly | 0 | 0 | 5616 | 18305 | 2 | 56.16 | 2 | 2 | 2 | 2 | 2 | 2 | 0 | 0 | 0 | 0 | 0 | 0 | 0 | 0 | 0 | 0 | 0 | 0 | 0 | 0 | 0 | 0 | 0 | 0 | 0 | 0 | 0 | 0 | 0 | 0 | 0 | 0 | 0 | 0 | 0 | 0 | 0 | 0 | 0 | 0 | 0 | 0 | 0 | 0 | 0 | 0 | 0 | 0 | 0 | 0 | 0 | 0 | 0 | 0
1337 | 1061 | QC | 53.7274 | -75.9874 | QC_LG3_GSS | hydro_monthly | 0 | 0 | 2417 | 18305 | 2 | 24.17 | 2 | 2 | 2 | 2 | 2 | 2 | 0 | 0 | 0 | 0 | 0 | 0 | 0 | 0 | 0 | 0 | 0 | 0 | 0 | 0 | 0 | 0 | 0 | 0 | 0 | 0 | 0 | 0 | 0 | 0 | 0 | 0 | 0 | 0 | 0 | 0 | 0 | 0 | 0 | 0 | 0 | 0 | 0 | 0 | 0 | 0 | 0 | 0 | 0 | 0 | 0 | 0 | 0 | 0
1338 | 1062 | QC | 53.8863 | -73.4665 | QC_LG4_GSS | hydro_monthly | 0 | 0 | 2779 | 18305 | 2 | 27.79 | 2 | 2 | 2 | 2 | 2 | 2 | 0 | 0 | 0 | 0 | 0 | 0 | 0 | 0 | 0 | 0 | 0 | 0 | 0 | 0 | 0 | 0 | 0 | 0 | 0 | 0 | 0 | 0 | 0 | 0 | 0 | 0 | 0 | 0 | 0 | 0 | 0 | 0 | 0 | 0 | 0 | 0 | 0 | 0 | 0 | 0 | 0 | 0 | 0 | 0 | 0 | 0 | 0 | 0
1339 | 1060 | QC | 53.7804 | -77.5488 | QC_LG2A_GSS | hydro_monthly | 0 | 0 | 2106 | 18305 | 2 | 21.06 | 2 | 2 | 2 | 2 | 2 | 2 | 0 | 0 | 0 | 0 | 0 | 0 | 0 | 0 | 0 | 0 | 0 | 0 | 0 | 0 | 0 | 0 | 0 | 0 | 0 | 0 | 0 | 0 | 0 | 0 | 0 | 0 | 0 | 0 | 0 | 0 | 0 | 0 | 0 | 0 | 0 | 0 | 0 | 0 | 0 | 0 | 0 | 0 | 0 | 0 | 0 | 0 | 0 | 0
1340 | 975 | QC | 45.7008 | -70.5366 | QC_BCV_TSS | wind_ons | 0 | 0 | 24.6 | 160953 | 0 | 0.246 | 0 | 0 | 0 | 0 | 0 | 0 | 0.246 | 0.246 | 0.246 | 0.246 | 0.246 | 0.246 | 0.246 | 0.246 | 0.246 | 0.246 | 0.246 | 0.246 | 0.246 | 0.246 | 0.246 | 0.246 | 0.246 | 0.246 | 0.246 | 0.246 | 0.246 | 0.246 | 0.246 | 0.246 | 0.246 | 0.246 | 0.246 | 0.246 | 0.246 | 0.246 | 0.246 | 0.246 | 0.246 | 0.246 | 0.246 | 0.246 | 0.246 | 0.246 | 0.246 | 0.246 | 0.246 | 0.246 | 0.246 | 0.246 | 0.246 | 0.246 | 0.246 | 0.246
1341 | 1065 | QC | 48.5771 | -71.6347 | QC_LIM_ISS | hydro_daily | 0 | 0 | 448 | 115196 | 5 | 4.48 | 5 | 5 | 5 | 5 | 5 | 5 | 0 | 0 | 0 | 0 | 0 | 0 | 0 | 0 | 0 | 0 | 0 | 0 | 0 | 0 | 0 | 0 | 0 | 0 | 0 | 0 | 0 | 0 | 0 | 0 | 0 | 0 | 0 | 0 | 0 | 0 | 0 | 0 | 0 | 0 | 0 | 0 | 0 | 0 | 0 | 0 | 0 | 0 | 0 | 0 | 0 | 0 | 0 | 0
1342 | 1126 | QC | 48.3694 | -67.8251 | QC_RDL_TSS | wind_ons | 0 | 0 | 24.6 | 160953 | 0 | 0.246 | 0 | 0 | 0 | 0 | 0 | 0 | 0.246 | 0.246 | 0.246 | 0.246 | 0.246 | 0.246 | 0.246 | 0.246 | 0.246 | 0.246 | 0.246 | 0.246 | 0.246 | 0.246 | 0.246 | 0.246 | 0.246 | 0.246 | 0.246 | 0.246 | 0.246 | 0.246 | 0.246 | 0.246 | 0.246 | 0.246 | 0.246 | 0.246 | 0.246 | 0.246 | 0.246 | 0.246 | 0.246 | 0.246 | 0.246 | 0.246 | 0.246 | 0.246 | 0.246 | 0.246 | 0.246 | 0.246 | 0.246 | 0.246 | 0.246 | 0.246 | 0.246 | 0.246
1343 | 1067 | QC | 49.0541 | -66.756 | QC_LN1_GSS | wind_ons | 0 | 0 | 57 | 160953 | 0 | 0.57 | 0 | 0 | 0 | 0 | 0 | 0 | 0.57 | 0.57 | 0.57 | 0.57 | 0.57 | 0.57 | 0.57 | 0.57 | 0.57 | 0.57 | 0.57 | 0.57 | 0.57 | 0.57 | 0.57 | 0.57 | 0.57 | 0.57 | 0.57 | 0.57 | 0.57 | 0.57 | 0.57 | 0.57 | 0.57 | 0.57 | 0.57 | 0.57 | 0.57 | 0.57 | 0.57 | 0.57 | 0.57 | 0.57 | 0.57 | 0.57 | 0.57 | 0.57 | 0.57 | 0.57 | 0.57 | 0.57 | 0.57 | 0.57 | 0.57 | 0.57 | 0.57 | 0.57
1344 | 1068 | QC | 48.8013 | -67.5796 | QC_LN2_GSS | wind_ons | 0 | 0 | 43 | 160953 | 0 | 0.43 | 0 | 0 | 0 | 0 | 0 | 0 | 0.43 | 0.43 | 0.43 | 0.43 | 0.43 | 0.43 | 0.43 | 0.43 | 0.43 | 0.43 | 0.43 | 0.43 | 0.43 | 0.43 | 0.43 | 0.43 | 0.43 | 0.43 | 0.43 | 0.43 | 0.43 | 0.43 | 0.43 | 0.43 | 0.43 | 0.43 | 0.43 | 0.43 | 0.43 | 0.43 | 0.43 | 0.43 | 0.43 | 0.43 | 0.43 | 0.43 | 0.43 | 0.43 | 0.43 | 0.43 | 0.43 | 0.43 | 0.43 | 0.43 | 0.43 | 0.43 | 0.43 | 0.43
1345 | 1073 | QC | 48.1383 | -67.4395 | QC_LPT_GSS | wind_ons | 0 | 0 | 138.6 | 160953 | 0 | 1.386 | 0 | 0 | 0 | 0 | 0 | 0 | 1.386 | 1.386 | 1.386 | 1.386 | 1.386 | 1.386 | 1.386 | 1.386 | 1.386 | 1.386 | 1.386 | 1.386 | 1.386 | 1.386 | 1.386 | 1.386 | 1.386 | 1.386 | 1.386 | 1.386 | 1.386 | 1.386 | 1.386 | 1.386 | 1.386 | 1.386 | 1.386 | 1.386 | 1.386 | 1.386 | 1.386 | 1.386 | 1.386 | 1.386 | 1.386 | 1.386 | 1.386 | 1.386 | 1.386 | 1.386 | 1.386 | 1.386 | 1.386 | 1.386 | 1.386 | 1.386 | 1.386 | 1.386
1346 | 1073 | QC | 48.1381 | -67.4388 | QC_LPT_GSS | wind_ons | 0 | 0 | 21.2 | 160953 | 0 | 0.212 | 0 | 0 | 0 | 0 | 0 | 0 | 0.212 | 0.212 | 0.212 | 0.212 | 0.212 | 0.212 | 0.212 | 0.212 | 0.212 | 0.212 | 0.212 | 0.212 | 0.212 | 0.212 | 0.212 | 0.212 | 0.212 | 0.212 | 0.212 | 0.212 | 0.212 | 0.212 | 0.212 | 0.212 | 0.212 | 0.212 | 0.212 | 0.212 | 0.212 | 0.212 | 0.212 | 0.212 | 0.212 | 0.212 | 0.212 | 0.212 | 0.212 | 0.212 | 0.212 | 0.212 | 0.212 | 0.212 | 0.212 | 0.212 | 0.212 | 0.212 | 0.212 | 0.212
1347 | 1128 | QC | 48.0433 | -67.5268 | QC_RIM_TSS | wind_ons | 0 | 0 | 21.2 | 160953 | 0 | 0.212 | 0 | 0 | 0 | 0 | 0 | 0 | 0.212 | 0.212 | 0.212 | 0.212 | 0.212 | 0.212 | 0.212 | 0.212 | 0.212 | 0.212 | 0.212 | 0.212 | 0.212 | 0.212 | 0.212 | 0.212 | 0.212 | 0.212 | 0.212 | 0.212 | 0.212 | 0.212 | 0.212 | 0.212 | 0.212 | 0.212 | 0.212 | 0.212 | 0.212 | 0.212 | 0.212 | 0.212 | 0.212 | 0.212 | 0.212 | 0.212 | 0.212 | 0.212 | 0.212 | 0.212 | 0.212 | 0.212 | 0.212 | 0.212 | 0.212 | 0.212 | 0.212 | 0.212
1348 | 1128 | QC | 48.1381 | -67.4388 | QC_RIM_TSS | wind_ons | 0 | 0 | 74.8 | 160953 | 0 | 0.748 | 0 | 0 | 0 | 0 | 0 | 0 | 0.748 | 0.748 | 0.748 | 0.748 | 0.748 | 0.748 | 0.748 | 0.748 | 0.748 | 0.748 | 0.748 | 0.748 | 0.748 | 0.748 | 0.748 | 0.748 | 0.748 | 0.748 | 0.748 | 0.748 | 0.748 | 0.748 | 0.748 | 0.748 | 0.748 | 0.748 | 0.748 | 0.748 | 0.748 | 0.748 | 0.748 | 0.748 | 0.748 | 0.748 | 0.748 | 0.748 | 0.748 | 0.748 | 0.748 | 0.748 | 0.748 | 0.748 | 0.748 | 0.748 | 0.748 | 0.748 | 0.748 | 0.748
1349 | 1022 | QC | 48.8473 | -79.1497 | QC_FIG_TSS | hydro_run | 0 | 0 | 1.1 | 66563 | 1 | 0.011 | 1 | 1 | 1 | 1 | 1 | 1 | 0 | 0 | 0 | 0 | 0 | 0 | 0 | 0 | 0 | 0 | 0 | 0 | 0 | 0 | 0 | 0 | 0 | 0 | 0 | 0 | 0 | 0 | 0 | 0 | 0 | 0 | 0 | 0 | 0 | 0 | 0 | 0 | 0 | 0 | 0 | 0 | 0 | 0 | 0 | 0 | 0 | 0 | 0 | 0 | 0 | 0 | 0 | 0
1350 | 1077 | QC | 47.4446 | -72.7987 | QC_LTU_GSS | hydro_run | 0 | 0 | 294 | 66563 | 1 | 2.94 | 1 | 1 | 1 | 1 | 1 | 1 | 0 | 0 | 0 | 0 | 0 | 0 | 0 | 0 | 0 | 0 | 0 | 0 | 0 | 0 | 0 | 0 | 0 | 0 | 0 | 0 | 0 | 0 | 0 | 0 | 0 | 0 | 0 | 0 | 0 | 0 | 0 | 0 | 0 | 0 | 0 | 0 | 0 | 0 | 0 | 0 | 0 | 0 | 0 | 0 | 0 | 0 | 0 | 0
1351 | 1080 | QC | 50.6467 | -68.7395 | QC_M5A_GSS | hydro_monthly | 0 | 0 | 1064 | 18305 | 2 | 10.64 | 2 | 2 | 2 | 2 | 2 | 2 | 0 | 0 | 0 | 0 | 0 | 0 | 0 | 0 | 0 | 0 | 0 | 0 | 0 | 0 | 0 | 0 | 0 | 0 | 0 | 0 | 0 | 0 | 0 | 0 | 0 | 0 | 0 | 0 | 0 | 0 | 0 | 0 | 0 | 0 | 0 | 0 | 0 | 0 | 0 | 0 | 0 | 0 | 0 | 0 | 0 | 0 | 0 | 0
1352 | 1034 | QC | 49.1913 | -68.3294 | QC_HTR_DSS | hydro_daily | 0 | 0 | 184 | 115196 | 5 | 1.84 | 5 | 5 | 5 | 5 | 5 | 5 | 0 | 0 | 0 | 0 | 0 | 0 | 0 | 0 | 0 | 0 | 0 | 0 | 0 | 0 | 0 | 0 | 0 | 0 | 0 | 0 | 0 | 0 | 0 | 0 | 0 | 0 | 0 | 0 | 0 | 0 | 0 | 0 | 0 | 0 | 0 | 0 | 0 | 0 | 0 | 0 | 0 | 0 | 0 | 0 | 0 | 0 | 0 | 0
1353 | 1084 | QC | 49.3213 | -68.3467 | QC_MC2_GSS | hydro_daily | 0 | 0 | 1229 | 115196 | 5 | 12.29 | 5 | 5 | 5 | 5 | 5 | 5 | 0 | 0 | 0 | 0 | 0 | 0 | 0 | 0 | 0 | 0 | 0 | 0 | 0 | 0 | 0 | 0 | 0 | 0 | 0 | 0 | 0 | 0 | 0 | 0 | 0 | 0 | 0 | 0 | 0 | 0 | 0 | 0 | 0 | 0 | 0 | 0 | 0 | 0 | 0 | 0 | 0 | 0 | 0 | 0 | 0 | 0 | 0 | 0
1354 | 1085 | QC | 49.3214 | -68.3473 | QC_MC3_GSS | hydro_daily | 0 | 0 | 1326 | 115196 | 5 | 13.26 | 5 | 5 | 5 | 5 | 5 | 5 | 0 | 0 | 0 | 0 | 0 | 0 | 0 | 0 | 0 | 0 | 0 | 0 | 0 | 0 | 0 | 0 | 0 | 0 | 0 | 0 | 0 | 0 | 0 | 0 | 0 | 0 | 0 | 0 | 0 | 0 | 0 | 0 | 0 | 0 | 0 | 0 | 0 | 0 | 0 | 0 | 0 | 0 | 0 | 0 | 0 | 0 | 0 | 0
1355 | 1086 | QC | 50.6398 | -68.7267 | QC_MC5_GSS | hydro_monthly | 0 | 0 | 1596 | 18305 | 2 | 15.96 | 2 | 2 | 2 | 2 | 2 | 2 | 0 | 0 | 0 | 0 | 0 | 0 | 0 | 0 | 0 | 0 | 0 | 0 | 0 | 0 | 0 | 0 | 0 | 0 | 0 | 0 | 0 | 0 | 0 | 0 | 0 | 0 | 0 | 0 | 0 | 0 | 0 | 0 | 0 | 0 | 0 | 0 | 0 | 0 | 0 | 0 | 0 | 0 | 0 | 0 | 0 | 0 | 0 | 0
1356 | 1034 | QC | 49.193 | -68.3268 | QC_HTR_DSS | hydro_daily | 0 | 0 | 235 | 115196 | 5 | 2.35 | 5 | 5 | 5 | 5 | 5 | 5 | 0 | 0 | 0 | 0 | 0 | 0 | 0 | 0 | 0 | 0 | 0 | 0 | 0 | 0 | 0 | 0 | 0 | 0 | 0 | 0 | 0 | 0 | 0 | 0 | 0 | 0 | 0 | 0 | 0 | 0 | 0 | 0 | 0 | 0 | 0 | 0 | 0 | 0 | 0 | 0 | 0 | 0 | 0 | 0 | 0 | 0 | 0 | 0
1357 | 1070 | QC | 46.7405 | -71.6955 | QC_LNF_DSS | hydro_run | 0 | 0 | 8.5 | 66563 | 1 | 0.085 | 1 | 1 | 1 | 1 | 1 | 1 | 0 | 0 | 0 | 0 | 0 | 0 | 0 | 0 | 0 | 0 | 0 | 0 | 0 | 0 | 0 | 0 | 0 | 0 | 0 | 0 | 0 | 0 | 0 | 0 | 0 | 0 | 0 | 0 | 0 | 0 | 0 | 0 | 0 | 0 | 0 | 0 | 0 | 0 | 0 | 0 | 0 | 0 | 0 | 0 | 0 | 0 | 0 | 0
1358 | 1045 | QC | 46.5666 | -70.4859 | QC_LAD_DSS | wind_ons | 0 | 0 | 150 | 160953 | 0 | 1.5 | 0 | 0 | 0 | 0 | 0 | 0 | 1.5 | 1.5 | 1.5 | 1.5 | 1.5 | 1.5 | 1.5 | 1.5 | 1.5 | 1.5 | 1.5 | 1.5 | 1.5 | 1.5 | 1.5 | 1.5 | 1.5 | 1.5 | 1.5 | 1.5 | 1.5 | 1.5 | 1.5 | 1.5 | 1.5 | 1.5 | 1.5 | 1.5 | 1.5 | 1.5 | 1.5 | 1.5 | 1.5 | 1.5 | 1.5 | 1.5 | 1.5 | 1.5 | 1.5 | 1.5 | 1.5 | 1.5 | 1.5 | 1.5 | 1.5 | 1.5 | 1.5 | 1.5
1359 | 1126 | QC | 47.5088 | -68.5237 | QC_RDL_TSS | wind_ons | 0 | 0 | 270 | 160953 | 0 | 2.7 | 0 | 0 | 0 | 0 | 0 | 0 | 2.7 | 2.7 | 2.7 | 2.7 | 2.7 | 2.7 | 2.7 | 2.7 | 2.7 | 2.7 | 2.7 | 2.7 | 2.7 | 2.7 | 2.7 | 2.7 | 2.7 | 2.7 | 2.7 | 2.7 | 2.7 | 2.7 | 2.7 | 2.7 | 2.7 | 2.7 | 2.7 | 2.7 | 2.7 | 2.7 | 2.7 | 2.7 | 2.7 | 2.7 | 2.7 | 2.7 | 2.7 | 2.7 | 2.7 | 2.7 | 2.7 | 2.7 | 2.7 | 2.7 | 2.7 | 2.7 | 2.7 | 2.7
1360 | 1116 | QC | 46.7173 | -75.9825 | QC_PAU_GSS | hydro_monthly | 0 | 0 | 55 | 18305 | 2 | 0.55 | 2 | 2 | 2 | 2 | 2 | 2 | 0 | 0 | 0 | 0 | 0 | 0 | 0 | 0 | 0 | 0 | 0 | 0 | 0 | 0 | 0 | 0 | 0 | 0 | 0 | 0 | 0 | 0 | 0 | 0 | 0 | 0 | 0 | 0 | 0 | 0 | 0 | 0 | 0 | 0 | 0 | 0 | 0 | 0 | 0 | 0 | 0 | 0 | 0 | 0 | 0 | 0 | 0 | 0
1361 | 1129 | QC | 50.3228 | -64.4542 | QC_RM1_GSS | hydro_run | 0 | 0 | 42 | 66563 | 1 | 0.42 | 1 | 1 | 1 | 1 | 1 | 1 | 0 | 0 | 0 | 0 | 0 | 0 | 0 | 0 | 0 | 0 | 0 | 0 | 0 | 0 | 0 | 0 | 0 | 0 | 0 | 0 | 0 | 0 | 0 | 0 | 0 | 0 | 0 | 0 | 0 | 0 | 0 | 0 | 0 | 0 | 0 | 0 | 0 | 0 | 0 | 0 | 0 | 0 | 0 | 0 | 0 | 0 | 0 | 0
1362 | 999 | QC | 48.978 | -72.2885 | QC_CHM_SWS | hydro_run | 0 | 0 | 18.9 | 66563 | 1 | 0.189 | 1 | 1 | 1 | 1 | 1 | 1 | 0 | 0 | 0 | 0 | 0 | 0 | 0 | 0 | 0 | 0 | 0 | 0 | 0 | 0 | 0 | 0 | 0 | 0 | 0 | 0 | 0 | 0 | 0 | 0 | 0 | 0 | 0 | 0 | 0 | 0 | 0 | 0 | 0 | 0 | 0 | 0 | 0 | 0 | 0 | 0 | 0 | 0 | 0 | 0 | 0 | 0 | 0 | 0
1363 | 1138 | QC | 48.452 | -71.2132 | QC_SAG_TSS | hydro_daily | 0 | 0 | 55 | 115196 | 5 | 0.55 | 5 | 5 | 5 | 5 | 5 | 5 | 0 | 0 | 0 | 0 | 0 | 0 | 0 | 0 | 0 | 0 | 0 | 0 | 0 | 0 | 0 | 0 | 0 | 0 | 0 | 0 | 0 | 0 | 0 | 0 | 0 | 0 | 0 | 0 | 0 | 0 | 0 | 0 | 0 | 0 | 0 | 0 | 0 | 0 | 0 | 0 | 0 | 0 | 0 | 0 | 0 | 0 | 0 | 0
1364 | 1116 | QC | 46.5548 | -75.5 | QC_PAU_GSS | hydro_run | 0 | 0 | 2.4 | 66563 | 1 | 0.024 | 1 | 1 | 1 | 1 | 1 | 1 | 0 | 0 | 0 | 0 | 0 | 0 | 0 | 0 | 0 | 0 | 0 | 0 | 0 | 0 | 0 | 0 | 0 | 0 | 0 | 0 | 0 | 0 | 0 | 0 | 0 | 0 | 0 | 0 | 0 | 0 | 0 | 0 | 0 | 0 | 0 | 0 | 0 | 0 | 0 | 0 | 0 | 0 | 0 | 0 | 0 | 0 | 0 | 0
1365 | 1143 | QC | 45.263 | -72.1435 | QC_SHR_TSS | hydro_run | 0 | 0 | 1.8 | 66563 | 1 | 0.018 | 1 | 1 | 1 | 1 | 1 | 1 | 0 | 0 | 0 | 0 | 0 | 0 | 0 | 0 | 0 | 0 | 0 | 0 | 0 | 0 | 0 | 0 | 0 | 0 | 0 | 0 | 0 | 0 | 0 | 0 | 0 | 0 | 0 | 0 | 0 | 0 | 0 | 0 | 0 | 0 | 0 | 0 | 0 | 0 | 0 | 0 | 0 | 0 | 0 | 0 | 0 | 0 | 0 | 0
1366 | 1093 | QC | 46.987 | -70.549 | QC_MNM_DSS | hydro_run | 0 | 0 | 2.1 | 66563 | 1 | 0.021 | 1 | 1 | 1 | 1 | 1 | 1 | 0 | 0 | 0 | 0 | 0 | 0 | 0 | 0 | 0 | 0 | 0 | 0 | 0 | 0 | 0 | 0 | 0 | 0 | 0 | 0 | 0 | 0 | 0 | 0 | 0 | 0 | 0 | 0 | 0 | 0 | 0 | 0 | 0 | 0 | 0 | 0 | 0 | 0 | 0 | 0 | 0 | 0 | 0 | 0 | 0 | 0 | 0 | 0
1367 | 993 | QC | 47.4591 | -72.7655 | QC_CAL_GSS | hydro_run | 0 | 0 | 22 | 66563 | 1 | 0.22 | 1 | 1 | 1 | 1 | 1 | 1 | 0 | 0 | 0 | 0 | 0 | 0 | 0 | 0 | 0 | 0 | 0 | 0 | 0 | 0 | 0 | 0 | 0 | 0 | 0 | 0 | 0 | 0 | 0 | 0 | 0 | 0 | 0 | 0 | 0 | 0 | 0 | 0 | 0 | 0 | 0 | 0 | 0 | 0 | 0 | 0 | 0 | 0 | 0 | 0 | 0 | 0 | 0 | 0
1368 | 985 | QC | 46.8941 | -71.1584 | QC_BPT_DSS | hydro_run | 0 | 0 | 4.2 | 66563 | 1 | 0.042 | 1 | 1 | 1 | 1 | 1 | 1 | 0 | 0 | 0 | 0 | 0 | 0 | 0 | 0 | 0 | 0 | 0 | 0 | 0 | 0 | 0 | 0 | 0 | 0 | 0 | 0 | 0 | 0 | 0 | 0 | 0 | 0 | 0 | 0 | 0 | 0 | 0 | 0 | 0 | 0 | 0 | 0 | 0 | 0 | 0 | 0 | 0 | 0 | 0 | 0 | 0 | 0 | 0 | 0
1369 | 1058 | QC | 53.0042 | -78.7941 | QC_LG1_GSS | hydro_run | 0 | 0 | 1.1 | 66563 | 1 | 0.011 | 1 | 1 | 1 | 1 | 1 | 1 | 0 | 0 | 0 | 0 | 0 | 0 | 0 | 0 | 0 | 0 | 0 | 0 | 0 | 0 | 0 | 0 | 0 | 0 | 0 | 0 | 0 | 0 | 0 | 0 | 0 | 0 | 0 | 0 | 0 | 0 | 0 | 0 | 0 | 0 | 0 | 0 | 0 | 0 | 0 | 0 | 0 | 0 | 0 | 0 | 0 | 0 | 0 | 0
1370 | 1101 | QC | 45.4983 | -72.7131 | QC_MTR_TSS | wind_ons | 0 | 0 | 101.2 | 160953 | 0 | 1.012 | 0 | 0 | 0 | 0 | 0 | 0 | 1.012 | 1.012 | 1.012 | 1.012 | 1.012 | 1.012 | 1.012 | 1.012 | 1.012 | 1.012 | 1.012 | 1.012 | 1.012 | 1.012 | 1.012 | 1.012 | 1.012 | 1.012 | 1.012 | 1.012 | 1.012 | 1.012 | 1.012 | 1.012 | 1.012 | 1.012 | 1.012 | 1.012 | 1.012 | 1.012 | 1.012 | 1.012 | 1.012 | 1.012 | 1.012 | 1.012 | 1.012 | 1.012 | 1.012 | 1.012 | 1.012 | 1.012 | 1.012 | 1.012 | 1.012 | 1.012 | 1.012 | 1.012
1371 | 1028 | QC | 48.9392 | -65.4722 | QC_GRM_GSS | wind_ons | 0 | 0 | 74 | 160953 | 0 | 0.74 | 0 | 0 | 0 | 0 | 0 | 0 | 0.74 | 0.74 | 0.74 | 0.74 | 0.74 | 0.74 | 0.74 | 0.74 | 0.74 | 0.74 | 0.74 | 0.74 | 0.74 | 0.74 | 0.74 | 0.74 | 0.74 | 0.74 | 0.74 | 0.74 | 0.74 | 0.74 | 0.74 | 0.74 | 0.74 | 0.74 | 0.74 | 0.74 | 0.74 | 0.74 | 0.74 | 0.74 | 0.74 | 0.74 | 0.74 | 0.74 | 0.74 | 0.74 | 0.74 | 0.74 | 0.74 | 0.74 | 0.74 | 0.74 | 0.74 | 0.74 | 0.74 | 0.74
1372 | 1028 | QC | 49.178 | -64.9417 | QC_GRM_GSS | wind_ons | 0 | 0 | 58.5 | 160953 | 0 | 0.585 | 0 | 0 | 0 | 0 | 0 | 0 | 0.585 | 0.585 | 0.585 | 0.585 | 0.585 | 0.585 | 0.585 | 0.585 | 0.585 | 0.585 | 0.585 | 0.585 | 0.585 | 0.585 | 0.585 | 0.585 | 0.585 | 0.585 | 0.585 | 0.585 | 0.585 | 0.585 | 0.585 | 0.585 | 0.585 | 0.585 | 0.585 | 0.585 | 0.585 | 0.585 | 0.585 | 0.585 | 0.585 | 0.585 | 0.585 | 0.585 | 0.585 | 0.585 | 0.585 | 0.585 | 0.585 | 0.585 | 0.585 | 0.585 | 0.585 | 0.585 | 0.585 | 0.585
1373 | 999 | QC | 48.9061 | -72.2054 | QC_CHM_SWS | hydro_run | 0 | 0 | 10 | 66563 | 1 | 0.1 | 1 | 1 | 1 | 1 | 1 | 1 | 0 | 0 | 0 | 0 | 0 | 0 | 0 | 0 | 0 | 0 | 0 | 0 | 0 | 0 | 0 | 0 | 0 | 0 | 0 | 0 | 0 | 0 | 0 | 0 | 0 | 0 | 0 | 0 | 0 | 0 | 0 | 0 | 0 | 0 | 0 | 0 | 0 | 0 | 0 | 0 | 0 | 0 | 0 | 0 | 0 | 0 | 0 | 0
1374 | 975 | QC | 46.1961 | -71.0873 | QC_BCV_TSS | wind_ons | 0 | 0 | 147.2 | 160953 | 0 | 1.472 | 0 | 0 | 0 | 0 | 0 | 0 | 1.472 | 1.472 | 1.472 | 1.472 | 1.472 | 1.472 | 1.472 | 1.472 | 1.472 | 1.472 | 1.472 | 1.472 | 1.472 | 1.472 | 1.472 | 1.472 | 1.472 | 1.472 | 1.472 | 1.472 | 1.472 | 1.472 | 1.472 | 1.472 | 1.472 | 1.472 | 1.472 | 1.472 | 1.472 | 1.472 | 1.472 | 1.472 | 1.472 | 1.472 | 1.472 | 1.472 | 1.472 | 1.472 | 1.472 | 1.472 | 1.472 | 1.472 | 1.472 | 1.472 | 1.472 | 1.472 | 1.472 | 1.472
1375 | 1094 | QC | 45.5432 | -75.4203 | QC_MSS_DSS | hydro_run | 0 | 0 | 119.4 | 66563 | 1 | 1.194 | 1 | 1 | 1 | 1 | 1 | 1 | 0 | 0 | 0 | 0 | 0 | 0 | 0 | 0 | 0 | 0 | 0 | 0 | 0 | 0 | 0 | 0 | 0 | 0 | 0 | 0 | 0 | 0 | 0 | 0 | 0 | 0 | 0 | 0 | 0 | 0 | 0 | 0 | 0 | 0 | 0 | 0 | 0 | 0 | 0 | 0 | 0 | 0 | 0 | 0 | 0 | 0 | 0 | 0
1376 | 1098 | QC | 48.6036 | -68.1376 | QC_MTJ_DSS | hydro_run | 0 | 0 | 6 | 66563 | 1 | 0.06 | 1 | 1 | 1 | 1 | 1 | 1 | 0 | 0 | 0 | 0 | 0 | 0 | 0 | 0 | 0 | 0 | 0 | 0 | 0 | 0 | 0 | 0 | 0 | 0 | 0 | 0 | 0 | 0 | 0 | 0 | 0 | 0 | 0 | 0 | 0 | 0 | 0 | 0 | 0 | 0 | 0 | 0 | 0 | 0 | 0 | 0 | 0 | 0 | 0 | 0 | 0 | 0 | 0 | 0
1377 | 1098 | QC | 48.6219 | -68.138 | QC_MTJ_DSS | hydro_run | 0 | 0 | 4 | 66563 | 1 | 0.04 | 1 | 1 | 1 | 1 | 1 | 1 | 0 | 0 | 0 | 0 | 0 | 0 | 0 | 0 | 0 | 0 | 0 | 0 | 0 | 0 | 0 | 0 | 0 | 0 | 0 | 0 | 0 | 0 | 0 | 0 | 0 | 0 | 0 | 0 | 0 | 0 | 0 | 0 | 0 | 0 | 0 | 0 | 0 | 0 | 0 | 0 | 0 | 0 | 0 | 0 | 0 | 0 | 0 | 0
1378 | 1028 | QC | 48.9399 | -65.5271 | QC_GRM_GSS | wind_ons | 0 | 0 | 54 | 160953 | 0 | 0.54 | 0 | 0 | 0 | 0 | 0 | 0 | 0.54 | 0.54 | 0.54 | 0.54 | 0.54 | 0.54 | 0.54 | 0.54 | 0.54 | 0.54 | 0.54 | 0.54 | 0.54 | 0.54 | 0.54 | 0.54 | 0.54 | 0.54 | 0.54 | 0.54 | 0.54 | 0.54 | 0.54 | 0.54 | 0.54 | 0.54 | 0.54 | 0.54 | 0.54 | 0.54 | 0.54 | 0.54 | 0.54 | 0.54 | 0.54 | 0.54 | 0.54 | 0.54 | 0.54 | 0.54 | 0.54 | 0.54 | 0.54 | 0.54 | 0.54 | 0.54 | 0.54 | 0.54
1379 | 1099 | QC | 49.1817 | -65.6498 | QC_MTL_GSS | wind_ons | 0 | 0 | 100.5 | 160953 | 0 | 1.005 | 0 | 0 | 0 | 0 | 0 | 0 | 1.005 | 1.005 | 1.005 | 1.005 | 1.005 | 1.005 | 1.005 | 1.005 | 1.005 | 1.005 | 1.005 | 1.005 | 1.005 | 1.005 | 1.005 | 1.005 | 1.005 | 1.005 | 1.005 | 1.005 | 1.005 | 1.005 | 1.005 | 1.005 | 1.005 | 1.005 | 1.005 | 1.005 | 1.005 | 1.005 | 1.005 | 1.005 | 1.005 | 1.005 | 1.005 | 1.005 | 1.005 | 1.005 | 1.005 | 1.005 | 1.005 | 1.005 | 1.005 | 1.005 | 1.005 | 1.005 | 1.005 | 1.005
1380 | 1028 | QC | 48.98 | -65.4958 | QC_GRM_GSS | wind_ons | 0 | 0 | 54 | 160953 | 0 | 0.54 | 0 | 0 | 0 | 0 | 0 | 0 | 0.54 | 0.54 | 0.54 | 0.54 | 0.54 | 0.54 | 0.54 | 0.54 | 0.54 | 0.54 | 0.54 | 0.54 | 0.54 | 0.54 | 0.54 | 0.54 | 0.54 | 0.54 | 0.54 | 0.54 | 0.54 | 0.54 | 0.54 | 0.54 | 0.54 | 0.54 | 0.54 | 0.54 | 0.54 | 0.54 | 0.54 | 0.54 | 0.54 | 0.54 | 0.54 | 0.54 | 0.54 | 0.54 | 0.54 | 0.54 | 0.54 | 0.54 | 0.54 | 0.54 | 0.54 | 0.54 | 0.54 | 0.54
1381 | 1126 | QC | 48.0656 | -68.9914 | QC_RDL_TSS | wind_ons | 0 | 0 | 224.4 | 160953 | 0 | 2.244 | 0 | 0 | 0 | 0 | 0 | 0 | 2.244 | 2.244 | 2.244 | 2.244 | 2.244 | 2.244 | 2.244 | 2.244 | 2.244 | 2.244 | 2.244 | 2.244 | 2.244 | 2.244 | 2.244 | 2.244 | 2.244 | 2.244 | 2.244 | 2.244 | 2.244 | 2.244 | 2.244 | 2.244 | 2.244 | 2.244 | 2.244 | 2.244 | 2.244 | 2.244 | 2.244 | 2.244 | 2.244 | 2.244 | 2.244 | 2.244 | 2.244 | 2.244 | 2.244 | 2.244 | 2.244 | 2.244 | 2.244 | 2.244 | 2.244 | 2.244 | 2.244 | 2.244
1382 | 1108 | QC | 48.202 | -65.7204 | QC_NRD_GSS | wind_ons | 0 | 0 | 67.8 | 160953 | 0 | 0.678 | 0 | 0 | 0 | 0 | 0 | 0 | 0.678 | 0.678 | 0.678 | 0.678 | 0.678 | 0.678 | 0.678 | 0.678 | 0.678 | 0.678 | 0.678 | 0.678 | 0.678 | 0.678 | 0.678 | 0.678 | 0.678 | 0.678 | 0.678 | 0.678 | 0.678 | 0.678 | 0.678 | 0.678 | 0.678 | 0.678 | 0.678 | 0.678 | 0.678 | 0.678 | 0.678 | 0.678 | 0.678 | 0.678 | 0.678 | 0.678 | 0.678 | 0.678 | 0.678 | 0.678 | 0.678 | 0.678 | 0.678 | 0.678 | 0.678 | 0.678 | 0.678 | 0.678
1383 | 1110 | QC | 49.1445 | -68.3899 | QC_OT2_GSS | hydro_daily | 0 | 0 | 523 | 115196 | 5 | 5.23 | 5 | 5 | 5 | 5 | 5 | 5 | 0 | 0 | 0 | 0 | 0 | 0 | 0 | 0 | 0 | 0 | 0 | 0 | 0 | 0 | 0 | 0 | 0 | 0 | 0 | 0 | 0 | 0 | 0 | 0 | 0 | 0 | 0 | 0 | 0 | 0 | 0 | 0 | 0 | 0 | 0 | 0 | 0 | 0 | 0 | 0 | 0 | 0 | 0 | 0 | 0 | 0 | 0 | 0
1384 | 1111 | QC | 49.5573 | -68.7217 | QC_OT3_GSS | hydro_daily | 0 | 0 | 1026 | 115196 | 5 | 10.26 | 5 | 5 | 5 | 5 | 5 | 5 | 0 | 0 | 0 | 0 | 0 | 0 | 0 | 0 | 0 | 0 | 0 | 0 | 0 | 0 | 0 | 0 | 0 | 0 | 0 | 0 | 0 | 0 | 0 | 0 | 0 | 0 | 0 | 0 | 0 | 0 | 0 | 0 | 0 | 0 | 0 | 0 | 0 | 0 | 0 | 0 | 0 | 0 | 0 | 0 | 0 | 0 | 0 | 0
1385 | 1112 | QC | 49.7037 | -68.9039 | QC_OT4_GSS | hydro_monthly | 0 | 0 | 785 | 18305 | 2 | 7.85 | 2 | 2 | 2 | 2 | 2 | 2 | 0 | 0 | 0 | 0 | 0 | 0 | 0 | 0 | 0 | 0 | 0 | 0 | 0 | 0 | 0 | 0 | 0 | 0 | 0 | 0 | 0 | 0 | 0 | 0 | 0 | 0 | 0 | 0 | 0 | 0 | 0 | 0 | 0 | 0 | 0 | 0 | 0 | 0 | 0 | 0 | 0 | 0 | 0 | 0 | 0 | 0 | 0 | 0
1386 | 1138 | QC | 48.407 | -71.1233 | QC_SAG_TSS | hydro_run | 0 | 0 | 9.1 | 66563 | 1 | 0.091 | 1 | 1 | 1 | 1 | 1 | 1 | 0 | 0 | 0 | 0 | 0 | 0 | 0 | 0 | 0 | 0 | 0 | 0 | 0 | 0 | 0 | 0 | 0 | 0 | 0 | 0 | 0 | 0 | 0 | 0 | 0 | 0 | 0 | 0 | 0 | 0 | 0 | 0 | 0 | 0 | 0 | 0 | 0 | 0 | 0 | 0 | 0 | 0 | 0 | 0 | 0 | 0 | 0 | 0
1387 | 1116 | QC | 45.8097 | -75.9309 | QC_PAU_GSS | hydro_daily | 0 | 0 | 226 | 115196 | 5 | 2.26 | 5 | 5 | 5 | 5 | 5 | 5 | 0 | 0 | 0 | 0 | 0 | 0 | 0 | 0 | 0 | 0 | 0 | 0 | 0 | 0 | 0 | 0 | 0 | 0 | 0 | 0 | 0 | 0 | 0 | 0 | 0 | 0 | 0 | 0 | 0 | 0 | 0 | 0 | 0 | 0 | 0 | 0 | 0 | 0 | 0 | 0 | 0 | 0 | 0 | 0 | 0 | 0 | 0 | 0
1388 | 991 | QC | 48.2613 | -69.6266 | QC_BSQ_DSS | hydro_run | 0 | 0 | 4.1 | 66563 | 1 | 0.041 | 1 | 1 | 1 | 1 | 1 | 1 | 0 | 0 | 0 | 0 | 0 | 0 | 0 | 0 | 0 | 0 | 0 | 0 | 0 | 0 | 0 | 0 | 0 | 0 | 0 | 0 | 0 | 0 | 0 | 0 | 0 | 0 | 0 | 0 | 0 | 0 | 0 | 0 | 0 | 0 | 0 | 0 | 0 | 0 | 0 | 0 | 0 | 0 | 0 | 0 | 0 | 0 | 0 | 0
1389 | 991 | QC | 48.6585 | -69.1325 | QC_BSQ_DSS | hydro_run | 0 | 0 | 7.6 | 66563 | 1 | 0.076 | 1 | 1 | 1 | 1 | 1 | 1 | 0 | 0 | 0 | 0 | 0 | 0 | 0 | 0 | 0 | 0 | 0 | 0 | 0 | 0 | 0 | 0 | 0 | 0 | 0 | 0 | 0 | 0 | 0 | 0 | 0 | 0 | 0 | 0 | 0 | 0 | 0 | 0 | 0 | 0 | 0 | 0 | 0 | 0 | 0 | 0 | 0 | 0 | 0 | 0 | 0 | 0 | 0 | 0
1390 | 991 | QC | 48.6548 | -69.1762 | QC_BSQ_DSS | hydro_run | 0 | 0 | 9.9 | 66563 | 1 | 0.099 | 1 | 1 | 1 | 1 | 1 | 1 | 0 | 0 | 0 | 0 | 0 | 0 | 0 | 0 | 0 | 0 | 0 | 0 | 0 | 0 | 0 | 0 | 0 | 0 | 0 | 0 | 0 | 0 | 0 | 0 | 0 | 0 | 0 | 0 | 0 | 0 | 0 | 0 | 0 | 0 | 0 | 0 | 0 | 0 | 0 | 0 | 0 | 0 | 0 | 0 | 0 | 0 | 0 | 0
1391 | 991 | QC | 48.6913 | -69.3389 | QC_BSQ_DSS | hydro_run | 0 | 0 | 8.7 | 66563 | 1 | 0.087 | 1 | 1 | 1 | 1 | 1 | 1 | 0 | 0 | 0 | 0 | 0 | 0 | 0 | 0 | 0 | 0 | 0 | 0 | 0 | 0 | 0 | 0 | 0 | 0 | 0 | 0 | 0 | 0 | 0 | 0 | 0 | 0 | 0 | 0 | 0 | 0 | 0 | 0 | 0 | 0 | 0 | 0 | 0 | 0 | 0 | 0 | 0 | 0 | 0 | 0 | 0 | 0 | 0 | 0
1392 | 1126 | QC | 47.7065 | -69.3469 | QC_RDL_TSS | wind_ons | 0 | 0 | 349.8 | 160953 | 0 | 3.498 | 0 | 0 | 0 | 0 | 0 | 0 | 3.498 | 3.498 | 3.498 | 3.498 | 3.498 | 3.498 | 3.498 | 3.498 | 3.498 | 3.498 | 3.498 | 3.498 | 3.498 | 3.498 | 3.498 | 3.498 | 3.498 | 3.498 | 3.498 | 3.498 | 3.498 | 3.498 | 3.498 | 3.498 | 3.498 | 3.498 | 3.498 | 3.498 | 3.498 | 3.498 | 3.498 | 3.498 | 3.498 | 3.498 | 3.498 | 3.498 | 3.498 | 3.498 | 3.498 | 3.498 | 3.498 | 3.498 | 3.498 | 3.498 | 3.498 | 3.498 | 3.498 | 3.498
1393 | 994 | QC | 49.5067 | -71.1827 | QC_CDP_DSS | hydro_run | 0 | 0 | 385 | 66563 | 1 | 3.85 | 1 | 1 | 1 | 1 | 1 | 1 | 0 | 0 | 0 | 0 | 0 | 0 | 0 | 0 | 0 | 0 | 0 | 0 | 0 | 0 | 0 | 0 | 0 | 0 | 0 | 0 | 0 | 0 | 0 | 0 | 0 | 0 | 0 | 0 | 0 | 0 | 0 | 0 | 0 | 0 | 0 | 0 | 0 | 0 | 0 | 0 | 0 | 0 | 0 | 0 | 0 | 0 | 0 | 0
1394 | 584 | QC | 47.6002 | -79.4526 | ON_DYM_DSS | hydro_daily | 0 | 0 | 131 | 115196 | 5 | 1.31 | 5 | 5 | 5 | 5 | 5 | 5 | 0 | 0 | 0 | 0 | 0 | 0 | 0 | 0 | 0 | 0 | 0 | 0 | 0 | 0 | 0 | 0 | 0 | 0 | 0 | 0 | 0 | 0 | 0 | 0 | 0 | 0 | 0 | 0 | 0 | 0 | 0 | 0 | 0 | 0 | 0 | 0 | 0 | 0 | 0 | 0 | 0 | 0 | 0 | 0 | 0 | 0 | 0 | 0
1395 | 1155 | QC | 45.9571 | -72.9293 | QC_SRS_DSS | wind_ons | 0 | 0 | 24.6 | 160953 | 0 | 0.246 | 0 | 0 | 0 | 0 | 0 | 0 | 0.246 | 0.246 | 0.246 | 0.246 | 0.246 | 0.246 | 0.246 | 0.246 | 0.246 | 0.246 | 0.246 | 0.246 | 0.246 | 0.246 | 0.246 | 0.246 | 0.246 | 0.246 | 0.246 | 0.246 | 0.246 | 0.246 | 0.246 | 0.246 | 0.246 | 0.246 | 0.246 | 0.246 | 0.246 | 0.246 | 0.246 | 0.246 | 0.246 | 0.246 | 0.246 | 0.246 | 0.246 | 0.246 | 0.246 | 0.246 | 0.246 | 0.246 | 0.246 | 0.246 | 0.246 | 0.246 | 0.246 | 0.246
1396 | 1145 | QC | 49.7858 | -67.1571 | QC_SM1_GSS | hydro_run | 0 | 0 | 1.7 | 66563 | 1 | 0.017 | 1 | 1 | 1 | 1 | 1 | 1 | 0 | 0 | 0 | 0 | 0 | 0 | 0 | 0 | 0 | 0 | 0 | 0 | 0 | 0 | 0 | 0 | 0 | 0 | 0 | 0 | 0 | 0 | 0 | 0 | 0 | 0 | 0 | 0 | 0 | 0 | 0 | 0 | 0 | 0 | 0 | 0 | 0 | 0 | 0 | 0 | 0 | 0 | 0 | 0 | 0 | 0 | 0 | 0
1397 | 1143 | QC | 45.3994 | -71.8996 | QC_SHR_TSS | hydro_run | 0 | 0 | 1.6 | 66563 | 1 | 0.016 | 1 | 1 | 1 | 1 | 1 | 1 | 0 | 0 | 0 | 0 | 0 | 0 | 0 | 0 | 0 | 0 | 0 | 0 | 0 | 0 | 0 | 0 | 0 | 0 | 0 | 0 | 0 | 0 | 0 | 0 | 0 | 0 | 0 | 0 | 0 | 0 | 0 | 0 | 0 | 0 | 0 | 0 | 0 | 0 | 0 | 0 | 0 | 0 | 0 | 0 | 0 | 0 | 0 | 0
1398 | 1049 | QC | 49.0241 | -76.9546 | QC_LBL_ISS | biomass | 0 | 13.5 | 55.3 | 183950 | 7.07 | 0.553 | 7.07 | 7.07 | 7.07 | 7.07 | 7.07 | 7.07 | 0 | 0 | 0 | 0 | 0 | 0 | 0 | 0 | 0 | 0 | 0 | 0 | 0 | 0 | 0 | 0 | 0 | 0 | 0 | 0 | 0 | 0 | 0 | 0 | 0 | 0 | 0 | 0 | 0 | 0 | 0 | 0 | 0 | 0 | 0 | 0 | 0 | 0 | 0 | 0 | 0 | 0 | 0 | 0 | 0 | 0 | 0 | 0
1399 | 1116 | QC | 46.101 | -75.648 | QC_PAU_GSS | hydro_run | 0 | 0 | 9 | 66563 | 1 | 0.09 | 1 | 1 | 1 | 1 | 1 | 1 | 0 | 0 | 0 | 0 | 0 | 0 | 0 | 0 | 0 | 0 | 0 | 0 | 0 | 0 | 0 | 0 | 0 | 0 | 0 | 0 | 0 | 0 | 0 | 0 | 0 | 0 | 0 | 0 | 0 | 0 | 0 | 0 | 0 | 0 | 0 | 0 | 0 | 0 | 0 | 0 | 0 | 0 | 0 | 0 | 0 | 0 | 0 | 0
1400 | 1126 | QC | 47.8306 | -69.5301 | QC_RDL_TSS | hydro_run | 0 | 0 | 2.65 | 66563 | 1 | 0.0265 | 1 | 1 | 1 | 1 | 1 | 1 | 0 | 0 | 0 | 0 | 0 | 0 | 0 | 0 | 0 | 0 | 0 | 0 | 0 | 0 | 0 | 0 | 0 | 0 | 0 | 0 | 0 | 0 | 0 | 0 | 0 | 0 | 0 | 0 | 0 | 0 | 0 | 0 | 0 | 0 | 0 | 0 | 0 | 0 | 0 | 0 | 0 | 0 | 0 | 0 | 0 | 0 | 0 | 0
1401 | 1052 | QC | 47.9696 | -71.0958 | QC_LDS_TSS | wind_ons | 0 | 0 | 350 | 160953 | 0 | 3.5 | 0 | 0 | 0 | 0 | 0 | 0 | 3.5 | 3.5 | 3.5 | 3.5 | 3.5 | 3.5 | 3.5 | 3.5 | 3.5 | 3.5 | 3.5 | 3.5 | 3.5 | 3.5 | 3.5 | 3.5 | 3.5 | 3.5 | 3.5 | 3.5 | 3.5 | 3.5 | 3.5 | 3.5 | 3.5 | 3.5 | 3.5 | 3.5 | 3.5 | 3.5 | 3.5 | 3.5 | 3.5 | 3.5 | 3.5 | 3.5 | 3.5 | 3.5 | 3.5 | 3.5 | 3.5 | 3.5 | 3.5 | 3.5 | 3.5 | 3.5 | 3.5 | 3.5
1402 | 1148 | QC | 45.5895 | -73.6572 | QC_SMC_DSS | hydro_run | 0 | 0 | 54 | 66563 | 1 | 0.54 | 1 | 1 | 1 | 1 | 1 | 1 | 0 | 0 | 0 | 0 | 0 | 0 | 0 | 0 | 0 | 0 | 0 | 0 | 0 | 0 | 0 | 0 | 0 | 0 | 0 | 0 | 0 | 0 | 0 | 0 | 0 | 0 | 0 | 0 | 0 | 0 | 0 | 0 | 0 | 0 | 0 | 0 | 0 | 0 | 0 | 0 | 0 | 0 | 0 | 0 | 0 | 0 | 0 | 0
1403 | 584 | QC | 47.5906 | -79.2944 | ON_DYM_DSS | hydro_daily | 0 | 0 | 109 | 115196 | 5 | 1.09 | 5 | 5 | 5 | 5 | 5 | 5 | 0 | 0 | 0 | 0 | 0 | 0 | 0 | 0 | 0 | 0 | 0 | 0 | 0 | 0 | 0 | 0 | 0 | 0 | 0 | 0 | 0 | 0 | 0 | 0 | 0 | 0 | 0 | 0 | 0 | 0 | 0 | 0 | 0 | 0 | 0 | 0 | 0 | 0 | 0 | 0 | 0 | 0 | 0 | 0 | 0 | 0 | 0 | 0
1404 | 1143 | QC | 45.3418 | -71.9935 | QC_SHR_TSS | hydro_run | 0 | 0 | 2.9 | 66563 | 1 | 0.029 | 1 | 1 | 1 | 1 | 1 | 1 | 0 | 0 | 0 | 0 | 0 | 0 | 0 | 0 | 0 | 0 | 0 | 0 | 0 | 0 | 0 | 0 | 0 | 0 | 0 | 0 | 0 | 0 | 0 | 0 | 0 | 0 | 0 | 0 | 0 | 0 | 0 | 0 | 0 | 0 | 0 | 0 | 0 | 0 | 0 | 0 | 0 | 0 | 0 | 0 | 0 | 0 | 0 | 0
1405 | 1012 | QC | 46.6138 | -72.6749 | QC_DEH_DSS | hydro_run | 0 | 0 | 230 | 66563 | 1 | 2.3 | 1 | 1 | 1 | 1 | 1 | 1 | 0 | 0 | 0 | 0 | 0 | 0 | 0 | 0 | 0 | 0 | 0 | 0 | 0 | 0 | 0 | 0 | 0 | 0 | 0 | 0 | 0 | 0 | 0 | 0 | 0 | 0 | 0 | 0 | 0 | 0 | 0 | 0 | 0 | 0 | 0 | 0 | 0 | 0 | 0 | 0 | 0 | 0 | 0 | 0 | 0 | 0 | 0 | 0
1406 | 1128 | QC | 48.4112 | -68.5533 | QC_RIM_TSS | hydro_run | 0 | 0 | 3.7 | 66563 | 1 | 0.037 | 1 | 1 | 1 | 1 | 1 | 1 | 0 | 0 | 0 | 0 | 0 | 0 | 0 | 0 | 0 | 0 | 0 | 0 | 0 | 0 | 0 | 0 | 0 | 0 | 0 | 0 | 0 | 0 | 0 | 0 | 0 | 0 | 0 | 0 | 0 | 0 | 0 | 0 | 0 | 0 | 0 | 0 | 0 | 0 | 0 | 0 | 0 | 0 | 0 | 0 | 0 | 0 | 0 | 0
1407 | 1129 | QC | 50.386 | -63.2604 | QC_RM1_GSS | hydro_daily | 0 | 0 | 270 | 115196 | 5 | 2.7 | 5 | 5 | 5 | 5 | 5 | 5 | 0 | 0 | 0 | 0 | 0 | 0 | 0 | 0 | 0 | 0 | 0 | 0 | 0 | 0 | 0 | 0 | 0 | 0 | 0 | 0 | 0 | 0 | 0 | 0 | 0 | 0 | 0 | 0 | 0 | 0 | 0 | 0 | 0 | 0 | 0 | 0 | 0 | 0 | 0 | 0 | 0 | 0 | 0 | 0 | 0 | 0 | 0 | 0
1408 | 1130 | QC | 50.6244 | -63.1943 | QC_RM2_GSS | hydro_monthly | 0 | 0 | 640 | 18305 | 2 | 6.4 | 2 | 2 | 2 | 2 | 2 | 2 | 0 | 0 | 0 | 0 | 0 | 0 | 0 | 0 | 0 | 0 | 0 | 0 | 0 | 0 | 0 | 0 | 0 | 0 | 0 | 0 | 0 | 0 | 0 | 0 | 0 | 0 | 0 | 0 | 0 | 0 | 0 | 0 | 0 | 0 | 0 | 0 | 0 | 0 | 0 | 0 | 0 | 0 | 0 | 0 | 0 | 0 | 0 | 0
1409 | 1131 | QC | 51.1146 | -63.3998 | QC_RM3_GSS | hydro_monthly | 0 | 0 | 395 | 18305 | 2 | 3.95 | 2 | 2 | 2 | 2 | 2 | 2 | 0 | 0 | 0 | 0 | 0 | 0 | 0 | 0 | 0 | 0 | 0 | 0 | 0 | 0 | 0 | 0 | 0 | 0 | 0 | 0 | 0 | 0 | 0 | 0 | 0 | 0 | 0 | 0 | 0 | 0 | 0 | 0 | 0 | 0 | 0 | 0 | 0 | 0 | 0 | 0 | 0 | 0 | 0 | 0 | 0 | 0 | 0 | 0
1410 | 1132 | QC | 51.368 | -63.507 | QC_RM4_GSS | hydro_monthly | 0 | 0 | 245 | 18305 | 2 | 2.45 | 2 | 2 | 2 | 2 | 2 | 2 | 0 | 0 | 0 | 0 | 0 | 0 | 0 | 0 | 0 | 0 | 0 | 0 | 0 | 0 | 0 | 0 | 0 | 0 | 0 | 0 | 0 | 0 | 0 | 0 | 0 | 0 | 0 | 0 | 0 | 0 | 0 | 0 | 0 | 0 | 0 | 0 | 0 | 0 | 0 | 0 | 0 | 0 | 0 | 0 | 0 | 0 | 0 | 0
1411 | 1100 | QC | 48.2497 | -66.7274 | QC_MTP_DSS | wind_ons | 0 | 0 | 149.3 | 160953 | 0 | 1.493 | 0 | 0 | 0 | 0 | 0 | 0 | 1.493 | 1.493 | 1.493 | 1.493 | 1.493 | 1.493 | 1.493 | 1.493 | 1.493 | 1.493 | 1.493 | 1.493 | 1.493 | 1.493 | 1.493 | 1.493 | 1.493 | 1.493 | 1.493 | 1.493 | 1.493 | 1.493 | 1.493 | 1.493 | 1.493 | 1.493 | 1.493 | 1.493 | 1.493 | 1.493 | 1.493 | 1.493 | 1.493 | 1.493 | 1.493 | 1.493 | 1.493 | 1.493 | 1.493 | 1.493 | 1.493 | 1.493 | 1.493 | 1.493 | 1.493 | 1.493 | 1.493 | 1.493
1412 | 1100 | QC | 48.2497 | -66.7274 | QC_MTP_DSS | wind_ons | 0 | 0 | 102.2 | 160953 | 0 | 1.022 | 0 | 0 | 0 | 0 | 0 | 0 | 1.022 | 1.022 | 1.022 | 1.022 | 1.022 | 1.022 | 1.022 | 1.022 | 1.022 | 1.022 | 1.022 | 1.022 | 1.022 | 1.022 | 1.022 | 1.022 | 1.022 | 1.022 | 1.022 | 1.022 | 1.022 | 1.022 | 1.022 | 1.022 | 1.022 | 1.022 | 1.022 | 1.022 | 1.022 | 1.022 | 1.022 | 1.022 | 1.022 | 1.022 | 1.022 | 1.022 | 1.022 | 1.022 | 1.022 | 1.022 | 1.022 | 1.022 | 1.022 | 1.022 | 1.022 | 1.022 | 1.022 | 1.022
1413 | 1022 | QC | 47.9336 | -78.5761 | QC_FIG_TSS | hydro_run | 0 | 0 | 67 | 66563 | 1 | 0.67 | 1 | 1 | 1 | 1 | 1 | 1 | 0 | 0 | 0 | 0 | 0 | 0 | 0 | 0 | 0 | 0 | 0 | 0 | 0 | 0 | 0 | 0 | 0 | 0 | 0 | 0 | 0 | 0 | 0 | 0 | 0 | 0 | 0 | 0 | 0 | 0 | 0 | 0 | 0 | 0 | 0 | 0 | 0 | 0 | 0 | 0 | 0 | 0 | 0 | 0 | 0 | 0 | 0 | 0
1414 | 1022 | QC | 47.7684 | -78.3105 | QC_FIG_TSS | hydro_monthly | 0 | 0 | 67 | 18305 | 2 | 0.67 | 2 | 2 | 2 | 2 | 2 | 2 | 0 | 0 | 0 | 0 | 0 | 0 | 0 | 0 | 0 | 0 | 0 | 0 | 0 | 0 | 0 | 0 | 0 | 0 | 0 | 0 | 0 | 0 | 0 | 0 | 0 | 0 | 0 | 0 | 0 | 0 | 0 | 0 | 0 | 0 | 0 | 0 | 0 | 0 | 0 | 0 | 0 | 0 | 0 | 0 | 0 | 0 | 0 | 0
1415 | 1133 | QC | 47.7964 | -72.9735 | QC_RPB_TSS | hydro_monthly | 0 | 0 | 204 | 18305 | 2 | 2.04 | 2 | 2 | 2 | 2 | 2 | 2 | 0 | 0 | 0 | 0 | 0 | 0 | 0 | 0 | 0 | 0 | 0 | 0 | 0 | 0 | 0 | 0 | 0 | 0 | 0 | 0 | 0 | 0 | 0 | 0 | 0 | 0 | 0 | 0 | 0 | 0 | 0 | 0 | 0 | 0 | 0 | 0 | 0 | 0 | 0 | 0 | 0 | 0 | 0 | 0 | 0 | 0 | 0 | 0
1416 | 1134 | QC | 47.7866 | -73.3753 | QC_RPC_GSS | hydro_run | 0 | 0 | 76 | 66563 | 1 | 0.76 | 1 | 1 | 1 | 1 | 1 | 1 | 0 | 0 | 0 | 0 | 0 | 0 | 0 | 0 | 0 | 0 | 0 | 0 | 0 | 0 | 0 | 0 | 0 | 0 | 0 | 0 | 0 | 0 | 0 | 0 | 0 | 0 | 0 | 0 | 0 | 0 | 0 | 0 | 0 | 0 | 0 | 0 | 0 | 0 | 0 | 0 | 0 | 0 | 0 | 0 | 0 | 0 | 0 | 0
1417 | 1164 | QC | 45.4989 | -75.7632 | QC_VGN_TSS | hydro_run | 0 | 0 | 104 | 66563 | 1 | 1.04 | 1 | 1 | 1 | 1 | 1 | 1 | 0 | 0 | 0 | 0 | 0 | 0 | 0 | 0 | 0 | 0 | 0 | 0 | 0 | 0 | 0 | 0 | 0 | 0 | 0 | 0 | 0 | 0 | 0 | 0 | 0 | 0 | 0 | 0 | 0 | 0 | 0 | 0 | 0 | 0 | 0 | 0 | 0 | 0 | 0 | 0 | 0 | 0 | 0 | 0 | 0 | 0 | 0 | 0
1418 | 584 | QC | 47.5768 | -79.3546 | ON_DYM_DSS | hydro_daily | 0 | 0 | 176 | 115196 | 5 | 1.76 | 5 | 5 | 5 | 5 | 5 | 5 | 0 | 0 | 0 | 0 | 0 | 0 | 0 | 0 | 0 | 0 | 0 | 0 | 0 | 0 | 0 | 0 | 0 | 0 | 0 | 0 | 0 | 0 | 0 | 0 | 0 | 0 | 0 | 0 | 0 | 0 | 0 | 0 | 0 | 0 | 0 | 0 | 0 | 0 | 0 | 0 | 0 | 0 | 0 | 0 | 0 | 0 | 0 | 0
1419 | 991 | QC | 48.7353 | -69.065 | QC_BSQ_DSS | hydro_run | 0 | 0 | 1 | 66563 | 1 | 0.01 | 1 | 1 | 1 | 1 | 1 | 1 | 0 | 0 | 0 | 0 | 0 | 0 | 0 | 0 | 0 | 0 | 0 | 0 | 0 | 0 | 0 | 0 | 0 | 0 | 0 | 0 | 0 | 0 | 0 | 0 | 0 | 0 | 0 | 0 | 0 | 0 | 0 | 0 | 0 | 0 | 0 | 0 | 0 | 0 | 0 | 0 | 0 | 0 | 0 | 0 | 0 | 0 | 0 | 0
1420 | 991 | QC | 48.7319 | -69.1706 | QC_BSQ_DSS | hydro_run | 0 | 0 | 7.2 | 66563 | 1 | 0.072 | 1 | 1 | 1 | 1 | 1 | 1 | 0 | 0 | 0 | 0 | 0 | 0 | 0 | 0 | 0 | 0 | 0 | 0 | 0 | 0 | 0 | 0 | 0 | 0 | 0 | 0 | 0 | 0 | 0 | 0 | 0 | 0 | 0 | 0 | 0 | 0 | 0 | 0 | 0 | 0 | 0 | 0 | 0 | 0 | 0 | 0 | 0 | 0 | 0 | 0 | 0 | 0 | 0 | 0
1421 | 991 | QC | 48.7352 | -69.065 | QC_BSQ_DSS | hydro_run | 0 | 0 | 4.9 | 66563 | 1 | 0.049 | 1 | 1 | 1 | 1 | 1 | 1 | 0 | 0 | 0 | 0 | 0 | 0 | 0 | 0 | 0 | 0 | 0 | 0 | 0 | 0 | 0 | 0 | 0 | 0 | 0 | 0 | 0 | 0 | 0 | 0 | 0 | 0 | 0 | 0 | 0 | 0 | 0 | 0 | 0 | 0 | 0 | 0 | 0 | 0 | 0 | 0 | 0 | 0 | 0 | 0 | 0 | 0 | 0 | 0
1422 | 1069 | QC | 46.0459 | -73.7294 | QC_LND_TSS | hydro_run | 0 | 0 | 2.4 | 66563 | 1 | 0.024 | 1 | 1 | 1 | 1 | 1 | 1 | 0 | 0 | 0 | 0 | 0 | 0 | 0 | 0 | 0 | 0 | 0 | 0 | 0 | 0 | 0 | 0 | 0 | 0 | 0 | 0 | 0 | 0 | 0 | 0 | 0 | 0 | 0 | 0 | 0 | 0 | 0 | 0 | 0 | 0 | 0 | 0 | 0 | 0 | 0 | 0 | 0 | 0 | 0 | 0 | 0 | 0 | 0 | 0
1423 | 963 | QC | 46.71 | -72.077 | QC_AGB_DSS | hydro_run | 0 | 0 | 8.2 | 66563 | 1 | 0.082 | 1 | 1 | 1 | 1 | 1 | 1 | 0 | 0 | 0 | 0 | 0 | 0 | 0 | 0 | 0 | 0 | 0 | 0 | 0 | 0 | 0 | 0 | 0 | 0 | 0 | 0 | 0 | 0 | 0 | 0 | 0 | 0 | 0 | 0 | 0 | 0 | 0 | 0 | 0 | 0 | 0 | 0 | 0 | 0 | 0 | 0 | 0 | 0 | 0 | 0 | 0 | 0 | 0 | 0
1424 | 1141 | QC | 47.3715 | -70.8698 | QC_SDB_GSS | wind_ons | 0 | 0 | 131.2 | 160953 | 0 | 1.312 | 0 | 0 | 0 | 0 | 0 | 0 | 1.312 | 1.312 | 1.312 | 1.312 | 1.312 | 1.312 | 1.312 | 1.312 | 1.312 | 1.312 | 1.312 | 1.312 | 1.312 | 1.312 | 1.312 | 1.312 | 1.312 | 1.312 | 1.312 | 1.312 | 1.312 | 1.312 | 1.312 | 1.312 | 1.312 | 1.312 | 1.312 | 1.312 | 1.312 | 1.312 | 1.312 | 1.312 | 1.312 | 1.312 | 1.312 | 1.312 | 1.312 | 1.312 | 1.312 | 1.312 | 1.312 | 1.312 | 1.312 | 1.312 | 1.312 | 1.312 | 1.312 | 1.312
1425 | 1141 | QC | 47.3317 | -70.8905 | QC_SDB_GSS | wind_ons | 0 | 0 | 140.6 | 160953 | 0 | 1.406 | 0 | 0 | 0 | 0 | 0 | 0 | 1.406 | 1.406 | 1.406 | 1.406 | 1.406 | 1.406 | 1.406 | 1.406 | 1.406 | 1.406 | 1.406 | 1.406 | 1.406 | 1.406 | 1.406 | 1.406 | 1.406 | 1.406 | 1.406 | 1.406 | 1.406 | 1.406 | 1.406 | 1.406 | 1.406 | 1.406 | 1.406 | 1.406 | 1.406 | 1.406 | 1.406 | 1.406 | 1.406 | 1.406 | 1.406 | 1.406 | 1.406 | 1.406 | 1.406 | 1.406 | 1.406 | 1.406 | 1.406 | 1.406 | 1.406 | 1.406 | 1.406 | 1.406
1426 | 1141 | QC | 47.2665 | -70.9456 | QC_SDB_GSS | wind_ons | 0 | 0 | 67.9 | 160953 | 0 | 0.679 | 0 | 0 | 0 | 0 | 0 | 0 | 0.679 | 0.679 | 0.679 | 0.679 | 0.679 | 0.679 | 0.679 | 0.679 | 0.679 | 0.679 | 0.679 | 0.679 | 0.679 | 0.679 | 0.679 | 0.679 | 0.679 | 0.679 | 0.679 | 0.679 | 0.679 | 0.679 | 0.679 | 0.679 | 0.679 | 0.679 | 0.679 | 0.679 | 0.679 | 0.679 | 0.679 | 0.679 | 0.679 | 0.679 | 0.679 | 0.679 | 0.679 | 0.679 | 0.679 | 0.679 | 0.679 | 0.679 | 0.679 | 0.679 | 0.679 | 0.679 | 0.679 | 0.679
1427 | 1106 | QC | 46.0312 | -72.4791 | QC_NIC_TSS | hydro_run | 0 | 0 | 3.5 | 66563 | 1 | 0.035 | 1 | 1 | 1 | 1 | 1 | 1 | 0 | 0 | 0 | 0 | 0 | 0 | 0 | 0 | 0 | 0 | 0 | 0 | 0 | 0 | 0 | 0 | 0 | 0 | 0 | 0 | 0 | 0 | 0 | 0 | 0 | 0 | 0 | 0 | 0 | 0 | 0 | 0 | 0 | 0 | 0 | 0 | 0 | 0 | 0 | 0 | 0 | 0 | 0 | 0 | 0 | 0 | 0 | 0
1428 | 984 | QC | 47.1226 | -70.8285 | QC_BPR_DSS | hydro_run | 0 | 0 | 22 | 66563 | 1 | 0.22 | 1 | 1 | 1 | 1 | 1 | 1 | 0 | 0 | 0 | 0 | 0 | 0 | 0 | 0 | 0 | 0 | 0 | 0 | 0 | 0 | 0 | 0 | 0 | 0 | 0 | 0 | 0 | 0 | 0 | 0 | 0 | 0 | 0 | 0 | 0 | 0 | 0 | 0 | 0 | 0 | 0 | 0 | 0 | 0 | 0 | 0 | 0 | 0 | 0 | 0 | 0 | 0 | 0 | 0
1429 | 1211 | QC | 45.1861 | -73.4259 | XX_QCUS6_INT | wind_ons | 0 | 0 | 24 | 160953 | 0 | 0.24 | 0 | 0 | 0 | 0 | 0 | 0 | 0.24 | 0.24 | 0.24 | 0.24 | 0.24 | 0.24 | 0.24 | 0.24 | 0.24 | 0.24 | 0.24 | 0.24 | 0.24 | 0.24 | 0.24 | 0.24 | 0.24 | 0.24 | 0.24 | 0.24 | 0.24 | 0.24 | 0.24 | 0.24 | 0.24 | 0.24 | 0.24 | 0.24 | 0.24 | 0.24 | 0.24 | 0.24 | 0.24 | 0.24 | 0.24 | 0.24 | 0.24 | 0.24 | 0.24 | 0.24 | 0.24 | 0.24 | 0.24 | 0.24 | 0.24 | 0.24 | 0.24 | 0.24
1430 | 1128 | QC | 48.6254 | -67.8791 | QC_RIM_TSS | wind_ons | 0 | 0 | 23.5 | 160953 | 0 | 0.235 | 0 | 0 | 0 | 0 | 0 | 0 | 0.235 | 0.235 | 0.235 | 0.235 | 0.235 | 0.235 | 0.235 | 0.235 | 0.235 | 0.235 | 0.235 | 0.235 | 0.235 | 0.235 | 0.235 | 0.235 | 0.235 | 0.235 | 0.235 | 0.235 | 0.235 | 0.235 | 0.235 | 0.235 | 0.235 | 0.235 | 0.235 | 0.235 | 0.235 | 0.235 | 0.235 | 0.235 | 0.235 | 0.235 | 0.235 | 0.235 | 0.235 | 0.235 | 0.235 | 0.235 | 0.235 | 0.235 | 0.235 | 0.235 | 0.235 | 0.235 | 0.235 | 0.235
1431 | 1128 | QC | 48.6254 | -67.8791 | QC_RIM_TSS | wind_ons | 0 | 0 | 122.3 | 160953 | 0 | 1.223 | 0 | 0 | 0 | 0 | 0 | 0 | 1.223 | 1.223 | 1.223 | 1.223 | 1.223 | 1.223 | 1.223 | 1.223 | 1.223 | 1.223 | 1.223 | 1.223 | 1.223 | 1.223 | 1.223 | 1.223 | 1.223 | 1.223 | 1.223 | 1.223 | 1.223 | 1.223 | 1.223 | 1.223 | 1.223 | 1.223 | 1.223 | 1.223 | 1.223 | 1.223 | 1.223 | 1.223 | 1.223 | 1.223 | 1.223 | 1.223 | 1.223 | 1.223 | 1.223 | 1.223 | 1.223 | 1.223 | 1.223 | 1.223 | 1.223 | 1.223 | 1.223 | 1.223
1432 | 999 | QC | 48.6382 | -72.4337 | QC_CHM_SWS | biomass | 0 | 13.5 | 23 | 183950 | 7.07 | 0.23 | 7.07 | 7.07 | 7.07 | 7.07 | 7.07 | 7.07 | 0 | 0 | 0 | 0 | 0 | 0 | 0 | 0 | 0 | 0 | 0 | 0 | 0 | 0 | 0 | 0 | 0 | 0 | 0 | 0 | 0 | 0 | 0 | 0 | 0 | 0 | 0 | 0 | 0 | 0 | 0 | 0 | 0 | 0 | 0 | 0 | 0 | 0 | 0 | 0 | 0 | 0 | 0 | 0 | 0 | 0 | 0 | 0
1433 | 973 | QC | 46.5366 | -72.7672 | QC_AUS_ISS | hydro_daily | 0 | 0 | 200 | 115196 | 5 | 2 | 5 | 5 | 5 | 5 | 5 | 5 | 0 | 0 | 0 | 0 | 0 | 0 | 0 | 0 | 0 | 0 | 0 | 0 | 0 | 0 | 0 | 0 | 0 | 0 | 0 | 0 | 0 | 0 | 0 | 0 | 0 | 0 | 0 | 0 | 0 | 0 | 0 | 0 | 0 | 0 | 0 | 0 | 0 | 0 | 0 | 0 | 0 | 0 | 0 | 0 | 0 | 0 | 0 | 0
1434 | 973 | QC | 46.5338 | -72.7656 | QC_AUS_ISS | hydro_daily | 0 | 0 | 194 | 115196 | 5 | 1.94 | 5 | 5 | 5 | 5 | 5 | 5 | 0 | 0 | 0 | 0 | 0 | 0 | 0 | 0 | 0 | 0 | 0 | 0 | 0 | 0 | 0 | 0 | 0 | 0 | 0 | 0 | 0 | 0 | 0 | 0 | 0 | 0 | 0 | 0 | 0 | 0 | 0 | 0 | 0 | 0 | 0 | 0 | 0 | 0 | 0 | 0 | 0 | 0 | 0 | 0 | 0 | 0 | 0 | 0
1435 | 1165 | QC | 45.4958 | -73.5154 | QC_VIG_SWS | hydro_run | 0 | 0 | 5.8 | 66563 | 1 | 0.058 | 1 | 1 | 1 | 1 | 1 | 1 | 0 | 0 | 0 | 0 | 0 | 0 | 0 | 0 | 0 | 0 | 0 | 0 | 0 | 0 | 0 | 0 | 0 | 0 | 0 | 0 | 0 | 0 | 0 | 0 | 0 | 0 | 0 | 0 | 0 | 0 | 0 | 0 | 0 | 0 | 0 | 0 | 0 | 0 | 0 | 0 | 0 | 0 | 0 | 0 | 0 | 0 | 0 | 0
1436 | 1145 | QC | 50.1972 | -66.6361 | QC_SM1_GSS | hydro_run | 0 | 0 | 28.9 | 66563 | 1 | 0.289 | 1 | 1 | 1 | 1 | 1 | 1 | 0 | 0 | 0 | 0 | 0 | 0 | 0 | 0 | 0 | 0 | 0 | 0 | 0 | 0 | 0 | 0 | 0 | 0 | 0 | 0 | 0 | 0 | 0 | 0 | 0 | 0 | 0 | 0 | 0 | 0 | 0 | 0 | 0 | 0 | 0 | 0 | 0 | 0 | 0 | 0 | 0 | 0 | 0 | 0 | 0 | 0 | 0 | 0
1437 | 1146 | QC | 50.2123 | -66.6583 | QC_SM2_GSS | hydro_daily | 0 | 0 | 22 | 115196 | 5 | 0.22 | 5 | 5 | 5 | 5 | 5 | 5 | 0 | 0 | 0 | 0 | 0 | 0 | 0 | 0 | 0 | 0 | 0 | 0 | 0 | 0 | 0 | 0 | 0 | 0 | 0 | 0 | 0 | 0 | 0 | 0 | 0 | 0 | 0 | 0 | 0 | 0 | 0 | 0 | 0 | 0 | 0 | 0 | 0 | 0 | 0 | 0 | 0 | 0 | 0 | 0 | 0 | 0 | 0 | 0
1438 | 1147 | QC | 50.7148 | -66.7816 | QC_SM3_GSS | hydro_monthly | 0 | 0 | 882 | 18305 | 2 | 8.82 | 2 | 2 | 2 | 2 | 2 | 2 | 0 | 0 | 0 | 0 | 0 | 0 | 0 | 0 | 0 | 0 | 0 | 0 | 0 | 0 | 0 | 0 | 0 | 0 | 0 | 0 | 0 | 0 | 0 | 0 | 0 | 0 | 0 | 0 | 0 | 0 | 0 | 0 | 0 | 0 | 0 | 0 | 0 | 0 | 0 | 0 | 0 | 0 | 0 | 0 | 0 | 0 | 0 | 0
1439 | 1007 | QC | 46.5484 | -72.4102 | QC_CPM_DSS | hydro_run | 0 | 0 | 15 | 66563 | 1 | 0.15 | 1 | 1 | 1 | 1 | 1 | 1 | 0 | 0 | 0 | 0 | 0 | 0 | 0 | 0 | 0 | 0 | 0 | 0 | 0 | 0 | 0 | 0 | 0 | 0 | 0 | 0 | 0 | 0 | 0 | 0 | 0 | 0 | 0 | 0 | 0 | 0 | 0 | 0 | 0 | 0 | 0 | 0 | 0 | 0 | 0 | 0 | 0 | 0 | 0 | 0 | 0 | 0 | 0 | 0
1440 | 1032 | QC | 45.8225 | -72.3688 | QC_HER_TSS | biogas | 0 | 8.513 | 7.6 | 31512 | 9.72 | 0.076 | 9.72 | 9.72 | 9.72 | 9.72 | 9.72 | 9.72 | 0 | 0 | 0 | 0 | 0 | 0 | 0 | 0 | 0 | 0 | 0 | 0 | 0 | 0 | 0 | 0 | 0 | 0 | 0 | 0 | 0 | 0 | 0 | 0 | 0 | 0 | 0 | 0 | 0 | 0 | 0 | 0 | 0 | 0 | 0 | 0 | 0 | 0 | 0 | 0 | 0 | 0 | 0 | 0 | 0 | 0 | 0 | 0
1441 | 1093 | QC | 46.6593 | -70.3573 | QC_MNM_DSS | wind_ons | 0 | 0 | 24 | 160953 | 0 | 0.24 | 0 | 0 | 0 | 0 | 0 | 0 | 0.24 | 0.24 | 0.24 | 0.24 | 0.24 | 0.24 | 0.24 | 0.24 | 0.24 | 0.24 | 0.24 | 0.24 | 0.24 | 0.24 | 0.24 | 0.24 | 0.24 | 0.24 | 0.24 | 0.24 | 0.24 | 0.24 | 0.24 | 0.24 | 0.24 | 0.24 | 0.24 | 0.24 | 0.24 | 0.24 | 0.24 | 0.24 | 0.24 | 0.24 | 0.24 | 0.24 | 0.24 | 0.24 | 0.24 | 0.24 | 0.24 | 0.24 | 0.24 | 0.24 | 0.24 | 0.24 | 0.24 | 0.24
1442 | 1138 | QC | 48.4481 | -71.2148 | QC_SAG_TSS | hydro_daily | 0 | 0 | 1152 | 115196 | 5 | 11.52 | 5 | 5 | 5 | 5 | 5 | 5 | 0 | 0 | 0 | 0 | 0 | 0 | 0 | 0 | 0 | 0 | 0 | 0 | 0 | 0 | 0 | 0 | 0 | 0 | 0 | 0 | 0 | 0 | 0 | 0 | 0 | 0 | 0 | 0 | 0 | 0 | 0 | 0 | 0 | 0 | 0 | 0 | 0 | 0 | 0 | 0 | 0 | 0 | 0 | 0 | 0 | 0 | 0 | 0
1443 | 1045 | QC | 46.7982 | -70.7366 | QC_LAD_DSS | hydro_run | 0 | 0 | 4.05 | 66563 | 1 | 0.0405 | 1 | 1 | 1 | 1 | 1 | 1 | 0 | 0 | 0 | 0 | 0 | 0 | 0 | 0 | 0 | 0 | 0 | 0 | 0 | 0 | 0 | 0 | 0 | 0 | 0 | 0 | 0 | 0 | 0 | 0 | 0 | 0 | 0 | 0 | 0 | 0 | 0 | 0 | 0 | 0 | 0 | 0 | 0 | 0 | 0 | 0 | 0 | 0 | 0 | 0 | 0 | 0 | 0 | 0
1444 | 1212 | QC | 45.7033 | -70.551 | XX_QCUS7_INT | wind_ons | 0 | 0 | 80 | 160953 | 0 | 0.8 | 0 | 0 | 0 | 0 | 0 | 0 | 0.8 | 0.8 | 0.8 | 0.8 | 0.8 | 0.8 | 0.8 | 0.8 | 0.8 | 0.8 | 0.8 | 0.8 | 0.8 | 0.8 | 0.8 | 0.8 | 0.8 | 0.8 | 0.8 | 0.8 | 0.8 | 0.8 | 0.8 | 0.8 | 0.8 | 0.8 | 0.8 | 0.8 | 0.8 | 0.8 | 0.8 | 0.8 | 0.8 | 0.8 | 0.8 | 0.8 | 0.8 | 0.8 | 0.8 | 0.8 | 0.8 | 0.8 | 0.8 | 0.8 | 0.8 | 0.8 | 0.8 | 0.8
1445 | 1153 | QC | 52.6678 | -76.6326 | QC_SRC_GSS | hydro_daily | 0 | 0 | 150 | 115196 | 5 | 1.5 | 5 | 5 | 5 | 5 | 5 | 5 | 0 | 0 | 0 | 0 | 0 | 0 | 0 | 0 | 0 | 0 | 0 | 0 | 0 | 0 | 0 | 0 | 0 | 0 | 0 | 0 | 0 | 0 | 0 | 0 | 0 | 0 | 0 | 0 | 0 | 0 | 0 | 0 | 0 | 0 | 0 | 0 | 0 | 0 | 0 | 0 | 0 | 0 | 0 | 0 | 0 | 0 | 0 | 0
1446 | 1123 | QC | 46.0639 | -73.2556 | QC_QFT_ISS | biomass | 0 | 13.5 | 9.9 | 183950 | 7.07 | 0.099 | 7.07 | 7.07 | 7.07 | 7.07 | 7.07 | 7.07 | 0 | 0 | 0 | 0 | 0 | 0 | 0 | 0 | 0 | 0 | 0 | 0 | 0 | 0 | 0 | 0 | 0 | 0 | 0 | 0 | 0 | 0 | 0 | 0 | 0 | 0 | 0 | 0 | 0 | 0 | 0 | 0 | 0 | 0 | 0 | 0 | 0 | 0 | 0 | 0 | 0 | 0 | 0 | 0 | 0 | 0 | 0 | 0
1447 | 1022 | QC | 48.3835 | -77.2239 | QC_FIG_TSS | biomass | 0 | 13.5 | 31 | 183950 | 7.07 | 0.31 | 7.07 | 7.07 | 7.07 | 7.07 | 7.07 | 7.07 | 0 | 0 | 0 | 0 | 0 | 0 | 0 | 0 | 0 | 0 | 0 | 0 | 0 | 0 | 0 | 0 | 0 | 0 | 0 | 0 | 0 | 0 | 0 | 0 | 0 | 0 | 0 | 0 | 0 | 0 | 0 | 0 | 0 | 0 | 0 | 0 | 0 | 0 | 0 | 0 | 0 | 0 | 0 | 0 | 0 | 0 | 0 | 0
1448 | 1088 | QC | 48.9867 | -64.453 | QC_MCM_DSS | wind_ons | 0 | 0 | 4.1 | 160953 | 0 | 0.041 | 0 | 0 | 0 | 0 | 0 | 0 | 0.041 | 0.041 | 0.041 | 0.041 | 0.041 | 0.041 | 0.041 | 0.041 | 0.041 | 0.041 | 0.041 | 0.041 | 0.041 | 0.041 | 0.041 | 0.041 | 0.041 | 0.041 | 0.041 | 0.041 | 0.041 | 0.041 | 0.041 | 0.041 | 0.041 | 0.041 | 0.041 | 0.041 | 0.041 | 0.041 | 0.041 | 0.041 | 0.041 | 0.041 | 0.041 | 0.041 | 0.041 | 0.041 | 0.041 | 0.041 | 0.041 | 0.041 | 0.041 | 0.041 | 0.041 | 0.041 | 0.041 | 0.041
1450 | 973 | QC | 46.5529 | -72.7587 | QC_AUS_ISS | hydro_run | 0 | 0 | 4.9 | 66563 | 1 | 0.049 | 1 | 1 | 1 | 1 | 1 | 1 | 0 | 0 | 0 | 0 | 0 | 0 | 0 | 0 | 0 | 0 | 0 | 0 | 0 | 0 | 0 | 0 | 0 | 0 | 0 | 0 | 0 | 0 | 0 | 0 | 0 | 0 | 0 | 0 | 0 | 0 | 0 | 0 | 0 | 0 | 0 | 0 | 0 | 0 | 0 | 0 | 0 | 0 | 0 | 0 | 0 | 0 | 0 | 0
1451 | 1159 | QC | 49.9705 | -68.1592 | QC_TLC_GSS | hydro_monthly | 0 | 0 | 526 | 18305 | 2 | 5.26 | 2 | 2 | 2 | 2 | 2 | 2 | 0 | 0 | 0 | 0 | 0 | 0 | 0 | 0 | 0 | 0 | 0 | 0 | 0 | 0 | 0 | 0 | 0 | 0 | 0 | 0 | 0 | 0 | 0 | 0 | 0 | 0 | 0 | 0 | 0 | 0 | 0 | 0 | 0 | 0 | 0 | 0 | 0 | 0 | 0 | 0 | 0 | 0 | 0 | 0 | 0 | 0 | 0 | 0
1452 | 1126 | QC | 47.6368 | -69.1219 | QC_RDL_TSS | wind_ons | 0 | 0 | 23.5 | 160953 | 0 | 0.235 | 0 | 0 | 0 | 0 | 0 | 0 | 0.235 | 0.235 | 0.235 | 0.235 | 0.235 | 0.235 | 0.235 | 0.235 | 0.235 | 0.235 | 0.235 | 0.235 | 0.235 | 0.235 | 0.235 | 0.235 | 0.235 | 0.235 | 0.235 | 0.235 | 0.235 | 0.235 | 0.235 | 0.235 | 0.235 | 0.235 | 0.235 | 0.235 | 0.235 | 0.235 | 0.235 | 0.235 | 0.235 | 0.235 | 0.235 | 0.235 | 0.235 | 0.235 | 0.235 | 0.235 | 0.235 | 0.235 | 0.235 | 0.235 | 0.235 | 0.235 | 0.235 | 0.235
1453 | 1126 | QC | 47.6368 | -69.1219 | QC_RDL_TSS | wind_ons | 0 | 0 | 51.7 | 160953 | 0 | 0.517 | 0 | 0 | 0 | 0 | 0 | 0 | 0.517 | 0.517 | 0.517 | 0.517 | 0.517 | 0.517 | 0.517 | 0.517 | 0.517 | 0.517 | 0.517 | 0.517 | 0.517 | 0.517 | 0.517 | 0.517 | 0.517 | 0.517 | 0.517 | 0.517 | 0.517 | 0.517 | 0.517 | 0.517 | 0.517 | 0.517 | 0.517 | 0.517 | 0.517 | 0.517 | 0.517 | 0.517 | 0.517 | 0.517 | 0.517 | 0.517 | 0.517 | 0.517 | 0.517 | 0.517 | 0.517 | 0.517 | 0.517 | 0.517 | 0.517 | 0.517 | 0.517 | 0.517
1454 | 923 | QC | 46.7131 | -79.0938 | ON_WFD_SWS | biomass | 0 | 13.5 | 9.4 | 183950 | 7.07 | 0.094 | 7.07 | 7.07 | 7.07 | 7.07 | 7.07 | 7.07 | 0 | 0 | 0 | 0 | 0 | 0 | 0 | 0 | 0 | 0 | 0 | 0 | 0 | 0 | 0 | 0 | 0 | 0 | 0 | 0 | 0 | 0 | 0 | 0 | 0 | 0 | 0 | 0 | 0 | 0 | 0 | 0 | 0 | 0 | 0 | 0 | 0 | 0 | 0 | 0 | 0 | 0 | 0 | 0 | 0 | 0 | 0 | 0
1455 | 923 | QC | 46.7131 | -79.0938 | ON_WFD_SWS | biomass | 0 | 13.5 | 50.8 | 183950 | 7.07 | 0.508 | 7.07 | 7.07 | 7.07 | 7.07 | 7.07 | 7.07 | 0 | 0 | 0 | 0 | 0 | 0 | 0 | 0 | 0 | 0 | 0 | 0 | 0 | 0 | 0 | 0 | 0 | 0 | 0 | 0 | 0 | 0 | 0 | 0 | 0 | 0 | 0 | 0 | 0 | 0 | 0 | 0 | 0 | 0 | 0 | 0 | 0 | 0 | 0 | 0 | 0 | 0 | 0 | 0 | 0 | 0 | 0 | 0
1456 | 1161 | QC | 47.7523 | -72.8781 | QC_TRC_GSS | hydro_daily | 0 | 0 | 350 | 115196 | 5 | 3.5 | 5 | 5 | 5 | 5 | 5 | 5 | 0 | 0 | 0 | 0 | 0 | 0 | 0 | 0 | 0 | 0 | 0 | 0 | 0 | 0 | 0 | 0 | 0 | 0 | 0 | 0 | 0 | 0 | 0 | 0 | 0 | 0 | 0 | 0 | 0 | 0 | 0 | 0 | 0 | 0 | 0 | 0 | 0 | 0 | 0 | 0 | 0 | 0 | 0 | 0 | 0 | 0 | 0 | 0
1457 | 1073 | QC | 48.3163 | -67.1403 | QC_LPT_GSS | wind_ons | 0 | 0 | 101.1 | 160953 | 0 | 1.011 | 0 | 0 | 0 | 0 | 0 | 0 | 1.011 | 1.011 | 1.011 | 1.011 | 1.011 | 1.011 | 1.011 | 1.011 | 1.011 | 1.011 | 1.011 | 1.011 | 1.011 | 1.011 | 1.011 | 1.011 | 1.011 | 1.011 | 1.011 | 1.011 | 1.011 | 1.011 | 1.011 | 1.011 | 1.011 | 1.011 | 1.011 | 1.011 | 1.011 | 1.011 | 1.011 | 1.011 | 1.011 | 1.011 | 1.011 | 1.011 | 1.011 | 1.011 | 1.011 | 1.011 | 1.011 | 1.011 | 1.011 | 1.011 | 1.011 | 1.011 | 1.011 | 1.011
1458 | 1126 | QC | 47.9173 | -69.216 | QC_RDL_TSS | wind_ons | 0 | 0 | 24.6 | 160953 | 0 | 0.246 | 0 | 0 | 0 | 0 | 0 | 0 | 0.246 | 0.246 | 0.246 | 0.246 | 0.246 | 0.246 | 0.246 | 0.246 | 0.246 | 0.246 | 0.246 | 0.246 | 0.246 | 0.246 | 0.246 | 0.246 | 0.246 | 0.246 | 0.246 | 0.246 | 0.246 | 0.246 | 0.246 | 0.246 | 0.246 | 0.246 | 0.246 | 0.246 | 0.246 | 0.246 | 0.246 | 0.246 | 0.246 | 0.246 | 0.246 | 0.246 | 0.246 | 0.246 | 0.246 | 0.246 | 0.246 | 0.246 | 0.246 | 0.246 | 0.246 | 0.246 | 0.246 | 0.246
1459 | 965 | QC | 48.4337 | -72.1672 | QC_ALM_DSS | hydro_run | 0 | 0 | 17.6 | 66563 | 1 | 0.176 | 1 | 1 | 1 | 1 | 1 | 1 | 0 | 0 | 0 | 0 | 0 | 0 | 0 | 0 | 0 | 0 | 0 | 0 | 0 | 0 | 0 | 0 | 0 | 0 | 0 | 0 | 0 | 0 | 0 | 0 | 0 | 0 | 0 | 0 | 0 | 0 | 0 | 0 | 0 | 0 | 0 | 0 | 0 | 0 | 0 | 0 | 0 | 0 | 0 | 0 | 0 | 0 | 0 | 0
1460 | 1064 | QC | 45.2302 | -74.0838 | QC_LGS_TSS | biomass | 0 | 13.5 | 9.75 | 183950 | 7.07 | 0.0975 | 7.07 | 7.07 | 7.07 | 7.07 | 7.07 | 7.07 | 0 | 0 | 0 | 0 | 0 | 0 | 0 | 0 | 0 | 0 | 0 | 0 | 0 | 0 | 0 | 0 | 0 | 0 | 0 | 0 | 0 | 0 | 0 | 0 | 0 | 0 | 0 | 0 | 0 | 0 | 0 | 0 | 0 | 0 | 0 | 0 | 0 | 0 | 0 | 0 | 0 | 0 | 0 | 0 | 0 | 0 | 0 | 0
1461 | 1011 | QC | 45.6619 | -71.4638 | QC_DEC_TSS | hydro_run | 0 | 0 | 4.5 | 66563 | 1 | 0.045 | 1 | 1 | 1 | 1 | 1 | 1 | 0 | 0 | 0 | 0 | 0 | 0 | 0 | 0 | 0 | 0 | 0 | 0 | 0 | 0 | 0 | 0 | 0 | 0 | 0 | 0 | 0 | 0 | 0 | 0 | 0 | 0 | 0 | 0 | 0 | 0 | 0 | 0 | 0 | 0 | 0 | 0 | 0 | 0 | 0 | 0 | 0 | 0 | 0 | 0 | 0 | 0 | 0 | 0
1462 | 1011 | QC | 45.558 | -72.0076 | QC_DEC_TSS | hydro_run | 0 | 0 | 5.5 | 66563 | 1 | 0.055 | 1 | 1 | 1 | 1 | 1 | 1 | 0 | 0 | 0 | 0 | 0 | 0 | 0 | 0 | 0 | 0 | 0 | 0 | 0 | 0 | 0 | 0 | 0 | 0 | 0 | 0 | 0 | 0 | 0 | 0 | 0 | 0 | 0 | 0 | 0 | 0 | 0 | 0 | 0 | 0 | 0 | 0 | 0 | 0 | 0 | 0 | 0 | 0 | 0 | 0 | 0 | 0 | 0 | 0
1463 | 1126 | QC | 47.7515 | -69.5274 | QC_RDL_TSS | hydro_run | 0 | 0 | 2.5 | 66563 | 1 | 0.025 | 1 | 1 | 1 | 1 | 1 | 1 | 0 | 0 | 0 | 0 | 0 | 0 | 0 | 0 | 0 | 0 | 0 | 0 | 0 | 0 | 0 | 0 | 0 | 0 | 0 | 0 | 0 | 0 | 0 | 0 | 0 | 0 | 0 | 0 | 0 | 0 | 0 | 0 | 0 | 0 | 0 | 0 | 0 | 0 | 0 | 0 | 0 | 0 | 0 | 0 | 0 | 0 | 0 | 0
1464 | 542 | QC | 45.9167 | -76.9223 | ON_CHX_TSS | hydro_run | 0 | 0 | 11.02 | 66563 | 1 | 0.1102 | 1 | 1 | 1 | 1 | 1 | 1 | 0 | 0 | 0 | 0 | 0 | 0 | 0 | 0 | 0 | 0 | 0 | 0 | 0 | 0 | 0 | 0 | 0 | 0 | 0 | 0 | 0 | 0 | 0 | 0 | 0 | 0 | 0 | 0 | 0 | 0 | 0 | 0 | 0 | 0 | 0 | 0 | 0 | 0 | 0 | 0 | 0 | 0 | 0 | 0 | 0 | 0 | 0 | 0
1465 | 1011 | QC | 45.498 | -71.6201 | QC_DEC_TSS | hydro_run | 0 | 0 | 4.3 | 66563 | 1 | 0.043 | 1 | 1 | 1 | 1 | 1 | 1 | 0 | 0 | 0 | 0 | 0 | 0 | 0 | 0 | 0 | 0 | 0 | 0 | 0 | 0 | 0 | 0 | 0 | 0 | 0 | 0 | 0 | 0 | 0 | 0 | 0 | 0 | 0 | 0 | 0 | 0 | 0 | 0 | 0 | 0 | 0 | 0 | 0 | 0 | 0 | 0 | 0 | 0 | 0 | 0 | 0 | 0 | 0 | 0
1467 | 1187 | SK | 50.417 | -104.464 | SK_REG_SWS | solar_PV | 0 | 0 | 10 | 22308 | 0 | 0.1 | 0 | 0 | 0 | 0 | 0 | 0 | 0.1 | 0.1 | 0.1 | 0.1 | 0.1 | 0.1 | 0.1 | 0.1 | 0.1 | 0.1 | 0.1 | 0.1 | 0.1 | 0.1 | 0.1 | 0.1 | 0.1 | 0.1 | 0.1 | 0.1 | 0.1 | 0.1 | 0.1 | 0.1 | 0.1 | 0.1 | 0.1 | 0.1 | 0.1 | 0.1 | 0.1 | 0.1 | 0.1 | 0.1 | 0.1 | 0.1 | 0.1 | 0.1 | 0.1 | 0.1 | 0.1 | 0.1 | 0.1 | 0.1 | 0.1 | 0.1 | 0.1 | 0.1
1474 | 1180 | SK | 49.9933 | -102.631 | SK_KDY_DSS | wind_ons | 0 | 0 | 200 | 160953 | 0 | 2 | 0 | 0 | 0 | 0 | 0 | 0 | 2 | 2 | 2 | 2 | 2 | 2 | 2 | 2 | 2 | 2 | 2 | 2 | 2 | 2 | 2 | 2 | 2 | 2 | 2 | 2 | 2 | 2 | 2 | 2 | 2 | 2 | 2 | 2 | 2 | 2 | 2 | 2 | 2 | 2 | 2 | 2 | 2 | 2 | 2 | 2 | 2 | 2 | 2 | 2 | 2 | 2 | 2 | 2
1475 | 1188 | SK | 50.3991 | -107.2231 | SK_RUC_DSS | wind_ons | 0 | 0 | 175 | 160953 | 0 | 1.75 | 0 | 0 | 0 | 0 | 0 | 0 | 1.75 | 1.75 | 1.75 | 1.75 | 1.75 | 1.75 | 1.75 | 1.75 | 1.75 | 1.75 | 1.75 | 1.75 | 1.75 | 1.75 | 1.75 | 1.75 | 1.75 | 1.75 | 1.75 | 1.75 | 1.75 | 1.75 | 1.75 | 1.75 | 1.75 | 1.75 | 1.75 | 1.75 | 1.75 | 1.75 | 1.75 | 1.75 | 1.75 | 1.75 | 1.75 | 1.75 | 1.75 | 1.75 | 1.75 | 1.75 | 1.75 | 1.75 | 1.75 | 1.75 | 1.75 | 1.75 | 1.75 | 1.75
1476 | 1174 | SK | 51.2749 | -106.8735 | SK_CCK_GSS | hydro_daily | 0 | 0 | 62 | 115196 | 5 | 0.62 | 5 | 5 | 5 | 5 | 5 | 5 | 0 | 0 | 0 | 0 | 0 | 0 | 0 | 0 | 0 | 0 | 0 | 0 | 0 | 0 | 0 | 0 | 0 | 0 | 0 | 0 | 0 | 0 | 0 | 0 | 0 | 0 | 0 | 0 | 0 | 0 | 0 | 0 | 0 | 0 | 0 | 0 | 0 | 0 | 0 | 0 | 0 | 0 | 0 | 0 | 0 | 0 | 0 | 0
1477 | 1174 | SK | 51.2749 | -106.8735 | SK_CCK_GSS | hydro_daily | 0 | 0 | 62 | 115196 | 5 | 0.62 | 5 | 5 | 5 | 5 | 5 | 5 | 0 | 0 | 0 | 0 | 0 | 0 | 0 | 0 | 0 | 0 | 0 | 0 | 0 | 0 | 0 | 0 | 0 | 0 | 0 | 0 | 0 | 0 | 0 | 0 | 0 | 0 | 0 | 0 | 0 | 0 | 0 | 0 | 0 | 0 | 0 | 0 | 0 | 0 | 0 | 0 | 0 | 0 | 0 | 0 | 0 | 0 | 0 | 0
1478 | 1174 | SK | 51.2749 | -106.8735 | SK_CCK_GSS | hydro_daily | 0 | 0 | 62 | 115196 | 5 | 0.62 | 5 | 5 | 5 | 5 | 5 | 5 | 0 | 0 | 0 | 0 | 0 | 0 | 0 | 0 | 0 | 0 | 0 | 0 | 0 | 0 | 0 | 0 | 0 | 0 | 0 | 0 | 0 | 0 | 0 | 0 | 0 | 0 | 0 | 0 | 0 | 0 | 0 | 0 | 0 | 0 | 0 | 0 | 0 | 0 | 0 | 0 | 0 | 0 | 0 | 0 | 0 | 0 | 0 | 0
1479 | 152 | SK | 59.6125 | -109.1141 | AB_9900S_GSS | hydro_daily | 0 | 0 | 10 | 115196 | 5 | 0.1 | 5 | 5 | 5 | 5 | 5 | 5 | 0 | 0 | 0 | 0 | 0 | 0 | 0 | 0 | 0 | 0 | 0 | 0 | 0 | 0 | 0 | 0 | 0 | 0 | 0 | 0 | 0 | 0 | 0 | 0 | 0 | 0 | 0 | 0 | 0 | 0 | 0 | 0 | 0 | 0 | 0 | 0 | 0 | 0 | 0 | 0 | 0 | 0 | 0 | 0 | 0 | 0 | 0 | 0
1484 | 1191 | SK | 50.1325 | -107.4928 | SK_SWC_DSS | wind_ons | 0 | 0 | 150 | 160953 | 0 | 1.5 | 0 | 0 | 0 | 0 | 0 | 0 | 1.5 | 1.5 | 1.5 | 1.5 | 1.5 | 1.5 | 1.5 | 1.5 | 1.5 | 1.5 | 1.5 | 1.5 | 1.5 | 1.5 | 1.5 | 1.5 | 1.5 | 1.5 | 1.5 | 1.5 | 1.5 | 1.5 | 1.5 | 1.5 | 1.5 | 1.5 | 1.5 | 1.5 | 1.5 | 1.5 | 1.5 | 1.5 | 1.5 | 1.5 | 1.5 | 1.5 | 1.5 | 1.5 | 1.5 | 1.5 | 1.5 | 1.5 | 1.5 | 1.5 | 1.5 | 1.5 | 1.5 | 1.5
1485 | 1191 | SK | 50.0183 | -108.4903 | SK_SWC_DSS | wind_ons | 0 | 0 | 11 | 160953 | 0 | 0.11 | 0 | 0 | 0 | 0 | 0 | 0 | 0.11 | 0.11 | 0.11 | 0.11 | 0.11 | 0.11 | 0.11 | 0.11 | 0.11 | 0.11 | 0.11 | 0.11 | 0.11 | 0.11 | 0.11 | 0.11 | 0.11 | 0.11 | 0.11 | 0.11 | 0.11 | 0.11 | 0.11 | 0.11 | 0.11 | 0.11 | 0.11 | 0.11 | 0.11 | 0.11 | 0.11 | 0.11 | 0.11 | 0.11 | 0.11 | 0.11 | 0.11 | 0.11 | 0.11 | 0.11 | 0.11 | 0.11 | 0.11 | 0.11 | 0.11 | 0.11 | 0.11 | 0.11
1486 | 1177 | SK | 53.689 | -103.3475 | SK_EBC_GSS | hydro_daily | 0 | 0 | 36 | 115196 | 5 | 0.36 | 5 | 5 | 5 | 5 | 5 | 5 | 0 | 0 | 0 | 0 | 0 | 0 | 0 | 0 | 0 | 0 | 0 | 0 | 0 | 0 | 0 | 0 | 0 | 0 | 0 | 0 | 0 | 0 | 0 | 0 | 0 | 0 | 0 | 0 | 0 | 0 | 0 | 0 | 0 | 0 | 0 | 0 | 0 | 0 | 0 | 0 | 0 | 0 | 0 | 0 | 0 | 0 | 0 | 0
1487 | 1177 | SK | 53.689 | -103.3475 | SK_EBC_GSS | hydro_daily | 0 | 0 | 36 | 115196 | 5 | 0.36 | 5 | 5 | 5 | 5 | 5 | 5 | 0 | 0 | 0 | 0 | 0 | 0 | 0 | 0 | 0 | 0 | 0 | 0 | 0 | 0 | 0 | 0 | 0 | 0 | 0 | 0 | 0 | 0 | 0 | 0 | 0 | 0 | 0 | 0 | 0 | 0 | 0 | 0 | 0 | 0 | 0 | 0 | 0 | 0 | 0 | 0 | 0 | 0 | 0 | 0 | 0 | 0 | 0 | 0
1488 | 1177 | SK | 53.689 | -103.3475 | SK_EBC_GSS | hydro_daily | 0 | 0 | 36 | 115196 | 5 | 0.36 | 5 | 5 | 5 | 5 | 5 | 5 | 0 | 0 | 0 | 0 | 0 | 0 | 0 | 0 | 0 | 0 | 0 | 0 | 0 | 0 | 0 | 0 | 0 | 0 | 0 | 0 | 0 | 0 | 0 | 0 | 0 | 0 | 0 | 0 | 0 | 0 | 0 | 0 | 0 | 0 | 0 | 0 | 0 | 0 | 0 | 0 | 0 | 0 | 0 | 0 | 0 | 0 | 0 | 0
1489 | 1177 | SK | 53.689 | -103.3475 | SK_EBC_GSS | hydro_daily | 0 | 0 | 36 | 115196 | 5 | 0.36 | 5 | 5 | 5 | 5 | 5 | 5 | 0 | 0 | 0 | 0 | 0 | 0 | 0 | 0 | 0 | 0 | 0 | 0 | 0 | 0 | 0 | 0 | 0 | 0 | 0 | 0 | 0 | 0 | 0 | 0 | 0 | 0 | 0 | 0 | 0 | 0 | 0 | 0 | 0 | 0 | 0 | 0 | 0 | 0 | 0 | 0 | 0 | 0 | 0 | 0 | 0 | 0 | 0 | 0
1490 | 1177 | SK | 53.689 | -103.3475 | SK_EBC_GSS | hydro_daily | 0 | 0 | 36 | 115196 | 5 | 0.36 | 5 | 5 | 5 | 5 | 5 | 5 | 0 | 0 | 0 | 0 | 0 | 0 | 0 | 0 | 0 | 0 | 0 | 0 | 0 | 0 | 0 | 0 | 0 | 0 | 0 | 0 | 0 | 0 | 0 | 0 | 0 | 0 | 0 | 0 | 0 | 0 | 0 | 0 | 0 | 0 | 0 | 0 | 0 | 0 | 0 | 0 | 0 | 0 | 0 | 0 | 0 | 0 | 0 | 0
1491 | 1177 | SK | 53.689 | -103.3475 | SK_EBC_GSS | hydro_daily | 0 | 0 | 36 | 115196 | 5 | 0.36 | 5 | 5 | 5 | 5 | 5 | 5 | 0 | 0 | 0 | 0 | 0 | 0 | 0 | 0 | 0 | 0 | 0 | 0 | 0 | 0 | 0 | 0 | 0 | 0 | 0 | 0 | 0 | 0 | 0 | 0 | 0 | 0 | 0 | 0 | 0 | 0 | 0 | 0 | 0 | 0 | 0 | 0 | 0 | 0 | 0 | 0 | 0 | 0 | 0 | 0 | 0 | 0 | 0 | 0
1492 | 1177 | SK | 53.689 | -103.3475 | SK_EBC_GSS | hydro_daily | 0 | 0 | 36 | 115196 | 5 | 0.36 | 5 | 5 | 5 | 5 | 5 | 5 | 0 | 0 | 0 | 0 | 0 | 0 | 0 | 0 | 0 | 0 | 0 | 0 | 0 | 0 | 0 | 0 | 0 | 0 | 0 | 0 | 0 | 0 | 0 | 0 | 0 | 0 | 0 | 0 | 0 | 0 | 0 | 0 | 0 | 0 | 0 | 0 | 0 | 0 | 0 | 0 | 0 | 0 | 0 | 0 | 0 | 0 | 0 | 0
1493 | 1177 | SK | 53.689 | -103.3475 | SK_EBC_GSS | hydro_daily | 0 | 0 | 36 | 115196 | 5 | 0.36 | 5 | 5 | 5 | 5 | 5 | 5 | 0 | 0 | 0 | 0 | 0 | 0 | 0 | 0 | 0 | 0 | 0 | 0 | 0 | 0 | 0 | 0 | 0 | 0 | 0 | 0 | 0 | 0 | 0 | 0 | 0 | 0 | 0 | 0 | 0 | 0 | 0 | 0 | 0 | 0 | 0 | 0 | 0 | 0 | 0 | 0 | 0 | 0 | 0 | 0 | 0 | 0 | 0 | 0
1497 | 1178 | SK | 50.4678 | -104.5089 | SK_FLS_SWS | solar_PV | 0 | 0 | 10 | 22308 | 0 | 0.1 | 0 | 0 | 0 | 0 | 0 | 0 | 0.1 | 0.1 | 0.1 | 0.1 | 0.1 | 0.1 | 0.1 | 0.1 | 0.1 | 0.1 | 0.1 | 0.1 | 0.1 | 0.1 | 0.1 | 0.1 | 0.1 | 0.1 | 0.1 | 0.1 | 0.1 | 0.1 | 0.1 | 0.1 | 0.1 | 0.1 | 0.1 | 0.1 | 0.1 | 0.1 | 0.1 | 0.1 | 0.1 | 0.1 | 0.1 | 0.1 | 0.1 | 0.1 | 0.1 | 0.1 | 0.1 | 0.1 | 0.1 | 0.1 | 0.1 | 0.1 | 0.1 | 0.1
1499 | 1168 | SK | 49.6266 | -105.9754 | SK_ASS_DSS | wind_ons | 0 | 0 | 200 | 160953 | 0 | 2 | 0 | 0 | 0 | 0 | 0 | 0 | 2 | 2 | 2 | 2 | 2 | 2 | 2 | 2 | 2 | 2 | 2 | 2 | 2 | 2 | 2 | 2 | 2 | 2 | 2 | 2 | 2 | 2 | 2 | 2 | 2 | 2 | 2 | 2 | 2 | 2 | 2 | 2 | 2 | 2 | 2 | 2 | 2 | 2 | 2 | 2 | 2 | 2 | 2 | 2 | 2 | 2 | 2 | 2
1500 | 1188 | SK | 50.1778 | -107.4685 | SK_RUC_DSS | solar_PV | 0 | 0 | 10 | 22308 | 0 | 0.1 | 0 | 0 | 0 | 0 | 0 | 0 | 0.1 | 0.1 | 0.1 | 0.1 | 0.1 | 0.1 | 0.1 | 0.1 | 0.1 | 0.1 | 0.1 | 0.1 | 0.1 | 0.1 | 0.1 | 0.1 | 0.1 | 0.1 | 0.1 | 0.1 | 0.1 | 0.1 | 0.1 | 0.1 | 0.1 | 0.1 | 0.1 | 0.1 | 0.1 | 0.1 | 0.1 | 0.1 | 0.1 | 0.1 | 0.1 | 0.1 | 0.1 | 0.1 | 0.1 | 0.1 | 0.1 | 0.1 | 0.1 | 0.1 | 0.1 | 0.1 | 0.1 | 0.1
1501 | 346 | SK | 55.529 | -102.3569 | MB_CFL_DSS | hydro_daily | 0 | 0 | 13 | 115196 | 5 | 0.13 | 5 | 5 | 5 | 5 | 5 | 5 | 0 | 0 | 0 | 0 | 0 | 0 | 0 | 0 | 0 | 0 | 0 | 0 | 0 | 0 | 0 | 0 | 0 | 0 | 0 | 0 | 0 | 0 | 0 | 0 | 0 | 0 | 0 | 0 | 0 | 0 | 0 | 0 | 0 | 0 | 0 | 0 | 0 | 0 | 0 | 0 | 0 | 0 | 0 | 0 | 0 | 0 | 0 | 0
1502 | 346 | SK | 55.529 | -102.3569 | MB_CFL_DSS | hydro_daily | 0 | 0 | 13 | 115196 | 5 | 0.13 | 5 | 5 | 5 | 5 | 5 | 5 | 0 | 0 | 0 | 0 | 0 | 0 | 0 | 0 | 0 | 0 | 0 | 0 | 0 | 0 | 0 | 0 | 0 | 0 | 0 | 0 | 0 | 0 | 0 | 0 | 0 | 0 | 0 | 0 | 0 | 0 | 0 | 0 | 0 | 0 | 0 | 0 | 0 | 0 | 0 | 0 | 0 | 0 | 0 | 0 | 0 | 0 | 0 | 0
1503 | 346 | SK | 55.529 | -102.3569 | MB_CFL_DSS | hydro_daily | 0 | 0 | 13 | 115196 | 5 | 0.13 | 5 | 5 | 5 | 5 | 5 | 5 | 0 | 0 | 0 | 0 | 0 | 0 | 0 | 0 | 0 | 0 | 0 | 0 | 0 | 0 | 0 | 0 | 0 | 0 | 0 | 0 | 0 | 0 | 0 | 0 | 0 | 0 | 0 | 0 | 0 | 0 | 0 | 0 | 0 | 0 | 0 | 0 | 0 | 0 | 0 | 0 | 0 | 0 | 0 | 0 | 0 | 0 | 0 | 0
1504 | 346 | SK | 55.529 | -102.3569 | MB_CFL_DSS | hydro_daily | 0 | 0 | 18 | 115196 | 5 | 0.18 | 5 | 5 | 5 | 5 | 5 | 5 | 0 | 0 | 0 | 0 | 0 | 0 | 0 | 0 | 0 | 0 | 0 | 0 | 0 | 0 | 0 | 0 | 0 | 0 | 0 | 0 | 0 | 0 | 0 | 0 | 0 | 0 | 0 | 0 | 0 | 0 | 0 | 0 | 0 | 0 | 0 | 0 | 0 | 0 | 0 | 0 | 0 | 0 | 0 | 0 | 0 | 0 | 0 | 0
1505 | 346 | SK | 55.529 | -102.3569 | MB_CFL_DSS | hydro_daily | 0 | 0 | 18 | 115196 | 5 | 0.18 | 5 | 5 | 5 | 5 | 5 | 5 | 0 | 0 | 0 | 0 | 0 | 0 | 0 | 0 | 0 | 0 | 0 | 0 | 0 | 0 | 0 | 0 | 0 | 0 | 0 | 0 | 0 | 0 | 0 | 0 | 0 | 0 | 0 | 0 | 0 | 0 | 0 | 0 | 0 | 0 | 0 | 0 | 0 | 0 | 0 | 0 | 0 | 0 | 0 | 0 | 0 | 0 | 0 | 0
1506 | 346 | SK | 55.529 | -102.3569 | MB_CFL_DSS | hydro_daily | 0 | 0 | 18 | 115196 | 5 | 0.18 | 5 | 5 | 5 | 5 | 5 | 5 | 0 | 0 | 0 | 0 | 0 | 0 | 0 | 0 | 0 | 0 | 0 | 0 | 0 | 0 | 0 | 0 | 0 | 0 | 0 | 0 | 0 | 0 | 0 | 0 | 0 | 0 | 0 | 0 | 0 | 0 | 0 | 0 | 0 | 0 | 0 | 0 | 0 | 0 | 0 | 0 | 0 | 0 | 0 | 0 | 0 | 0 | 0 | 0
1507 | 346 | SK | 55.529 | -102.3569 | MB_CFL_DSS | hydro_daily | 0 | 0 | 18 | 115196 | 5 | 0.18 | 5 | 5 | 5 | 5 | 5 | 5 | 0 | 0 | 0 | 0 | 0 | 0 | 0 | 0 | 0 | 0 | 0 | 0 | 0 | 0 | 0 | 0 | 0 | 0 | 0 | 0 | 0 | 0 | 0 | 0 | 0 | 0 | 0 | 0 | 0 | 0 | 0 | 0 | 0 | 0 | 0 | 0 | 0 | 0 | 0 | 0 | 0 | 0 | 0 | 0 | 0 | 0 | 0 | 0
1508 | 1169 | SK | 49.0708 | -103.101 | SK_BDM_GSS | solar_PV | 0 | 0 | 100 | 22308 | 0 | 1 | 0 | 0 | 0 | 0 | 0 | 0 | bar: x1 to x48
1512 | 1182 | SK | 54.1472 | -108.2896 | SK_MDL_DSS | biomass | 0 | 13.5 | 6.6 | 183950 | 7.07 | 0.066 | 7.07 | 7.07 | 7.07 | 7.07 | 7.07 | 7.07 | 0 | 0 | 0 | 0 | 0 | 0 | 0 | 0 | 0 | 0 | 0 | 0 | 0 | 0 | 0 | 0 | 0 | 0 | 0 | 0 | 0 | 0 | 0 | 0 | 0 | 0 | 0 | 0 | 0 | 0 | 0 | 0 | 0 | 0 | 0 | 0 | 0 | 0 | 0 | 0 | 0 | 0 | 0 | 0 | 0 | 0 | 0 | 0
1516 | 1188 | SK | 50.399 | -106.9574 | SK_RUC_DSS | wind_ons | 0 | 0 | 23 | 160953 | 0 | 0.23 | 0 | 0 | 0 | 0 | 0 | 0 | 0.23 | 0.23 | 0.23 | 0.23 | 0.23 | 0.23 | 0.23 | 0.23 | 0.23 | 0.23 | 0.23 | 0.23 | 0.23 | 0.23 | 0.23 | 0.23 | 0.23 | 0.23 | 0.23 | 0.23 | 0.23 | 0.23 | 0.23 | 0.23 | 0.23 | 0.23 | 0.23 | 0.23 | 0.23 | 0.23 | 0.23 | 0.23 | 0.23 | 0.23 | 0.23 | 0.23 | 0.23 | 0.23 | 0.23 | 0.23 | 0.23 | 0.23 | 0.23 | 0.23 | 0.23 | 0.23 | 0.23 | 0.23
1517 | 1175 | SK | 53.3209 | -104.0431 | SK_CDT_DSS | hydro_daily | 0 | 0 | 85 | 115196 | 5 | 0.85 | 5 | 5 | 5 | 5 | 5 | 5 | 0 | 0 | 0 | 0 | 0 | 0 | 0 | 0 | 0 | 0 | 0 | 0 | 0 | 0 | 0 | 0 | 0 | 0 | 0 | 0 | 0 | 0 | 0 | 0 | 0 | 0 | 0 | 0 | 0 | 0 | 0 | 0 | 0 | 0 | 0 | 0 | 0 | 0 | 0 | 0 | 0 | 0 | 0 | 0 | 0 | 0 | 0 | 0
1518 | 1175 | SK | 53.3209 | -104.0431 | SK_CDT_DSS | hydro_daily | 0 | 0 | 85 | 115196 | 5 | 0.85 | 5 | 5 | 5 | 5 | 5 | 5 | 0 | 0 | 0 | 0 | 0 | 0 | 0 | 0 | 0 | 0 | 0 | 0 | 0 | 0 | 0 | 0 | 0 | 0 | 0 | 0 | 0 | 0 | 0 | 0 | 0 | 0 | 0 | 0 | 0 | 0 | 0 | 0 | 0 | 0 | 0 | 0 | 0 | 0 | 0 | 0 | 0 | 0 | 0 | 0 | 0 | 0 | 0 | 0
1519 | 1175 | SK | 53.3209 | -104.0431 | SK_CDT_DSS | hydro_daily | 0 | 0 | 85 | 115196 | 5 | 0.85 | 5 | 5 | 5 | 5 | 5 | 5 | 0 | 0 | 0 | 0 | 0 | 0 | 0 | 0 | 0 | 0 | 0 | 0 | 0 | 0 | 0 | 0 | 0 | 0 | 0 | 0 | 0 | 0 | 0 | 0 | 0 | 0 | 0 | 0 | 0 | 0 | 0 | 0 | 0 | 0 | 0 | 0 | 0 | 0 | 0 | 0 | 0 | 0 | 0 | 0 | 0 | 0 | 0 | 0
1520 | 1190 | SK | 49.3238 | -102.2957 | SK_SHD_GSS | biogas | 0 | 8.513 | 5 | 31512 | 9.72 | 0.05 | 9.72 | 9.72 | 9.72 | 9.72 | 9.72 | 9.72 | 0 | 0 | 0 | 0 | 0 | 0 | 0 | 0 | 0 | 0 | 0 | 0 | 0 | 0 | 0 | 0 | 0 | 0 | 0 | 0 | 0 | 0 | 0 | 0 | 0 | 0 | 0 | 0 | 0 | 0 | 0 | 0 | 0 | 0 | 0 | 0 | 0 | 0 | 0 | 0 | 0 | 0 | 0 | 0 | 0 | 0 | 0 | 0
1521 | 1187 | SK | 50.2526 | -104.4072 | SK_REG_SWS | biogas | 0 | 8.513 | 5 | 31512 | 9.72 | 0.05 | 9.72 | 9.72 | 9.72 | 9.72 | 9.72 | 9.72 | 0 | 0 | 0 | 0 | 0 | 0 | 0 | 0 | 0 | 0 | 0 | 0 | 0 | 0 | 0 | 0 | 0 | 0 | 0 | 0 | 0 | 0 | 0 | 0 | 0 | 0 | 0 | 0 | 0 | 0 | 0 | 0 | 0 | 0 | 0 | 0 | 0 | 0 | 0 | 0 | 0 | 0 | 0 | 0 | 0 | 0 | 0 | 0
1522 | 136 | SK | 51.9389 | -109.1807 | AB_932S_DSS | biogas | 0 | 8.513 | 5 | 31512 | 9.72 | 0.05 | 9.72 | 9.72 | 9.72 | 9.72 | 9.72 | 9.72 | 0 | 0 | 0 | 0 | 0 | 0 | 0 | 0 | 0 | 0 | 0 | 0 | 0 | 0 | 0 | 0 | 0 | 0 | 0 | 0 | 0 | 0 | 0 | 0 | 0 | 0 | 0 | 0 | 0 | 0 | 0 | 0 | 0 | 0 | 0 | 0 | 0 | 0 | 0 | 0 | 0 | 0 | 0 | 0 | 0 | 0 | 0 | 0
1523 | 1174 | SK | 51.2404 | -106.6768 | SK_CCK_GSS | biogas | 0 | 8.513 | 5 | 31512 | 9.72 | 0.05 | 9.72 | 9.72 | 9.72 | 9.72 | 9.72 | 9.72 | 0 | 0 | 0 | 0 | 0 | 0 | 0 | 0 | 0 | 0 | 0 | 0 | 0 | 0 | 0 | 0 | 0 | 0 | 0 | 0 | 0 | 0 | 0 | 0 | 0 | 0 | 0 | 0 | 0 | 0 | 0 | 0 | 0 | 0 | 0 | 0 | 0 | 0 | 0 | 0 | 0 | 0 | 0 | 0 | 0 | 0 | 0 | 0
1527 | 1183 | SK | 49.6417 | -103.9048 | SK_PBL_DSS | solar_PV | 0 | 0 | 10 | 22308 | 0 | 0.1 | 0 | 0 | 0 | 0 | 0 | 0 | 0.1 | 0.1 | 0.1 | 0.1 | 0.1 | 0.1 | 0.1 | 0.1 | 0.1 | 0.1 | 0.1 | 0.1 | 0.1 | 0.1 | 0.1 | 0.1 | 0.1 | 0.1 | 0.1 | 0.1 | 0.1 | 0.1 | 0.1 | 0.1 | 0.1 | 0.1 | 0.1 | 0.1 | 0.1 | 0.1 | 0.1 | 0.1 | 0.1 | 0.1 | 0.1 | 0.1 | 0.1 | 0.1 | 0.1 | 0.1 | 0.1 | 0.1 | 0.1 | 0.1 | 0.1 | 0.1 | 0.1 | 0.1
1546 | 1180 | SK | 50.1918 | -101.7425 | SK_KDY_DSS | wind_ons | 0 | 0 | 26 | 160953 | 0 | 0.26 | 0 | 0 | 0 | 0 | 0 | 0 | 0.26 | 0.26 | 0.26 | 0.26 | 0.26 | 0.26 | 0.26 | 0.26 | 0.26 | 0.26 | 0.26 | 0.26 | 0.26 | 0.26 | 0.26 | 0.26 | 0.26 | 0.26 | 0.26 | 0.26 | 0.26 | 0.26 | 0.26 | 0.26 | 0.26 | 0.26 | 0.26 | 0.26 | 0.26 | 0.26 | 0.26 | 0.26 | 0.26 | 0.26 | 0.26 | 0.26 | 0.26 | 0.26 | 0.26 | 0.26 | 0.26 | 0.26 | 0.26 | 0.26 | 0.26 | 0.26 | 0.26 | 0.26
1547 | 1174 | SK | 50.8929 | -106.8814 | SK_CCK_GSS | wind_ons | 0 | 0 | 10.5 | 160953 | 0 | 0.105 | 0 | 0 | 0 | 0 | 0 | 0 | 0.105 | 0.105 | 0.105 | 0.105 | 0.105 | 0.105 | 0.105 | 0.105 | 0.105 | 0.105 | 0.105 | 0.105 | 0.105 | 0.105 | 0.105 | 0.105 | 0.105 | 0.105 | 0.105 | 0.105 | 0.105 | 0.105 | 0.105 | 0.105 | 0.105 | 0.105 | 0.105 | 0.105 | 0.105 | 0.105 | 0.105 | 0.105 | 0.105 | 0.105 | 0.105 | 0.105 | 0.105 | 0.105 | 0.105 | 0.105 | 0.105 | 0.105 | 0.105 | 0.105 | 0.105 | 0.105 | 0.105 | 0.105
1549 | 1191 | SK | 50.078 | -108.3929 | SK_SWC_DSS | wind_ons | 0 | 0 | 11 | 160953 | 0 | 0.11 | 0 | 0 | 0 | 0 | 0 | 0 | 0.11 | 0.11 | 0.11 | 0.11 | 0.11 | 0.11 | 0.11 | 0.11 | 0.11 | 0.11 | 0.11 | 0.11 | 0.11 | 0.11 | 0.11 | 0.11 | 0.11 | 0.11 | 0.11 | 0.11 | 0.11 | 0.11 | 0.11 | 0.11 | 0.11 | 0.11 | 0.11 | 0.11 | 0.11 | 0.11 | 0.11 | 0.11 | 0.11 | 0.11 | 0.11 | 0.11 | 0.11 | 0.11 | 0.11 | 0.11 | 0.11 | 0.11 | 0.11 | 0.11 | 0.11 | 0.11 | 0.11 | 0.11
1552 | 152 | SK | 59.6274 | -109.018 | AB_9900S_GSS | hydro_run | 0 | 0 | 5 | 66563 | 1 | 0.05 | 1 | 1 | 1 | 1 | 1 | 1 | 0 | 0 | 0 | 0 | 0 | 0 | 0 | 0 | 0 | 0 | 0 | 0 | 0 | 0 | 0 | 0 | 0 | 0 | 0 | 0 | 0 | 0 | 0 | 0 | 0 | 0 | 0 | 0 | 0 | 0 | 0 | 0 | 0 | 0 | 0 | 0 | 0 | 0 | 0 | 0 | 0 | 0 | 0 | 0 | 0 | 0 | 0 | 0
1553 | 1183 | SK | 50.414 | -102.914 | SK_PBL_DSS | wind_ons | 0 | 0 | 20 | 160953 | 0 | 0.2 | 0 | 0 | 0 | 0 | 0 | 0 | 0.2 | 0.2 | 0.2 | 0.2 | 0.2 | 0.2 | 0.2 | 0.2 | 0.2 | 0.2 | 0.2 | 0.2 | 0.2 | 0.2 | 0.2 | 0.2 | 0.2 | 0.2 | 0.2 | 0.2 | 0.2 | 0.2 | 0.2 | 0.2 | 0.2 | 0.2 | 0.2 | 0.2 | 0.2 | 0.2 | 0.2 | 0.2 | 0.2 | 0.2 | 0.2 | 0.2 | 0.2 | 0.2 | 0.2 | 0.2 | 0.2 | 0.2 | 0.2 | 0.2 | 0.2 | 0.2 | 0.2 | 0.2
1554 | 152 | SK | 59.6323 | -109.0561 | AB_9900S_GSS | hydro_run | 0 | 0 | 8 | 66563 | 1 | 0.08 | 1 | 1 | 1 | 1 | 1 | 1 | 0 | 0 | 0 | 0 | 0 | 0 | 0 | 0 | 0 | 0 | 0 | 0 | 0 | 0 | 0 | 0 | 0 | 0 | 0 | 0 | 0 | 0 | 0 | 0 | 0 | 0 | 0 | 0 | 0 | 0 | 0 | 0 | 0 | 0 | 0 | 0 | 0 | 0 | 0 | 0 | 0 | 0 | 0 | 0 | 0 | 0 | 0 | 0
[19 empty] | 227.1148 | 227.1148 | 227.1148 | 227.1148 | 227.1148 | 227.1148 | 227.1148 | 227.1148 | 227.1148 | 227.1148 | 227.1148 | 227.1148 | 227.1148 | 227.1148 | 227.1148 | 227.1148 | 227.1148 | 227.1148 | 227.1148 | 227.1148 | 227.1148 | 227.1148 | 227.1148 | 227.1148 | 227.1148 | 227.1148 | 227.1148 | 227.1148 | 227.1148 | 227.1148 | 227.1148 | 227.1148 | 227.1148 | 227.1148 | 227.1148 | 227.1148 | 227.1148 | 227.1148 | 227.1148 | 227.1148 | 227.1148 | 227.1148 | 227.1148 | 227.1148 | 227.1148 | 227.1148 | 227.1148 | 227.1148
[19 empty] | 840.3758 | 954.5973 | 911.9403 | 892.3412 | 888.8826 | 887.7297 | 920.0106 | 945.3742 | 959.2088 | 886.5768 | 868.1305 | 913.0932 | 952.2915 | 890.0354 | 934.9981 | 945.3742 | 894.647 | 884.271 | 971.8906 | 905.023 | 906.1759 | 907.3288 | 883.1181 | 892.3412 | 915.399 | 886.5768 | 881.9652 | 917.7048 | 961.5146 | 916.5519 | 871.5892 | 902.7172 | 884.271 | 937.3039 | 888.8826 | 924.6221 | 899.2586 | 871.5892 | 906.1759 | 973.0435 | 907.3288 | 895.7999 | 960.3617 | 868.1305 | 946.527 | 921.1635 | 906.1759 | 971.8906
[19 empty] | 1067.4906 | 1181.7121 | 1139.0551 | 1119.456 | 1115.9974 | 1114.8445 | 1147.1254 | 1172.489 | 1186.3236 | 1113.6916 | 1095.2453 | 1140.208 | 1179.4063 | 1117.1502 | 1162.1129 | 1172.489 | 1121.7618 | 1111.3858 | 1199.0054 | 1132.1378 | 1133.2907 | 1134.4436 | 1110.2329 | 1119.456 | 1142.5138 | 1113.6916 | 1109.08 | 1144.8196 | 1188.6294 | 1143.6667 | 1098.704 | 1129.832 | 1111.3858 | 1164.4187 | 1115.9974 | 1151.7369 | 1126.3734 | 1098.704 | 1133.2907 | 1200.1583 | 1134.4436 | 1122.9147 | 1187.4765 | 1095.2453 | 1173.6418 | 1148.2783 | 1133.2907 | 1199.0054

## new_gen_dispatch_t1
x1 | x2 | x3 | x4 | x5 | x6 | x7 | x8 | x9 | x10 | x11 | x12 | x13 | x14 | x15 | x16 | x17 | x18 | x19 | x20 | x21 | x22 | x23 | x24 | x25 | x26 | x27 | x28 | x29 | x30 | x31 | x32 | x33 | x34 | x35 | x36 | x37 | x38 | x39 | x40 | x41 | x42 | x43 | x44 | x45 | x46 | x47 | x48
0 | 0 | 0 | 0 | 0 | 0 | 0 | 0 | 0 | 0 | 0 | 0 | 0 | 0 | 0 | 0 | 0 | 0 | 0 | 0 | 0 | 0 | 0 | 0 | 0 | 0 | 0 | 0 | 0 | 0 | 0 | 0 | 0 | 0 | 0 | 0 | 0 | 0 | 0 | 0 | 0 | 0 | 0 | 0 | 0 | 0 | 0 | 0
0 | 0 | 0 | 0 | 0 | 0 | 0 | 0 | 0 | 0 | 0 | 0 | 0 | 0 | 0 | 0 | 0 | 0 | 0 | 0 | 0 | 0 | 0 | 0 | 0 | 0 | 0 | 0 | 0 | 0 | 0 | 0 | 0 | 0 | 0 | 0 | 0 | 0 | 0 | 0 | 0 | 0 | 0 | 0 | 0 | 0 | 0 | 0
0 | 0 | 0 | 0 | 0 | 0 | 0 | 0 | 0 | 0 | 0 | 0 | 0 | 0 | 0 | 0 | 0 | 0 | 0 | 0 | 0 | 0 | 0 | 0 | 0 | 0 | 0 | 0 | 0 | 0 | 0 | 0 | 0 | 0 | 0 | 0 | 0 | 0 | 0 | 0 | 0 | 0 | 0 | 0 | 0 | 0 | 0 | 0
0 | 0 | 0 | 0 | 0 | 0 | 0 | 0 | 0 | 0 | 0 | 0 | 0 | 0 | 0 | 0 | 0 | 0 | 0 | 0 | 0 | 0 | 0 | 0 | 0 | 0 | 0 | 0 | 0 | 0 | 0 | 0 | 0 | 0 | 0 | 0 | 0 | 0 | 0 | 0 | 0 | 0 | 0 | 0 | 0 | 0 | 0 | 0
0 | 0 | 0 | 0 | 0 | 0 | 0 | 0 | 0 | 0 | 0 | 0 | 0 | 0 | 0 | 0 | 0 | 0 | 0 | 0 | 0 | 0 | 0 | 0 | 0 | 0 | 0 | 0 | 0 | 0 | 0 | 0 | 0 | 0 | 0 | 0 | 0 | 0 | 0 | 0 | 0 | 0 | 0 | 0 | 0 | 0 | 0 | 0
0 | 0 | 0 | 0 | 0 | 0 | 0 | 0 | 0 | 0 | 0 | 0 | 0 | 0 | 0 | 0 | 0 | 0 | 0 | 0 | 0 | 0 | 0 | 0 | 0 | 0 | 0 | 0 | 0 | 0 | 0 | 0 | 0 | 0 | 0 | 0 | 0 | 0 | 0 | 0 | 0 | 0 | 0 | 0 | 0 | 0 | 0 | 0
0 | 0 | 0 | 0 | 0 | 0 | 0 | 0 | 0 | 0 | 0 | 0 | 0 | 0 | 0 | 0 | 0 | 0 | 0 | 0 | 0 | 0 | 0 | 0 | 0 | 0 | 0 | 0 | 0 | 0 | 0 | 0 | 0 | 0 | 0 | 0 | 0 | 0 | 0 | 0 | 0 | 0 | 0 | 0 | 0 | 0 | 0 | 0
0 | 0 | 0 | 0 | 0 | 0 | 0 | 0 | 0 | 0 | 0 | 0 | 0 | 0 | 0 | 0 | 0 | 0 | 0 | 0 | 0 | 0 | 0 | 0 | 0 | 0 | 0 | 0 | 0 | 0 | 0 | 0 | 0 | 0 | 0 | 0 | 0 | 0 | 0 | 0 | 0 | 0 | 0 | 0 | 0 | 0 | 0 | 0
0 | 0 | 0 | 0 | 0 | 0 | 0 | 0 | 0 | 0 | 0 | 0 | 0 | 0 | 0 | 0 | 0 | 0 | 0 | 0 | 0 | 0 | 0 | 0 | 0 | 0 | 0 | 0 | 0 | 0 | 0 | 0 | 0 | 0 | 0 | 0 | 0 | 0 | 0 | 0 | 0 | 0 | 0 | 0 | 0 | 0 | 0 | 0
0 | 0 | 0 | 0 | 0 | 0 | 0 | 0 | 0 | 0 | 0 | 0 | 0 | 0 | 0 | 0 | 0 | 0 | 0 | 0 | 0 | 0 | 0 | 0 | 0 | 0 | 0 | 0 | 0 | 0 | 0 | 0 | 0 | 0 | 0 | 0 | 0 | 0 | 0 | 0 | 0 | 0 | 0 | 0 | 0 | 0 | 0 | 0
0 | 0 | 0 | 0 | 0 | 0 | 0 | 0 | 0 | 0 | 0 | 0 | 0 | 0 | 0 | 0 | 0 | 0 | 0 | 0 | 0 | 0 | 0 | 0 | 0 | 0 | 0 | 0 | 0 | 0 | 0 | 0 | 0 | 0 | 0 | 0 | 0 | 0 | 0 | 0 | 0 | 0 | 0 | 0 | 0 | 0 | 0 | 0
0 | 0 | 0 | 0 | 0 | 0 | 0 | 0 | 0 | 0 | 0 | 0 | 0 | 0 | 0 | 0 | 0 | 0 | 0 | 0 | 0 | 0 | 0 | 0 | 0 | 0 | 0 | 0 | 0 | 0 | 0 | 0 | 0 | 0 | 0 | 0 | 0 | 0 | 0 | 0 | 0 | 0 | 0 | 0 | 0 | 0 | 0 | 0
0 | 0 | 0 | 0 | 0 | 0 | 0 | 0 | 0 | 0 | 0 | 0 | 0 | 0 | 0 | 0 | 0 | 0 | 0 | 0 | 0 | 0 | 0 | 0 | 0 | 0 | 0 | 0 | 0 | 0 | 0 | 0 | 0 | 0 | 0 | 0 | 0 | 0 | 0 | 0 | 0 | 0 | 0 | 0 | 0 | 0 | 0 | 0
0 | 0 | 0 | 0 | 0 | 0 | 0 | 0 | 0 | 0 | 0 | 0 | 0 | 0 | 0 | 0 | 0 | 0 | 0 | 0 | 0 | 0 | 0 | 0 | 0 | 0 | 0 | 0 | 0 | 0 | 0 | 0 | 0 | 0 | 0 | 0 | 0 | 0 | 0 | 0 | 0 | 0 | 0 | 0 | 0 | 0 | 0 | 0
0 | 0 | 0 | 0 | 0 | 0 | 0 | 0 | 0 | 0 | 0 | 0 | 0 | 0 | 0 | 0 | 0 | 0 | 0 | 0 | 0 | 0 | 0 | 0 | 0 | 0 | 0 | 0 | 0 | 0 | 0 | 0 | 0 | 0 | 0 | 0 | 0 | 0 | 0 | 0 | 0 | 0 | 0 | 0 | 0 | 0 | 0 | 0
0 | 0 | 0 | 0 | 0 | 0 | 0 | 0 | 0 | 0 | 0 | 0 | 0 | 0 | 0 | 0 | 0 | 0 | 0 | 0 | 0 | 0 | 0 | 0 | 0 | 0 | 0 | 0 | 0 | 0 | 0 | 0 | 0 | 0 | 0 | 0 | 0 | 0 | 0 | 0 | 0 | 0 | 0 | 0 | 0 | 0 | 0 | 0
0 | 0 | 0 | 0 | 0 | 0 | 0 | 0 | 0 | 0 | 0 | 0 | 0 | 0 | 0 | 0 | 0 | 0 | 0 | 0 | 0 | 0 | 0 | 0 | 0 | 0 | 0 | 0 | 0 | 0 | 0 | 0 | 0 | 0 | 0 | 0 | 0 | 0 | 0 | 0 | 0 | 0 | 0 | 0 | 0 | 0 | 0 | 0
0 | 0 | 0 | 0 | 0 | 0 | 0 | 0 | 0 | 0 | 0 | 0 | 0 | 0 | 0 | 0 | 0 | 0 | 0 | 0 | 0 | 0 | 0 | 0 | 0 | 0 | 0 | 0 | 0 | 0 | 0 | 0 | 0 | 0 | 0 | 0 | 0 | 0 | 0 | 0 | 0 | 0 | 0 | 0 | 0 | 0 | 0 | 0
0 | 0 | 0 | 0 | 0 | 0 | 0 | 0 | 0 | 0 | 0 | 0 | 0 | 0 | 0 | 0 | 0 | 0 | 0 | 0 | 0 | 0 | 0 | 0 | 0 | 0 | 0 | 0 | 0 | 0 | 0 | 0 | 0 | 0 | 0 | 0 | 0 | 0 | 0 | 0 | 0 | 0 | 0 | 0 | 0 | 0 | 0 | 0
0 | 0 | 0 | 0 | 0 | 0 | 0 | 0 | 0 | 0 | 0 | 0 | 0 | 0 | 0 | 0 | 0 | 0 | 0 | 0 | 0 | 0 | 0 | 0 | 0 | 0 | 0 | 0 | 0 | 0 | 0 | 0 | 0 | 0 | 0 | 0 | 0 | 0 | 0 | 0 | 0 | 0 | 0 | 0 | 0 | 0 | 0 | 0
0 | 0 | 0 | 0 | 0 | 0 | 0 | 0 | 0 | 0 | 0 | 0 | 0 | 0 | 0 | 0 | 0 | 0 | 0 | 0 | 0 | 0 | 0 | 0 | 0 | 0 | 0 | 0 | 0 | 0 | 0 | 0 | 0 | 0 | 0 | 0 | 0 | 0 | 0 | 0 | 0 | 0 | 0 | 0 | 0 | 0 | 0 | 0
0 | 0 | 0 | 0 | 0 | 0 | 0 | 0 | 0 | 0 | 0 | 0 | 0 | 0 | 0 | 0 | 0 | 0 | 0 | 0 | 0 | 0 | 0 | 0 | 0 | 0 | 0 | 0 | 0 | 0 | 0 | 0 | 0 | 0 | 0 | 0 | 0 | 0 | 0 | 0 | 0 | 0 | 0 | 0 | 0 | 0 | 0 | 0
0 | 0 | 0 | 0 | 0 | 0 | 0 | 0 | 0 | 0 | 0 | 0 | 0 | 0 | 0 | 0 | 0 | 0 | 0 | 0 | 0 | 0 | 0 | 0 | 0 | 0 | 0 | 0 | 0 | 0 | 0 | 0 | 0 | 0 | 0 | 0 | 0 | 0 | 0 | 0 | 0 | 0 | 0 | 0 | 0 | 0 | 0 | 0
0 | 0 | 0 | 0 | 0 | 0 | 0 | 0 | 0 | 0 | 0 | 0 | 0 | 0 | 0 | 0 | 0 | 0 | 0 | 0 | 0 | 0 | 0 | 0 | 0 | 0 | 0 | 0 | 0 | 0 | 0 | 0 | 0 | 0 | 0 | 0 | 0 | 0 | 0 | 0 | 0 | 0 | 0 | 0 | 0 | 0 | 0 | 0
0 | 0 | 0 | 0 | 0 | 0 | 0 | 0 | 0 | 0 | 0 | 0 | 0 | 0 | 0 | 0 | 0 | 0 | 0 | 0 | 0 | 0 | 0 | 0 | 0 | 0 | 0 | 0 | 0 | 0 | 0 | 0 | 0 | 0 | 0 | 0 | 0 | 0 | 0 | 0 | 0 | 0 | 0 | 0 | 0 | 0 | 0 | 0
0 | 0 | 0 | 0 | 0 | 0 | 0 | 0 | 0 | 0 | 0 | 0 | 0 | 0 | 0 | 0 | 0 | 0 | 0 | 0 | 0 | 0 | 0 | 0 | 0 | 0 | 0 | 0 | 0 | 0 | 0 | 0 | 0 | 0 | 0 | 0 | 0 | 0 | 0 | 0 | 0 | 0 | 0 | 0 | 0 | 0 | 0 | 0
0 | 0 | 0 | 0 | 0 | 0 | 0 | 0 | 0 | 0 | 0 | 0 | 0 | 0 | 0 | 0 | 0 | 0 | 0 | 0 | 0 | 0 | 0 | 0 | 0 | 0 | 0 | 0 | 0 | 0 | 0 | 0 | 0 | 0 | 0 | 0 | 0 | 0 | 0 | 0 | 0 | 0 | 0 | 0 | 0 | 0 | 0 | 0
0 | 0 | 0 | 0 | 0 | 0 | 0 | 0 | 0 | 0 | 0 | 0 | 0 | 0 | 0 | 0 | 0 | 0 | 0 | 0 | 0 | 0 | 0 | 0 | 0 | 0 | 0 | 0 | 0 | 0 | 0 | 0 | 0 | 0 | 0 | 0 | 0 | 0 | 0 | 0 | 0 | 0 | 0 | 0 | 0 | 0 | 0 | 0
0 | 0 | 0 | 0 | 0 | 0 | 0 | 0 | 0 | 0 | 0 | 0 | 0 | 0 | 0 | 0 | 0 | 0 | 0 | 0 | 0 | 0 | 0 | 0 | 0 | 0 | 0 | 0 | 0 | 0 | 0 | 0 | 0 | 0 | 0 | 0 | 0 | 0 | 0 | 0 | 0 | 0 | 0 | 0 | 0 | 0 | 0 | 0
0 | 0 | 0 | 0 | 0 | 0 | 0 | 0 | 0 | 0 | 0 | 0 | 0 | 0 | 0 | 0 | 0 | 0 | 0 | 0 | 0 | 0 | 0 | 0 | 0 | 0 | 0 | 0 | 0 | 0 | 0 | 0 | 0 | 0 | 0 | 0 | 0 | 0 | 0 | 0 | 0 | 0 | 0 | 0 | 0 | 0 | 0 | 0
0 | 0 | 0 | 0 | 0 | 0 | 0 | 0 | 0 | 0 | 0 | 0 | 0 | 0 | 0 | 0 | 0 | 0 | 0 | 0 | 0 | 0 | 0 | 0 | 0 | 0 | 0 | 0 | 0 | 0 | 0 | 0 | 0 | 0 | 0 | 0 | 0 | 0 | 0 | 0 | 0 | 0 | 0 | 0 | 0 | 0 | 0 | 0
0 | 0 | 0 | 0 | 0 | 0 | 0 | 0 | 0 | 0 | 0 | 0 | 0 | 0 | 0 | 0 | 0 | 0 | 0 | 0 | 0 | 0 | 0 | 0 | 0 | 0 | 0 | 0 | 0 | 0 | 0 | 0 | 0 | 0 | 0 | 0 | 0 | 0 | 0 | 0 | 0 | 0 | 0 | 0 | 0 | 0 | 0 | 0
0 | 0 | 0 | 0 | 0 | 0 | 0 | 0 | 0 | 0 | 0 | 0 | 0 | 0 | 0 | 0 | 0 | 0 | 0 | 0 | 0 | 0 | 0 | 0 | 0 | 0 | 0 | 0 | 0 | 0 | 0 | 0 | 0 | 0 | 0 | 0 | 0 | 0 | 0 | 0 | 0 | 0 | 0 | 0 | 0 | 0 | 0 | 0
0 | 0 | 0 | 0 | 0 | 0 | 0 | 0 | 0 | 0 | 0 | 0 | 0 | 0 | 0 | 0 | 0 | 0 | 0 | 0 | 0 | 0 | 0 | 0 | 0 | 0 | 0 | 0 | 0 | 0 | 0 | 0 | 0 | 0 | 0 | 0 | 0 | 0 | 0 | 0 | 0 | 0 | 0 | 0 | 0 | 0 | 0 | 0
0 | 0 | 0 | 0 | 0 | 0 | 0 | 0 | 0 | 0 | 0 | 0 | 0 | 0 | 0 | 0 | 0 | 0 | 0 | 0 | 0 | 0 | 0 | 0 | 0 | 0 | 0 | 0 | 0 | 0 | 0 | 0 | 0 | 0 | 0 | 0 | 0 | 0 | 0 | 0 | 0 | 0 | 0 | 0 | 0 | 0 | 0 | 0
0 | 0 | 0 | 0 | 0 | 0 | 0 | 0 | 0 | 0 | 0 | 0 | 0 | 0 | 0 | 0 | 0 | 0 | 0 | 0 | 0 | 0 | 0 | 0 | 0 | 0 | 0 | 0 | 0 | 0 | 0 | 0 | 0 | 0 | 0 | 0 | 0 | 0 | 0 | 0 | 0 | 0 | 0 | 0 | 0 | 0 | 0 | 0
0 | 0 | 0 | 0 | 0 | 0 | 0 | 0 | 0 | 0 | 0 | 0 | 0 | 0 | 0 | 0 | 0 | 0 | 0 | 0 | 0 | 0 | 0 | 0 | 0 | 0 | 0 | 0 | 0 | 0 | 0 | 0 | 0 | 0 | 0 | 0 | 0 | 0 | 0 | 0 | 0 | 0 | 0 | 0 | 0 | 0 | 0 | 0
0 | 0 | 0 | 0 | 0 | 0 | 0 | 0 | 0 | 0 | 0 | 0 | 0 | 0 | 0 | 0 | 0 | 0 | 0 | 0 | 0 | 0 | 0 | 0 | 0 | 0 | 0 | 0 | 0 | 0 | 0 | 0 | 0 | 0 | 0 | 0 | 0 | 0 | 0 | 0 | 0 | 0 | 0 | 0 | 0 | 0 | 0 | 0
0 | 0 | 0 | 0 | 0 | 0 | 0 | 0 | 0 | 0 | 0 | 0 | 0 | 0 | 0 | 0 | 0 | 0 | 0 | 0 | 0 | 0 | 0 | 0 | 0 | 0 | 0 | 0 | 0 | 0 | 0 | 0 | 0 | 0 | 0 | 0 | 0 | 0 | 0 | 0 | 0 | 0 | 0 | 0 | 0 | 0 | 0 | 0
0 | 0 | 0 | 0 | 0 | 0 | 0 | 0 | 0 | 0 | 0 | 0 | 0 | 0 | 0 | 0 | 0 | 0 | 0 | 0 | 0 | 0 | 0 | 0 | 0 | 0 | 0 | 0 | 0 | 0 | 0 | 0 | 0 | 0 | 0 | 0 | 0 | 0 | 0 | 0 | 0 | 0 | 0 | 0 | 0 | 0 | 0 | 0
0 | 0 | 0 | 0 | 0 | 0 | 0 | 0 | 0 | 0 | 0 | 0 | 0 | 0 | 0 | 0 | 0 | 0 | 0 | 0 | 0 | 0 | 0 | 0 | 0 | 0 | 0 | 0 | 0 | 0 | 0 | 0 | 0 | 0 | 0 | 0 | 0 | 0 | 0 | 0 | 0 | 0 | 0 | 0 | 0 | 0 | 0 | 0
0 | 0 | 0 | 0 | 0 | 0 | 0 | 0 | 0 | 0 | 0 | 0 | 0 | 0 | 0 | 0 | 0 | 0 | 0 | 0 | 0 | 0 | 0 | 0 | 0 | 0 | 0 | 0 | 0 | 0 | 0 | 0 | 0 | 0 | 0 | 0 | 0 | 0 | 0 | 0 | 0 | 0 | 0 | 0 | 0 | 0 | 0 | 0
0 | 0 | 0 | 0 | 0 | 0 | 0 | 0 | 0 | 0 | 0 | 0 | 0 | 0 | 0 | 0 | 0 | 0 | 0 | 0 | 0 | 0 | 0 | 0 | 0 | 0 | 0 | 0 | 0 | 0 | 0 | 0 | 0 | 0 | 0 | 0 | 0 | 0 | 0 | 0 | 0 | 0 | 0 | 0 | 0 | 0 | 0 | 0
0 | 0 | 0 | 0 | 0 | 0 | 0 | 0 | 0 | 0 | 0 | 0 | 0 | 0 | 0 | 0 | 0 | 0 | 0 | 0 | 0 | 0 | 0 | 0 | 0 | 0 | 0 | 0 | 0 | 0 | 0 | 0 | 0 | 0 | 0 | 0 | 0 | 0 | 0 | 0 | 0 | 0 | 0 | 0 | 0 | 0 | 0 | 0
0 | 0 | 0 | 0 | 0 | 0 | 0 | 0 | 0 | 0 | 0 | 0 | 0 | 0 | 0 | 0 | 0 | 0 | 0 | 0 | 0 | 0 | 0 | 0 | 0 | 0 | 0 | 0 | 0 | 0 | 0 | 0 | 0 | 0 | 0 | 0 | 0 | 0 | 0 | 0 | 0 | 0 | 0 | 0 | 0 | 0 | 0 | 0
0 | 0 | 0 | 0 | 0 | 0 | 0 | 0 | 0 | 0 | 0 | 0 | 0 | 0 | 0 | 0 | 0 | 0 | 0 | 0 | 0 | 0 | 0 | 0 | 0 | 0 | 0 | 0 | 0 | 0 | 0 | 0 | 0 | 0 | 0 | 0 | 0 | 0 | 0 | 0 | 0 | 0 | 0 | 0 | 0 | 0 | 0 | 0
0 | 0 | 0 | 0 | 0 | 0 | 0 | 0 | 0 | 0 | 0 | 0 | 0 | 0 | 0 | 0 | 0 | 0 | 0 | 0 | 0 | 0 | 0 | 0 | 0 | 0 | 0 | 0 | 0 | 0 | 0 | 0 | 0 | 0 | 0 | 0 | 0 | 0 | 0 | 0 | 0 | 0 | 0 | 0 | 0 | 0 | 0 | 0
0 | 0 | 0 | 0 | 0 | 0 | 0 | 0 | 0 | 0 | 0 | 0 | 0 | 0 | 0 | 0 | 0 | 0 | 0 | 0 | 0 | 0 | 0 | 0 | 0 | 0 | 0 | 0 | 0 | 0 | 0 | 0 | 0 | 0 | 0 | 0 | 0 | 0 | 0 | 0 | 0 | 0 | 0 | 0 | 0 | 0 | 0 | 0
0 | 0 | 0 | 0 | 0 | 0 | 0 | 0 | 0 | 0 | 0 | 0 | 0 | 0 | 0 | 0 | 0 | 0 | 0 | 0 | 0 | 0 | 0 | 0 | 0 | 0 | 0 | 0 | 0 | 0 | 0 | 0 | 0 | 0 | 0 | 0 | 0 | 0 | 0 | 0 | 0 | 0 | 0 | 0 | 0 | 0 | 0 | 0
0 | 0 | 0 | 0 | 0 | 0 | 0 | 0 | 0 | 0 | 0 | 0 | 0 | 0 | 0 | 0 | 0 | 0 | 0 | 0 | 0 | 0 | 0 | 0 | 0 | 0 | 0 | 0 | 0 | 0 | 0 | 0 | 0 | 0 | 0 | 0 | 0 | 0 | 0 | 0 | 0 | 0 | 0 | 0 | 0 | 0 | 0 | 0
0 | 0 | 0 | 0 | 0 | 0 | 0 | 0 | 0 | 0 | 0 | 0 | 0 | 0 | 0 | 0 | 0 | 0 | 0 | 0 | 0 | 0 | 0 | 0 | 0 | 0 | 0 | 0 | 0 | 0 | 0 | 0 | 0 | 0 | 0 | 0 | 0 | 0 | 0 | 0 | 0 | 0 | 0 | 0 | 0 | 0 | 0 | 0
0 | 0 | 0 | 0 | 0 | 0 | 0 | 0 | 0 | 0 | 0 | 0 | 0 | 0 | 0 | 0 | 0 | 0 | 0 | 0 | 0 | 0 | 0 | 0 | 0 | 0 | 0 | 0 | 0 | 0 | 0 | 0 | 0 | 0 | 0 | 0 | 0 | 0 | 0 | 0 | 0 | 0 | 0 | 0 | 0 | 0 | 0 | 0
0 | 0 | 0 | 0 | 0 | 0 | 0 | 0 | 0 | 0 | 0 | 0 | 0 | 0 | 0 | 0 | 0 | 0 | 0 | 0 | 0 | 0 | 0 | 0 | 0 | 0 | 0 | 0 | 0 | 0 | 0 | 0 | 0 | 0 | 0 | 0 | 0 | 0 | 0 | 0 | 0 | 0 | 0 | 0 | 0 | 0 | 0 | 0
0 | 0 | 0 | 0 | 0 | 0 | 0 | 0 | 0 | 0 | 0 | 0 | 0 | 0 | 0 | 0 | 0 | 0 | 0 | 0 | 0 | 0 | 0 | 0 | 0 | 0 | 0 | 0 | 0 | 0 | 0 | 0 | 0 | 0 | 0 | 0 | 0 | 0 | 0 | 0 | 0 | 0 | 0 | 0 | 0 | 0 | 0 | 0
0 | 0 | 0 | 0 | 0 | 0 | 0 | 0 | 0 | 0 | 0 | 0 | 0 | 0 | 0 | 0 | 0 | 0 | 0 | 0 | 0 | 0 | 0 | 0 | 0 | 0 | 0 | 0 | 0 | 0 | 0 | 0 | 0 | 0 | 0 | 0 | 0 | 0 | 0 | 0 | 0 | 0 | 0 | 0 | 0 | 0 | 0 | 0
0 | 0 | 0 | 0 | 0 | 0 | 0 | 0 | 0 | 0 | 0 | 0 | 0 | 0 | 0 | 0 | 0 | 0 | 0 | 0 | 0 | 0 | 0 | 0 | 0 | 0 | 0 | 0 | 0 | 0 | 0 | 0 | 0 | 0 | 0 | 0 | 0 | 0 | 0 | 0 | 0 | 0 | 0 | 0 | 0 | 0 | 0 | 0
0 | 0 | 0 | 0 | 0 | 0 | 0 | 0 | 0 | 0 | 0 | 0 | 0 | 0 | 0 | 0 | 0 | 0 | 0 | 0 | 0 | 0 | 0 | 0 | 0 | 0 | 0 | 0 | 0 | 0 | 0 | 0 | 0 | 0 | 0 | 0 | 0 | 0 | 0 | 0 | 0 | 0 | 0 | 0 | 0 | 0 | 0 | 0
0 | 0 | 0 | 0 | 0 | 0 | 0 | 0 | 0 | 0 | 0 | 0 | 0 | 0 | 0 | 0 | 0 | 0 | 0 | 0 | 0 | 0 | 0 | 0 | 0 | 0 | 0 | 0 | 0 | 0 | 0 | 0 | 0 | 0 | 0 | 0 | 0 | 0 | 0 | 0 | 0 | 0 | 0 | 0 | 0 | 0 | 0 | 0
0 | 0 | 0 | 0 | 0 | 0 | 0 | 0 | 0 | 0 | 0 | 0 | 0 | 0 | 0 | 0 | 0 | 0 | 0 | 0 | 0 | 0 | 0 | 0 | 0 | 0 | 0 | 0 | 0 | 0 | 0 | 0 | 0 | 0 | 0 | 0 | 0 | 0 | 0 | 0 | 0 | 0 | 0 | 0 | 0 | 0 | 0 | 0
0 | 0 | 0 | 0 | 0 | 0 | 0 | 0 | 0 | 0 | 0 | 0 | 0 | 0 | 0 | 0 | 0 | 0 | 0 | 0 | 0 | 0 | 0 | 0 | 0 | 0 | 0 | 0 | 0 | 0 | 0 | 0 | 0 | 0 | 0 | 0 | 0 | 0 | 0 | 0 | 0 | 0 | 0 | 0 | 0 | 0 | 0 | 0
0 | 0 | 0 | 0 | 0 | 0 | 0 | 0 | 0 | 0 | 0 | 0 | 0 | 0 | 0 | 0 | 0 | 0 | 0 | 0 | 0 | 0 | 0 | 0 | 0 | 0 | 0 | 0 | 0 | 0 | 0 | 0 | 0 | 0 | 0 | 0 | 0 | 0 | 0 | 0 | 0 | 0 | 0 | 0 | 0 | 0 | 0 | 0
0 | 0 | 0 | 0 | 0 | 0 | 0 | 0 | 0 | 0 | 0 | 0 | 0 | 0 | 0 | 0 | 0 | 0 | 0 | 0 | 0 | 0 | 0 | 0 | 0 | 0 | 0 | 0 | 0 | 0 | 0 | 0 | 0 | 0 | 0 | 0 | 0 | 0 | 0 | 0 | 0 | 0 | 0 | 0 | 0 | 0 | 0 | 0
0 | 0 | 0 | 0 | 0 | 0 | 0 | 0 | 0 | 0 | 0 | 0 | 0 | 0 | 0 | 0 | 0 | 0 | 0 | 0 | 0 | 0 | 0 | 0 | 0 | 0 | 0 | 0 | 0 | 0 | 0 | 0 | 0 | 0 | 0 | 0 | 0 | 0 | 0 | 0 | 0 | 0 | 0 | 0 | 0 | 0 | 0 | 0
0 | 0 | 0 | 0 | 0 | 0 | 0 | 0 | 0 | 0 | 0 | 0 | 0 | 0 | 0 | 0 | 0 | 0 | 0 | 0 | 0 | 0 | 0 | 0 | 0 | 0 | 0 | 0 | 0 | 0 | 0 | 0 | 0 | 0 | 0 | 0 | 0 | 0 | 0 | 0 | 0 | 0 | 0 | 0 | 0 | 0 | 0 | 0
0 | 0 | 0 | 0 | 0 | 0 | 0 | 0 | 0 | 0 | 0 | 0 | 0 | 0 | 0 | 0 | 0 | 0 | 0 | 0 | 0 | 0 | 0 | 0 | 0 | 0 | 0 | 0 | 0 | 0 | 0 | 0 | 0 | 0 | 0 | 0 | 0 | 0 | 0 | 0 | 0 | 0 | 0 | 0 | 0 | 0 | 0 | 0
0 | 0 | 0 | 0 | 0 | 0 | 0 | 0 | 0 | 0 | 0 | 0 | 0 | 0 | 0 | 0 | 0 | 0 | 0 | 0 | 0 | 0 | 0 | 0 | 0 | 0 | 0 | 0 | 0 | 0 | 0 | 0 | 0 | 0 | 0 | 0 | 0 | 0 | 0 | 0 | 0 | 0 | 0 | 0 | 0 | 0 | 0 | 0
0 | 0 | 0 | 0 | 0 | 0 | 0 | 0 | 0 | 0 | 0 | 0 | 0 | 0 | 0 | 0 | 0 | 0 | 0 | 0 | 0 | 0 | 0 | 0 | 0 | 0 | 0 | 0 | 0 | 0 | 0 | 0 | 0 | 0 | 0 | 0 | 0 | 0 | 0 | 0 | 0 | 0 | 0 | 0 | 0 | 0 | 0 | 0
0 | 0 | 0 | 0 | 0 | 0 | 0 | 0 | 0 | 0 | 0 | 0 | 0 | 0 | 0 | 0 | 0 | 0 | 0 | 0 | 0 | 0 | 0 | 0 | 0 | 0 | 0 | 0 | 0 | 0 | 0 | 0 | 0 | 0 | 0 | 0 | 0 | 0 | 0 | 0 | 0 | 0 | 0 | 0 | 0 | 0 | 0 | 0
0 | 0 | 0 | 0 | 0 | 0 | 0 | 0 | 0 | 0 | 0 | 0 | 0 | 0 | 0 | 0 | 0 | 0 | 0 | 0 | 0 | 0 | 0 | 0 | 0 | 0 | 0 | 0 | 0 | 0 | 0 | 0 | 0 | 0 | 0 | 0 | 0 | 0 | 0 | 0 | 0 | 0 | 0 | 0 | 0 | 0 | 0 | 0
0 | 0 | 0 | 0 | 0 | 0 | 0 | 0 | 0 | 0 | 0 | 0 | 0 | 0 | 0 | 0 | 0 | 0 | 0 | 0 | 0 | 0 | 0 | 0 | 0 | 0 | 0 | 0 | 0 | 0 | 0 | 0 | 0 | 0 | 0 | 0 | 0 | 0 | 0 | 0 | 0 | 0 | 0 | 0 | 0 | 0 | 0 | 0
0 | 0 | 0 | 0 | 0 | 0 | 0 | 0 | 0 | 0 | 0 | 0 | 0 | 0 | 0 | 0 | 0 | 0 | 0 | 0 | 0 | 0 | 0 | 0 | 0 | 0 | 0 | 0 | 0 | 0 | 0 | 0 | 0 | 0 | 0 | 0 | 0 | 0 | 0 | 0 | 0 | 0 | 0 | 0 | 0 | 0 | 0 | 0
0 | 0 | 0 | 0 | 0 | 0 | 0 | 0 | 0 | 0 | 0 | 0 | 0 | 0 | 0 | 0 | 0 | 0 | 0 | 0 | 0 | 0 | 0 | 0 | 0 | 0 | 0 | 0 | 0 | 0 | 0 | 0 | 0 | 0 | 0 | 0 | 0 | 0 | 0 | 0 | 0 | 0 | 0 | 0 | 0 | 0 | 0 | 0
0 | 0 | 0 | 0 | 0 | 0 | 0 | 0 | 0 | 0 | 0 | 0 | 0 | 0 | 0 | 0 | 0 | 0 | 0 | 0 | 0 | 0 | 0 | 0 | 0 | 0 | 0 | 0 | 0 | 0 | 0 | 0 | 0 | 0 | 0 | 0 | 0 | 0 | 0 | 0 | 0 | 0 | 0 | 0 | 0 | 0 | 0 | 0
0 | 0 | 0 | 0 | 0 | 0 | 0 | 0 | 0 | 0 | 0 | 0 | 0 | 0 | 0 | 0 | 0 | 0 | 0 | 0 | 0 | 0 | 0 | 0 | 0 | 0 | 0 | 0 | 0 | 0 | 0 | 0 | 0 | 0 | 0 | 0 | 0 | 0 | 0 | 0 | 0 | 0 | 0 | 0 | 0 | 0 | 0 | 0
0 | 0 | 0 | 0 | 0 | 0 | 0 | 0 | 0 | 0 | 0 | 0 | 0 | 0 | 0 | 0 | 0 | 0 | 0 | 0 | 0 | 0 | 0 | 0 | 0 | 0 | 0 | 0 | 0 | 0 | 0 | 0 | 0 | 0 | 0 | 0 | 0 | 0 | 0 | 0 | 0 | 0 | 0 | 0 | 0 | 0 | 0 | 0
0 | 0 | 0 | 0 | 0 | 0 | 0 | 0 | 0 | 0 | 0 | 0 | 0 | 0 | 0 | 0 | 0 | 0 | 0 | 0 | 0 | 0 | 0 | 0 | 0 | 0 | 0 | 0 | 0 | 0 | 0 | 0 | 0 | 0 | 0 | 0 | 0 | 0 | 0 | 0 | 0 | 0 | 0 | 0 | 0 | 0 | 0 | 0
0 | 0 | 0 | 0 | 0 | 0 | 0 | 0 | 0 | 0 | 0 | 0 | 0 | 0 | 0 | 0 | 0 | 0 | 0 | 0 | 0 | 0 | 0 | 0 | 0 | 0 | 0 | 0 | 0 | 0 | 0 | 0 | 0 | 0 | 0 | 0 | 0 | 0 | 0 | 0 | 0 | 0 | 0 | 0 | 0 | 0 | 0 | 0
0 | 0 | 0 | 0 | 0 | 0 | 0 | 0 | 0 | 0 | 0 | 0 | 0 | 0 | 0 | 0 | 0 | 0 | 0 | 0 | 0 | 0 | 0 | 0 | 0 | 0 | 0 | 0 | 0 | 0 | 0 | 0 | 0 | 0 | 0 | 0 | 0 | 0 | 0 | 0 | 0 | 0 | 0 | 0 | 0 | 0 | 0 | 0
0 | 0 | 0 | 0 | 0 | 0 | 0 | 0 | 0 | 0 | 0 | 0 | 0 | 0 | 0 | 0 | 0 | 0 | 0 | 0 | 0 | 0 | 0 | 0 | 0 | 0 | 0 | 0 | 0 | 0 | 0 | 0 | 0 | 0 | 0 | 0 | 0 | 0 | 0 | 0 | 0 | 0 | 0 | 0 | 0 | 0 | 0 | 0
0 | 0 | 0 | 0 | 0 | 0 | 0 | 0 | 0 | 0 | 0 | 0 | 0 | 0 | 0 | 0 | 0 | 0 | 0 | 0 | 0 | 0 | 0 | 0 | 0 | 0 | 0 | 0 | 0 | 0 | 0 | 0 | 0 | 0 | 0 | 0 | 0 | 0 | 0 | 0 | 0 | 0 | 0 | 0 | 0 | 0 | 0 | 0
0 | 0 | 0 | 0 | 0 | 0 | 0 | 0 | 0 | 0 | 0 | 0 | 0 | 0 | 0 | 0 | 0 | 0 | 0 | 0 | 0 | 0 | 0 | 0 | 0 | 0 | 0 | 0 | 0 | 0 | 0 | 0 | 0 | 0 | 0 | 0 | 0 | 0 | 0 | 0 | 0 | 0 | 0 | 0 | 0 | 0 | 0 | 0
0 | 0 | 0 | 0 | 0 | 0 | 0 | 0 | 0 | 0 | 0 | 0 | 0 | 0 | 0 | 0 | 0 | 0 | 0 | 0 | 0 | 0 | 0 | 0 | 0 | 0 | 0 | 0 | 0 | 0 | 0 | 0 | 0 | 0 | 0 | 0 | 0 | 0 | 0 | 0 | 0 | 0 | 0 | 0 | 0 | 0 | 0 | 0
0 | 0 | 0 | 0 | 0 | 0 | 0 | 0 | 0 | 0 | 0 | 0 | 0 | 0 | 0 | 0 | 0 | 0 | 0 | 0 | 0 | 0 | 0 | 0 | 0 | 0 | 0 | 0 | 0 | 0 | 0 | 0 | 0 | 0 | 0 | 0 | 0 | 0 | 0 | 0 | 0 | 0 | 0 | 0 | 0 | 0 | 0 | 0
0 | 0 | 0 | 0 | 0 | 0 | 0 | 0 | 0 | 0 | 0 | 0 | 0 | 0 | 0 | 0 | 0 | 0 | 0 | 0 | 0 | 0 | 0 | 0 | 0 | 0 | 0 | 0 | 0 | 0 | 0 | 0 | 0 | 0 | 0 | 0 | 0 | 0 | 0 | 0 | 0 | 0 | 0 | 0 | 0 | 0 | 0 | 0
0 | 0 | 0 | 0 | 0 | 0 | 0 | 0 | 0 | 0 | 0 | 0 | 0 | 0 | 0 | 0 | 0 | 0 | 0 | 0 | 0 | 0 | 0 | 0 | 0 | 0 | 0 | 0 | 0 | 0 | 0 | 0 | 0 | 0 | 0 | 0 | 0 | 0 | 0 | 0 | 0 | 0 | 0 | 0 | 0 | 0 | 0 | 0
0 | 0 | 0 | 0 | 0 | 0 | 0 | 0 | 0 | 0 | 0 | 0 | 0 | 0 | 0 | 0 | 0 | 0 | 0 | 0 | 0 | 0 | 0 | 0 | 0 | 0 | 0 | 0 | 0 | 0 | 0 | 0 | 0 | 0 | 0 | 0 | 0 | 0 | 0 | 0 | 0 | 0 | 0 | 0 | 0 | 0 | 0 | 0
0 | 0 | 0 | 0 | 0 | 0 | 0 | 0 | 0 | 0 | 0 | 0 | 0 | 0 | 0 | 0 | 0 | 0 | 0 | 0 | 0 | 0 | 0 | 0 | 0 | 0 | 0 | 0 | 0 | 0 | 0 | 0 | 0 | 0 | 0 | 0 | 0 | 0 | 0 | 0 | 0 | 0 | 0 | 0 | 0 | 0 | 0 | 0
0 | 0 | 0 | 0 | 0 | 0 | 0 | 0 | 0 | 0 | 0 | 0 | 0 | 0 | 0 | 0 | 0 | 0 | 0 | 0 | 0 | 0 | 0 | 0 | 0 | 0 | 0 | 0 | 0 | 0 | 0 | 0 | 0 | 0 | 0 | 0 | 0 | 0 | 0 | 0 | 0 | 0 | 0 | 0 | 0 | 0 | 0 | 0
0 | 0 | 0 | 0 | 0 | 0 | 0 | 0 | 0 | 0 | 0 | 0 | 0 | 0 | 0 | 0 | 0 | 0 | 0 | 0 | 0 | 0 | 0 | 0 | 0 | 0 | 0 | 0 | 0 | 0 | 0 | 0 | 0 | 0 | 0 | 0 | 0 | 0 | 0 | 0 | 0 | 0 | 0 | 0 | 0 | 0 | 0 | 0
0 | 0 | 0 | 0 | 0 | 0 | 0 | 0 | 0 | 0 | 0 | 0 | 0 | 0 | 0 | 0 | 0 | 0 | 0 | 0 | 0 | 0 | 0 | 0 | 0 | 0 | 0 | 0 | 0 | 0 | 0 | 0 | 0 | 0 | 0 | 0 | 0 | 0 | 0 | 0 | 0 | 0 | 0 | 0 | 0 | 0 | 0 | 0
0 | 0 | 0 | 0 | 0 | 0 | 0 | 0 | 0 | 0 | 0 | 0 | 0 | 0 | 0 | 0 | 0 | 0 | 0 | 0 | 0 | 0 | 0 | 0 | 0 | 0 | 0 | 0 | 0 | 0 | 0 | 0 | 0 | 0 | 0 | 0 | 0 | 0 | 0 | 0 | 0 | 0 | 0 | 0 | 0 | 0 | 0 | 0
0 | 0 | 0 | 0 | 0 | 0 | 0 | 0 | 0 | 0 | 0 | 0 | 0 | 0 | 0 | 0 | 0 | 0 | 0 | 0 | 0 | 0 | 0 | 0 | 0 | 0 | 0 | 0 | 0 | 0 | 0 | 0 | 0 | 0 | 0 | 0 | 0 | 0 | 0 | 0 | 0 | 0 | 0 | 0 | 0 | 0 | 0 | 0
0 | 0 | 0 | 0 | 0 | 0 | 0 | 0 | 0 | 0 | 0 | 0 | 0 | 0 | 0 | 0 | 0 | 0 | 0 | 0 | 0 | 0 | 0 | 0 | 0 | 0 | 0 | 0 | 0 | 0 | 0 | 0 | 0 | 0 | 0 | 0 | 0 | 0 | 0 | 0 | 0 | 0 | 0 | 0 | 0 | 0 | 0 | 0
0 | 0 | 0 | 0 | 0 | 0 | 0 | 0 | 0 | 0 | 0 | 0 | 0 | 0 | 0 | 0 | 0 | 0 | 0 | 0 | 0 | 0 | 0 | 0 | 0 | 0 | 0 | 0 | 0 | 0 | 0 | 0 | 0 | 0 | 0 | 0 | 0 | 0 | 0 | 0 | 0 | 0 | 0 | 0 | 0 | 0 | 0 | 0
0 | 0 | 0 | 0 | 0 | 0 | 0 | 0 | 0 | 0 | 0 | 0 | 0 | 0 | 0 | 0 | 0 | 0 | 0 | 0 | 0 | 0 | 0 | 0 | 0 | 0 | 0 | 0 | 0 | 0 | 0 | 0 | 0 | 0 | 0 | 0 | 0 | 0 | 0 | 0 | 0 | 0 | 0 | 0 | 0 | 0 | 0 | 0
0 | 0 | 0 | 0 | 0 | 0 | 0 | 0 | 0 | 0 | 0 | 0 | 0 | 0 | 0 | 0 | 0 | 0 | 0 | 0 | 0 | 0 | 0 | 0 | 0 | 0 | 0 | 0 | 0 | 0 | 0 | 0 | 0 | 0 | 0 | 0 | 0 | 0 | 0 | 0 | 0 | 0 | 0 | 0 | 0 | 0 | 0 | 0
0 | 0 | 0 | 0 | 0 | 0 | 0 | 0 | 0 | 0 | 0 | 0 | 0 | 0 | 0 | 0 | 0 | 0 | 0 | 0 | 0 | 0 | 0 | 0 | 0 | 0 | 0 | 0 | 0 | 0 | 0 | 0 | 0 | 0 | 0 | 0 | 0 | 0 | 0 | 0 | 0 | 0 | 0 | 0 | 0 | 0 | 0 | 0
0 | 0 | 0 | 0 | 0 | 0 | 0 | 0 | 0 | 0 | 0 | 0 | 0 | 0 | 0 | 0 | 0 | 0 | 0 | 0 | 0 | 0 | 0 | 0 | 0 | 0 | 0 | 0 | 0 | 0 | 0 | 0 | 0 | 0 | 0 | 0 | 0 | 0 | 0 | 0 | 0 | 0 | 0 | 0 | 0 | 0 | 0 | 0
0 | 0 | 0 | 0 | 0 | 0 | 0 | 0 | 0 | 0 | 0 | 0 | 0 | 0 | 0 | 0 | 0 | 0 | 0 | 0 | 0 | 0 | 0 | 0 | 0 | 0 | 0 | 0 | 0 | 0 | 0 | 0 | 0 | 0 | 0 | 0 | 0 | 0 | 0 | 0 | 0 | 0 | 0 | 0 | 0 | 0 | 0 | 0
20 | 20 | 20 | 20 | 20 | 20 | 0 | 20 | 20 | 20 | 20 | 20 | 20 | 0 | 20 | 20 | 20 | 20 | 20 | 20 | 20 | 20 | 20 | 20 | 20 | 20 | 20 | 20 | 20 | 20 | 18.5457 | 20 | 20 | 20 | 20 | 20 | 20 | 20 | 20 | 20 | 20 | 20 | 20 | 20 | 20 | 20 | 20 | 20
0 | 0 | 0 | 0 | 0 | 0 | 0 | 0 | 0 | 0 | 0 | 0 | 0 | 0 | 0 | 0 | 0 | 0 | 0 | 0 | 0 | 0 | 0 | 0 | 0 | 0 | 0 | 0 | 0 | 0 | 0 | 0 | 0 | 0 | 0 | 0 | 0 | 0 | 0 | 0 | 0 | 0 | 0 | 0 | 0 | 0 | 0 | 0
11.1111 | 11.1111 | 11.1111 | 11.1111 | 11.1111 | 11.1111 | 11.1111 | 11.1111 | 11.1111 | 11.1111 | 11.1111 | 11.1111 | 11.1111 | 11.1111 | 11.1111 | 11.1111 | 6.0479 | 11.1111 | 11.1111 | 11.1111 | 11.1111 | 11.1111 | 11.1111 | 11.1111 | 11.1111 | 11.1111 | 11.1111 | 11.1111 | 11.1111 | 0 | 11.1111 | 11.1111 | 2.3386 | 0 | 11.1111 | 11.1111 | 11.1111 | 11.1111 | 0 | 11.1111 | 11.1111 | 11.1111 | 11.1111 | 11.1111 | 11.1111 | 0 | 11.1111 | 11.1111
20 | 20 | 20 | 0 | 20 | 20 | 20 | 20 | 20 | 20 | 20 | 20 | 20 | 20 | 20 | 20 | 20 | 20 | 20 | 20 | 0 | 20 | 0 | 20 | 20 | 20 | 20 | 20 | 20 | 20 | 0 | 20 | 20 | 20 | 20 | 20 | 20 | 0 | 20 | 20 | 20 | 20 | 20 | 20 | 20 | 20 | 20 | 20
0 | 0 | 0 | 0 | 0 | 0 | 0 | 0 | 0 | 0 | 0 | 0 | 0 | 0 | 0 | 0 | 0 | 0 | 0 | 0 | 0 | 0 | 0 | 0 | 0 | 0 | 0 | 0 | 0 | 0 | 0 | 0 | 0 | 0 | 0 | 0 | 0 | 0 | 0 | 0 | 0 | 0 | 0 | 0 | 0 | 0 | 0 | 0
0 | 0 | 0 | 0 | 0 | 0 | 0 | 0 | 0 | 0 | 0 | 0 | 0 | 0 | 0 | 0 | 0 | 0 | 0 | 0 | 0 | 0 | 0 | 0 | 0 | 0 | 0 | 0 | 0 | 0 | 0 | 0 | 0 | 0 | 0 | 0 | 0 | 0 | 0 | 0 | 0 | 0 | 0 | 0 | 0 | 0 | 0 | 0
0 | 0 | 0 | 0 | 0 | 0 | 0 | 0 | 0 | 0 | 0 | 0 | 0 | 0 | 0 | 0 | 0 | 0 | 0 | 0 | 0 | 0 | 0 | 0 | 0 | 0 | 0 | 0 | 0 | 0 | 0 | 0 | 0 | 0 | 0 | 0 | 0 | 0 | 0 | 0 | 0 | 0 | 0 | 0 | 0 | 0 | 0 | 0
0 | 0 | 0 | 0 | 0 | 0 | 0 | 0 | 0 | 0 | 0 | 0 | 0 | 0 | 0 | 0 | 0 | 0 | 0 | 0 | 0 | 0 | 0 | 0 | 0 | 0 | 0 | 0 | 0 | 0 | 0 | 0 | 0 | 0 | 0 | 0 | 0 | 0 | 0 | 0 | 0 | 0 | 0 | 0 | 0 | 0 | 0 | 0
20 | 20 | 0 | 20 | 20 | 20 | 20 | 20 | 20 | 20 | 20 | 0 | 20 | 20 | 20 | 20 | 20 | 20 | 20 | 20 | 20 | 20 | 20 | 20 | 20 | 20 | 20 | 20 | 20 | 20 | 20 | 20 | 20 | 20 | 20 | 20 | 20 | 20 | 20 | 20 | 20 | 20 | 20 | 20 | 20 | 20 | 20 | 20
15.5556 | 15.5556 | 15.5556 | 15.5556 | 15.5556 | 15.5556 | 15.5556 | 15.5556 | 15.5556 | 15.5556 | 15.5556 | 15.5556 | 15.5556 | 15.5556 | 15.5556 | 15.5556 | 15.5556 | 15.5556 | 15.5556 | 15.5556 | 15.5556 | 15.5556 | 15.5556 | 15.5556 | 15.5556 | 15.5556 | 15.5556 | 15.5556 | 15.5556 | 15.5556 | 15.5556 | 15.5556 | 15.5556 | 15.5556 | 15.5556 | 0.46752 | 15.5556 | 15.5556 | 15.5556 | 15.5556 | 15.5556 | 15.5556 | 15.5556 | 15.5556 | 15.5556 | 15.5556 | 15.5556 | 15.5556
0 | 0 | 0 | 0 | 0 | 0 | 0 | 0 | 0 | 0 | 0 | 0 | 0 | 0 | 0 | 0 | 0 | 0 | 0 | 0 | 0 | 0 | 0 | 0 | 0 | 0 | 0 | 0 | 0 | 0 | 0 | 0 | 0 | 0 | 0 | 0 | 0 | 0 | 0 | 0 | 0 | 0 | 0 | 0 | 0 | 0 | 0 | 0
20 | 20 | 20 | 20 | 20 | 0 | 20 | 0 | 20 | 20 | 20 | 20 | 20 | 20 | 20 | 1.2195 | 20 | 20 | 20 | 20 | 20 | 20 | 20 | 20 | 20 | 20 | 0 | 20 | 20 | 20 | 20 | 20 | 20 | 20 | 20 | 20 | 20 | 20 | 20 | 20 | 20 | 20 | 20 | 20 | 20 | 20 | 20 | 20
13.3333 | 13.3333 | 13.3333 | 13.3333 | 13.3333 | 13.3333 | 13.3333 | 13.3333 | 13.3333 | 9.0888 | 13.3333 | 13.3333 | 13.3333 | 13.3333 | 13.3333 | 13.3333 | 0 | 0 | 13.3333 | 13.3333 | 13.3333 | 13.3333 | 13.3333 | 13.3333 | 13.3333 | 13.3333 | 13.3333 | 13.3333 | 13.3333 | 13.3333 | 13.3333 | 13.3333 | 13.3333 | 13.3333 | 13.3333 | 13.3333 | 13.3333 | 13.3333 | 13.3333 | 13.3333 | 13.3333 | 13.3333 | 13.3333 | 13.3333 | 13.3333 | 13.3333 | 13.3333 | 13.3333
11.1111 | 11.1111 | 11.1111 | 11.1111 | 11.1111 | 11.1111 | 11.1111 | 11.1111 | 11.1111 | 11.1111 | 11.1111 | 11.1111 | 11.1111 | 11.1111 | 11.1111 | 11.1111 | 11.1111 | 11.1111 | 11.1111 | 11.1111 | 11.1111 | 11.1111 | 11.1111 | 11.1111 | 11.1111 | 11.1111 | 11.1111 | 11.1111 | 11.1111 | 0 | 11.1111 | 0 | 11.1111 | 11.1111 | 11.1111 | 11.1111 | 11.1111 | 11.1111 | 0 | 11.1111 | 0 | 11.1111 | 11.1111 | 11.1111 | 11.1111 | 11.1111 | 11.1111 | 11.1111
20 | 20 | 20 | 20 | 0 | 20 | 20 | 20 | 20 | 20 | 20 | 20 | 20 | 20 | 0 | 20 | 20 | 0 | 20 | 20 | 0 | 20 | 20 | 20 | 20 | 20 | 20 | 20 | 20 | 20 | 20 | 20 | 20 | 20 | 20 | 20 | 20 | 20 | 20 | 20 | 20 | 20 | 20 | 20 | 20 | 20 | 0 | 20
0 | 0 | 0 | 0 | 0 | 0 | 0 | 0 | 0 | 0 | 0 | 0 | 0 | 0 | 0 | 0 | 0 | 0 | 0 | 0 | 0 | 0 | 0 | 0 | 0 | 0 | 0 | 0 | 0 | 0 | 0 | 0 | 0 | 0 | 0 | 0 | 0 | 0 | 0 | 0 | 0 | 0 | 0 | 0 | 0 | 0 | 0 | 0
20 | 20 | 20 | 20 | 18.0613 | 20 | 20 | 20 | 20 | 20 | 0 | 0 | 20 | 20 | 20 | 20 | 20 | 20 | 20 | 20 | 20 | 20 | 20 | 20 | 20 | 0 | 20 | 0 | 8.4711 | 20 | 20 | 20 | 20 | 20 | 20 | 20 | 20 | 20 | 20 | 20 | 20 | 20 | 20 | 20 | 20 | 20 | 20 | 20
20 | 20 | 20 | 20 | 20 | 20 | 20 | 20 | 20 | 20 | 8.4204 | 20 | 20 | 20 | 20 | 20 | 20 | 20 | 20 | 20 | 0 | 20 | 20 | 20 | 0 | 20 | 0 | 20 | 20 | 20 | 20 | 20 | 20 | 20 | 20 | 20 | 20 | 20 | 20 | 20 | 20 | 20 | 20 | 0 | 20 | 20 | 8.3981 | 20
0 | 20 | 20 | 20 | 20 | 20 | 20 | 20 | 20 | 20 | 0 | 20 | 20 | 20 | 20 | 20 | 20 | 20 | 20 | 11.9795 | 20 | 20 | 20 | 20 | 20 | 20 | 20 | 0 | 20 | 20 | 20 | 20 | 20 | 20 | 20 | 20 | 20 | 20 | 20 | 20 | 20 | 20 | 20 | 20 | 20 | 20 | 20 | 20
20 | 20 | 20 | 20 | 0 | 20 | 20 | 20 | 20 | 20 | 20 | 20 | 20 | 20 | 20 | 20 | 20 | 20 | 20 | 0 | 20 | 20 | 20 | 20 | 20 | 20 | 20 | 20 | 20 | 20 | 20 | 20 | 20 | 20 | 20 | 20 | 20 | 20 | 20 | 20 | 20 | 20 | 20 | 20 | 20 | 20 | 20 | 20
17.7778 | 17.7778 | 17.7778 | 17.7778 | 17.7778 | 0 | 17.7778 | 17.7778 | 17.7778 | 17.7778 | 17.7778 | 17.7778 | 17.7778 | 17.7778 | 17.7778 | 17.7778 | 17.7778 | 17.7778 | 17.7778 | 17.7778 | 10.9102 | 5.1066 | 17.7778 | 17.7778 | 17.7778 | 17.7778 | 17.7778 | 17.7778 | 17.7778 | 17.7778 | 17.7778 | 17.7778 | 17.7778 | 17.7778 | 0 | 17.7778 | 17.7778 | 17.7778 | 17.7778 | 17.7778 | 17.7778 | 17.7778 | 17.7778 | 0 | 17.7778 | 17.7778 | 17.7778 | 17.7778
0 | 0 | 0 | 0 | 0 | 0 | 0 | 0 | 0 | 0 | 0 | 0 | 0 | 0 | 0 | 0 | 0 | 0 | 0 | 0 | 0 | 0 | 0 | 0 | 0 | 0 | 0 | 0 | 0 | 0 | 0 | 0 | 0 | 0 | 0 | 0 | 0 | 0 | 0 | 0 | 0 | 0 | 0 | 0 | 0 | 0 | 0 | 0
0 | 1.5538 | 20 | 20 | 20 | 20 | 20 | 20 | 20 | 20 | 20 | 20 | 19.248 | 20 | 20 | 20 | 20 | 0 | 20 | 20 | 20 | 20 | 10.0746 | 20 | 20 | 20 | 20 | 20 | 20 | 20 | 20 | 0 | 20 | 20 | 20 | 20 | 20 | 20 | 20 | 20 | 0 | 20 | 20 | 20 | 20 | 20 | 20 | 20
20 | 20 | 0 | 20 | 20 | 20 | 20 | 20 | 20 | 0 | 20 | 20 | 20 | 20 | 20 | 20 | 0 | 20 | 20 | 20 | 20 | 20 | 20 | 0 | 20 | 20 | 20 | 4.6613 | 20 | 20 | 0 | 20 | 20 | 20 | 20 | 20 | 20 | 0 | 20 | 20 | 20 | 20 | 20 | 0 | 20 | 20 | 20 | 20
20 | 20 | 0 | 20 | 20 | 12.4639 | 20 | 20 | 20 | 20 | 20 | 20 | 20 | 20 | 20 | 20 | 20 | 20 | 20 | 20 | 20 | 20 | 20 | 20 | 20 | 20 | 20 | 20 | 20 | 20 | 20 | 20 | 20 | 20 | 0 | 0 | 20 | 20 | 20 | 20 | 20 | 20 | 20 | 20 | 20 | 20 | 20 | 20
0 | 0 | 0 | 0 | 0 | 0 | 0 | 0 | 0 | 0 | 0 | 0 | 0 | 0 | 0 | 0 | 0 | 0 | 0 | 0 | 0 | 0 | 0 | 0 | 0 | 0 | 0 | 0 | 0 | 0 | 0 | 0 | 0 | 0 | 0 | 0 | 0 | 0 | 0 | 0 | 0 | 0 | 0 | 0 | 0 | 0 | 0 | 0
0 | 0 | 0 | 0 | 0 | 0 | 0 | 0 | 0 | 0 | 0 | 0 | 0 | 0 | 0 | 0 | 0 | 0 | 0 | 0 | 0 | 0 | 0 | 0 | 0 | 0 | 0 | 0 | 0 | 0 | 0 | 0 | 0 | 0 | 0 | 0 | 0 | 0 | 0 | 0 | 0 | 0 | 0 | 0 | 0 | 0 | 0 | 0
0 | 0 | 0 | 0 | 0 | 0 | 0 | 0 | 0 | 0 | 0 | 0 | 0 | 0 | 0 | 0 | 0 | 0 | 0 | 0 | 0 | 0 | 0 | 0 | 0 | 0 | 0 | 0 | 0 | 0 | 0 | 0 | 0 | 0 | 0 | 0 | 0 | 0 | 0 | 0 | 0 | 0 | 0 | 0 | 0 | 0 | 0 | 0
0 | 0 | 0 | 0 | 0 | 0 | 0 | 0 | 0 | 0 | 0 | 0 | 0 | 0 | 0 | 0 | 0 | 0 | 0 | 0 | 0 | 0 | 0 | 0 | 0 | 0 | 0 | 0 | 0 | 0 | 0 | 0 | 0 | 0 | 0 | 0 | 0 | 0 | 0 | 0 | 0 | 0 | 0 | 0 | 0 | 0 | 0 | 0
0 | 0 | 0 | 0 | 0 | 0 | 0 | 0 | 0 | 0 | 0 | 0 | 0 | 0 | 0 | 0 | 0 | 0 | 0 | 0 | 0 | 0 | 0 | 0 | 0 | 0 | 0 | 0 | 0 | 0 | 0 | 0 | 0 | 0 | 0 | 0 | 0 | 0 | 0 | 0 | 0 | 0 | 0 | 0 | 0 | 0 | 0 | 0
20 | 20 | 20 | 20 | 20 | 20 | 20 | 20 | 20 | 20 | 0 | 20 | 20 | 20 | 20 | 20 | 0 | 20 | 20 | 20 | 20 | 20 | 20 | 20 | 20 | 20 | 20 | 20 | 20 | 20 | 20 | 0 | 20 | 20 | 20 | 20 | 20 | 20 | 0 | 20 | 20 | 0 | 20 | 12.8648 | 20 | 20 | 20 | 20
0 | 0 | 0 | 0 | 0 | 0 | 0 | 0 | 0 | 0 | 0 | 0 | 0 | 0 | 0 | 0 | 0 | 0 | 0 | 0 | 0 | 0 | 0 | 0 | 0 | 0 | 0 | 0 | 0 | 0 | 0 | 0 | 0 | 0 | 0 | 0 | 0 | 0 | 0 | 0 | 0 | 0 | 0 | 0 | 0 | 0 | 0 | 0
0 | 20 | 20 | 20 | 20 | 20 | 20 | 20 | 20 | 20 | 20 | 20 | 20 | 20 | 20 | 20 | 20 | 17.8942 | 20 | 20 | 20 | 20 | 20 | 0 | 2.3555 | 20 | 20 | 20 | 20 | 20 | 20 | 9.6737 | 0 | 20 | 20 | 20 | 20 | 20 | 20 | 20 | 14.2853 | 20 | 20 | 20 | 20 | 20 | 20 | 20
20 | 20 | 20 | 20 | 20 | 0 | 20 | 20 | 20 | 20 | 20 | 20 | 20 | 20 | 20 | 20 | 20 | 20 | 20 | 0 | 20 | 20 | 20 | 20 | 20 | 0 | 20 | 20 | 20 | 20 | 20 | 20 | 20 | 20 | 20 | 20 | 20 | 20 | 20 | 20 | 20 | 0 | 20 | 20 | 20 | 20 | 20 | 20
0 | 0 | 0 | 0 | 0 | 0 | 0 | 0 | 0 | 0 | 0 | 0 | 0 | 0 | 0 | 0 | 0 | 0 | 0 | 0 | 0 | 0 | 0 | 0 | 0 | 0 | 0 | 0 | 0 | 0 | 0 | 0 | 0 | 0 | 0 | 0 | 0 | 0 | 0 | 0 | 0 | 0 | 0 | 0 | 0 | 0 | 0 | 0
0 | 0 | 0 | 0 | 0 | 0 | 0 | 0 | 0 | 0 | 0 | 0 | 0 | 0 | 0 | 0 | 0 | 0 | 0 | 0 | 0 | 0 | 0 | 0 | 0 | 0 | 0 | 0 | 0 | 0 | 0 | 0 | 0 | 0 | 0 | 0 | 0 | 0 | 0 | 0 | 0 | 0 | 0 | 0 | 0 | 0 | 0 | 0
0 | 0 | 0 | 0 | 0 | 0 | 0 | 0 | 0 | 0 | 0 | 0 | 0 | 0 | 0 | 0 | 0 | 0 | 0 | 0 | 0 | 0 | 0 | 0 | 0 | 0 | 0 | 0 | 0 | 0 | 0 | 0 | 0 | 0 | 0 | 0 | 0 | 0 | 0 | 0 | 0 | 0 | 0 | 0 | 0 | 0 | 0 | 0
0 | 0 | 0 | 0 | 0 | 0 | 0 | 0 | 0 | 0 | 0 | 0 | 0 | 0 | 0 | 0 | 0 | 0 | 0 | 0 | 0 | 0 | 0 | 0 | 0 | 0 | 0 | 0 | 0 | 0 | 0 | 0 | 0 | 0 | 0 | 0 | 0 | 0 | 0 | 0 | 0 | 0 | 0 | 0 | 0 | 0 | 0 | 0
0 | 0 | 0 | 0 | 0 | 0 | 0 | 0 | 0 | 0 | 0 | 0 | 0 | 0 | 0 | 0 | 0 | 0 | 0 | 0 | 0 | 0 | 0 | 0 | 0 | 0 | 0 | 0 | 0 | 0 | 0 | 0 | 0 | 0 | 0 | 0 | 0 | 0 | 0 | 0 | 0 | 0 | 0 | 0 | 0 | 0 | 0 | 0
0 | 0 | 0 | 0 | 0 | 0 | 0 | 0 | 0 | 0 | 0 | 0 | 0 | 0 | 0 | 0 | 0 | 0 | 0 | 0 | 0 | 0 | 0 | 0 | 0 | 0 | 0 | 0 | 0 | 0 | 0 | 0 | 0 | 0 | 0 | 0 | 0 | 0 | 0 | 0 | 0 | 0 | 0 | 0 | 0 | 0 | 0 | 0
20 | 20 | 20 | 0 | 20 | 20 | 8.8995 | 20 | 20 | 0 | 20 | 20 | 20 | 8.103 | 20 | 20 | 20 | 20 | 20 | 20 | 20 | 20 | 20 | 20 | 20 | 20 | 0 | 20 | 20 | 20 | 20 | 20 | 20 | 20 | 20 | 20 | 20 | 18.5457 | 20 | 20 | 20 | 20 | 20 | 20 | 20 | 20 | 20 | 20
0 | 0 | 0 | 0 | 0 | 0 | 0 | 0 | 0 | 0 | 0 | 0 | 0 | 0 | 0 | 0 | 0 | 0 | 0 | 0 | 0 | 0 | 0 | 0 | 0 | 0 | 0 | 0 | 0 | 0 | 0 | 0 | 0 | 0 | 0 | 0 | 0 | 0 | 0 | 0 | 0 | 0 | 0 | 0 | 0 | 0 | 0 | 0
0 | 0 | 0 | 0 | 0 | 0 | 0 | 0 | 0 | 0 | 0 | 0 | 0 | 0 | 0 | 0 | 0 | 0 | 0 | 0 | 0 | 0 | 0 | 0 | 0 | 0 | 0 | 0 | 0 | 0 | 0 | 0 | 0 | 0 | 0 | 0 | 0 | 0 | 0 | 0 | 0 | 0 | 0 | 0 | 0 | 0 | 0 | 0
15.5556 | 15.5556 | 15.5556 | 15.5556 | 15.5556 | 15.5556 | 15.5556 | 7.8862 | 15.5556 | 15.5556 | 15.5556 | 15.5556 | 15.5556 | 15.5556 | 15.5556 | 15.5556 | 15.5556 | 15.5556 | 15.5556 | 15.5556 | 15.5556 | 15.5556 | 15.5556 | 15.5556 | 15.5556 | 15.5556 | 15.5556 | 15.5556 | 15.5556 | 15.5556 | 15.5556 | 15.5556 | 15.5556 | 15.5556 | 0 | 15.5556 | 15.5556 | 15.5556 | 15.5556 | 15.5556 | 15.5556 | 15.5556 | 15.5556 | 15.5556 | 15.5556 | 0 | 15.5556 | 15.5556
20 | 20 | 20 | 20 | 0 | 20 | 20 | 20 | 20 | 20 | 20 | 20 | 20 | 20 | 20 | 20 | 20 | 20 | 20 | 20 | 20 | 20 | 20 | 20 | 20 | 20 | 20 | 20 | 20 | 0 | 20 | 20 | 20 | 20 | 20 | 20 | 20 | 20 | 20 | 20 | 20 | 20 | 20 | 0 | 20 | 20 | 20 | 20
9.5545 | 20 | 20 | 20 | 20 | 20 | 20 | 20 | 20 | 20 | 20 | 20 | 20 | 20 | 20 | 20 | 0 | 20 | 20 | 20 | 20 | 20 | 20 | 20 | 20 | 20 | 20 | 20 | 20 | 20 | 20 | 20 | 0 | 20 | 20 | 20 | 20 | 0 | 20 | 20 | 20 | 2.7564 | 20 | 20 | 20 | 20 | 20 | 20
0 | 0 | 0 | 0 | 0 | 0 | 0 | 0 | 0 | 0 | 0 | 0 | 0 | 0 | 0 | 0 | 0 | 0 | 0 | 0 | 0 | 0 | 0 | 0 | 0 | 0 | 0 | 0 | 0 | 0 | 0 | 0 | 0 | 0 | 0 | 0 | 0 | 0 | 0 | 0 | 0 | 0 | 0 | 0 | 0 | 0 | 0 | 0
1.9324 | 1.9324 | 1.9324 | 1.9324 | 1.9324 | 1.9324 | 0 | 1.9324 | 1.9324 | 1.9324 | 1.9324 | 1.9324 | 1.9324 | 1.9324 | 1.9324 | 1.9324 | 1.9324 | 1.9324 | 1.9324 | 1.9324 | 1.9324 | 0 | 1.9324 | 1.9324 | 1.9324 | 1.9324 | 1.9324 | 1.9324 | 1.9324 | 1.9324 | 1.9324 | 1.9324 | 1.9324 | 1.9324 | 0 | 1.9324 | 1.9324 | 1.9324 | 1.9324 | 1.9324 | 1.9324 | 1.9324 | 1.9324 | 1.9324 | 1.9324 | 1.9324 | 0 | 1.9324
0 | 0 | 0 | 0 | 0 | 0 | 0 | 0 | 0 | 0 | 0 | 0 | 0 | 0 | 0 | 0 | 0 | 0 | 0 | 0 | 0 | 0 | 0 | 0 | 0 | 0 | 0 | 0 | 0 | 0 | 0 | 0 | 0 | 0 | 0 | 0 | 0 | 0 | 0 | 0 | 0 | 0 | 0 | 0 | 0 | 0 | 0 | 0
0 | 0 | 0 | 0 | 0 | 0 | 0 | 0 | 0 | 0 | 0 | 0 | 0 | 0 | 0 | 0 | 0 | 0 | 0 | 0 | 0 | 0 | 0 | 0 | 0 | 0 | 0 | 0 | 0 | 0 | 0 | 0 | 0 | 0 | 0 | 0 | 0 | 0 | 0 | 0 | 0 | 0 | 0 | 0 | 0 | 0 | 0 | 0
8.8889 | 8.8889 | 8.8889 | 8.8889 | 8.8889 | 8.8889 | 8.8889 | 8.8889 | 8.8889 | 0 | 8.8889 | 8.8889 | 8.8889 | 8.8889 | 0 | 0 | 8.8889 | 8.8889 | 8.8889 | 8.8889 | 8.8889 | 8.8889 | 8.8889 | 8.1866 | 8.8889 | 8.8889 | 6.6995 | 8.8889 | 8.8889 | 8.8889 | 8.8889 | 0 | 8.8889 | 8.8889 | 8.8889 | 8.8889 | 8.8889 | 8.8889 | 8.8889 | 8.8889 | 0 | 8.8889 | 8.8889 | 8.8889 | 8.8889 | 8.8889 | 8.8889 | 8.8889
0 | 0 | 0 | 0 | 0 | 0 | 0 | 0 | 0 | 0 | 0 | 0 | 0 | 0 | 0 | 0 | 0 | 0 | 0 | 0 | 0 | 0 | 0 | 0 | 0 | 0 | 0 | 0 | 0 | 0 | 0 | 0 | 0 | 0 | 0 | 0 | 0 | 0 | 0 | 0 | 0 | 0 | 0 | 0 | 0 | 0 | 0 | 0
0 | 0 | 0 | 0 | 0 | 0 | 0 | 0 | 0 | 0 | 0 | 0 | 0 | 0 | 0 | 0 | 0 | 0 | 0 | 0 | 0 | 0 | 0 | 0 | 0 | 0 | 0 | 0 | 0 | 0 | 0 | 0 | 0 | 0 | 0 | 0 | 0 | 0 | 0 | 0 | 0 | 0 | 0 | 0 | 0 | 0 | 0 | 0
20 | 20 | 20 | 20 | 20 | 20 | 20 | 20 | 20 | 20 | 20 | 20 | 0 | 20 | 20 | 20 | 20 | 20 | 20 | 20 | 20 | 20 | 0 | 20 | 20 | 20 | 20 | 20 | 20 | 20 | 20 | 20 | 0 | 0 | 20 | 20 | 20 | 20 | 15.3546 | 20 | 20 | 20 | 20 | 20 | 20 | 20 | 20 | 20
13.3333 | 13.3333 | 13.3333 | 13.3333 | 13.3333 | 13.3333 | 13.3333 | 13.3333 | 13.3333 | 13.3333 | 13.3333 | 13.3333 | 13.3333 | 13.3333 | 13.3333 | 13.3333 | 13.3333 | 0 | 13.3333 | 13.3333 | 13.3333 | 13.3333 | 13.3333 | 13.3333 | 13.3333 | 13.3333 | 13.3333 | 13.3333 | 13.3333 | 13.3333 | 13.3333 | 13.3333 | 13.3333 | 13.3333 | 13.3333 | 0 | 13.3333 | 13.3333 | 13.3333 | 13.3333 | 13.3333 | 13.3333 | 13.3333 | 13.3333 | 13.3333 | 13.3333 | 0 | 13.3333
0 | 0 | 0 | 0 | 0 | 0 | 0 | 0 | 0 | 0 | 0 | 0 | 0 | 0 | 0 | 0 | 0 | 0 | 0 | 0 | 0 | 0 | 0 | 0 | 0 | 0 | 0 | 0 | 0 | 0 | 0 | 0 | 0 | 0 | 0 | 0 | 0 | 0 | 0 | 0 | 0 | 0 | 0 | 0 | 0 | 0 | 0 | 0
0 | 8.8889 | 8.8889 | 8.8889 | 0 | 8.8889 | 8.8889 | 8.8889 | 8.8889 | 8.8889 | 8.8889 | 8.8889 | 8.8889 | 8.8889 | 8.8889 | 8.8889 | 8.8889 | 8.8889 | 8.8889 | 8.8889 | 8.8889 | 8.8889 | 8.8889 | 8.8889 | 8.8889 | 8.8889 | 0 | 8.8889 | 8.8889 | 8.8889 | 8.8889 | 8.8889 | 8.8889 | 8.8889 | 8.8889 | 8.8889 | 8.8889 | 8.8889 | 8.8889 | 8.8889 | 8.8889 | 8.8889 | 8.8889 | 8.8889 | 8.8889 | 8.8889 | 8.8889 | 8.8889
0 | 0 | 0 | 0 | 0 | 0 | 0 | 0 | 0 | 0 | 0 | 0 | 0 | 0 | 0 | 0 | 0 | 0 | 0 | 0 | 0 | 0 | 0 | 0 | 0 | 0 | 0 | 0 | 0 | 0 | 0 | 0 | 0 | 0 | 0 | 0 | 0 | 0 | 0 | 0 | 0 | 0 | 0 | 0 | 0 | 0 | 0 | 0
0 | 0 | 0 | 0 | 0 | 0 | 0 | 0 | 0 | 0 | 0 | 0 | 0 | 0 | 0 | 0 | 0 | 0 | 0 | 0 | 0 | 0 | 0 | 0 | 0 | 0 | 0 | 0 | 0 | 0 | 0 | 0 | 0 | 0 | 0 | 0 | 0 | 0 | 0 | 0 | 0 | 0 | 0 | 0 | 0 | 0 | 0 | 0
20 | 20 | 20 | 20 | 20 | 0 | 20 | 20 | 20 | 0 | 20 | 20 | 20 | 20 | 20 | 20 | 20 | 20 | 20 | 20 | 20 | 0 | 20 | 20 | 0 | 20 | 20 | 20 | 20 | 20 | 0 | 20 | 20 | 20 | 20 | 20 | 20 | 0 | 20 | 20 | 20 | 20 | 20 | 20 | 20 | 20 | 20 | 20
0 | 0 | 0 | 0 | 0 | 0 | 0 | 0 | 0 | 0 | 0 | 0 | 0 | 0 | 0 | 0 | 0 | 0 | 0 | 0 | 0 | 0 | 0 | 0 | 0 | 0 | 0 | 0 | 0 | 0 | 0 | 0 | 0 | 0 | 0 | 0 | 0 | 0 | 0 | 0 | 0 | 0 | 0 | 0 | 0 | 0 | 0 | 0
0 | 0 | 0 | 0 | 0 | 0 | 0 | 0 | 0 | 0 | 0 | 0 | 0 | 0 | 0 | 0 | 0 | 0 | 0 | 0 | 0 | 0 | 0 | 0 | 0 | 0 | 0 | 0 | 0 | 0 | 0 | 0 | 0 | 0 | 0 | 0 | 0 | 0 | 0 | 0 | 0 | 0 | 0 | 0 | 0 | 0 | 0 | 0
0 | 0 | 0 | 0 | 0 | 0 | 0 | 0 | 0 | 0 | 0 | 0 | 0 | 0 | 0 | 0 | 0 | 0 | 0 | 0 | 0 | 0 | 0 | 0 | 0 | 0 | 0 | 0 | 0 | 0 | 0 | 0 | 0 | 0 | 0 | 0 | 0 | 0 | 0 | 0 | 0 | 0 | 0 | 0 | 0 | 0 | 0 | 0
20 | 20 | 20 | 12.631 | 20 | 20 | 20 | 20 | 20 | 20 | 20 | 20 | 20 | 20 | 20 | 20 | 20 | 20 | 20 | 20 | 20 | 20 | 20 | 20 | 20 | 20 | 20 | 20 | 20 | 5.7306 | 20 | 20 | 20 | 20 | 11.1048 | 20 | 0 | 0 | 20 | 20 | 20 | 20 | 20 | 20 | 9.0391 | 20 | 0 | 20
0 | 0 | 0 | 0 | 0 | 0 | 0 | 0 | 0 | 0 | 0 | 0 | 0 | 0 | 0 | 0 | 0 | 0 | 0 | 0 | 0 | 0 | 0 | 0 | 0 | 0 | 0 | 0 | 0 | 0 | 0 | 0 | 0 | 0 | 0 | 0 | 0 | 0 | 0 | 0 | 0 | 0 | 0 | 0 | 0 | 0 | 0 | 0
20 | 20 | 18.8968 | 20 | 20 | 20 | 20 | 20 | 20 | 20 | 20 | 0.049729 | 20 | 20 | 20 | 20 | 20 | 20 | 20 | 20 | 20 | 20 | 0 | 20 | 20 | 0 | 20 | 20 | 20 | 20 | 20 | 20 | 20 | 20 | 20 | 20 | 20 | 20 | 20 | 20 | 20 | 0 | 20 | 20 | 20 | 20 | 20 | 20
20 | 20 | 20 | 20 | 20 | 20 | 20 | 20 | 20 | 20 | 20 | 20 | 20 | 0 | 10.8435 | 20 | 20 | 0 | 20 | 20 | 20 | 20 | 20 | 20 | 20 | 0 | 20 | 20 | 20 | 20 | 20 | 20 | 0 | 20 | 20 | 20 | 20 | 20 | 20 | 20 | 20 | 20 | 20 | 20 | 20 | 20 | 20 | 20
0 | 0 | 0 | 0 | 0 | 0 | 0 | 0 | 0 | 0 | 0 | 0 | 0 | 0 | 0 | 0 | 0 | 0 | 0 | 0 | 0 | 0 | 0 | 0 | 0 | 0 | 0 | 0 | 0 | 0 | 0 | 0 | 0 | 0 | 0 | 0 | 0 | 0 | 0 | 0 | 0 | 0 | 0 | 0 | 0 | 0 | 0 | 0
0 | 0 | 0 | 0 | 0 | 0 | 0 | 0 | 0 | 0 | 0 | 0 | 0 | 0 | 0 | 0 | 0 | 0 | 0 | 0 | 0 | 0 | 0 | 0 | 0 | 0 | 0 | 0 | 0 | 0 | 0 | 0 | 0 | 0 | 0 | 0 | 0 | 0 | 0 | 0 | 0 | 0 | 0 | 0 | 0 | 0 | 0 | 0
0 | 20 | 20 | 20 | 20 | 20 | 20 | 20 | 20 | 20 | 20 | 20 | 20 | 20 | 20 | 20 | 20 | 20 | 20 | 20 | 20 | 20 | 20 | 20 | 20 | 20 | 20 | 20 | 20 | 20 | 0 | 20 | 20 | 20 | 20 | 20 | 20 | 20 | 20 | 20 | 20 | 20 | 7.3182 | 20 | 20 | 20 | 20 | 20
20 | 20 | 20 | 20 | 20 | 20 | 20 | 20 | 20 | 20 | 0 | 20 | 20 | 20 | 20 | 20 | 20 | 20 | 20 | 0 | 20 | 0 | 20 | 0 | 20 | 20 | 0 | 20 | 20 | 20 | 20 | 20 | 20 | 20 | 20 | 20 | 20 | 20 | 20 | 20 | 20 | 20 | 20 | 20 | 20 | 20 | 20 | 20
0 | 0 | 0 | 0 | 0 | 0 | 0 | 0 | 0 | 0 | 0 | 0 | 0 | 0 | 0 | 0 | 0 | 0 | 0 | 0 | 0 | 0 | 0 | 0 | 0 | 0 | 0 | 0 | 0 | 0 | 0 | 0 | 0 | 0 | 0 | 0 | 0 | 0 | 0 | 0 | 0 | 0 | 0 | 0 | 0 | 0 | 0 | 0
20 | 20 | 20 | 20 | 20 | 20 | 20 | 20 | 20 | 20 | 20 | 20 | 20 | 0 | 20 | 20 | 20 | 20 | 20 | 20 | 20 | 20 | 20 | 20 | 20 | 13.5333 | 20 | 20 | 20 | 20 | 0 | 20 | 20 | 20 | 20 | 20 | 20 | 20 | 20 | 20 | 0 | 20 | 20 | 20 | 20 | 20 | 20 | 20
20 | 20 | 20 | 20 | 20 | 20 | 20 | 20 | 20 | 20 | 20 | 20 | 20 | 20 | 20 | 20 | 20 | 20 | 20 | 20 | 20 | 20 | 20 | 20 | 20 | 20 | 20 | 20 | 20 | 20 | 20 | 20 | 20 | 20 | 20 | 20 | 20 | 20 | 20 | 20 | 20 | 20 | 20 | 20 | 20 | 20 | 20 | 20
0 | 0 | 0 | 0 | 0 | 0 | 0 | 0 | 0 | 0 | 0 | 0 | 0 | 0 | 0 | 0 | 0 | 0 | 0 | 0 | 0 | 0 | 0 | 0 | 0 | 0 | 0 | 0 | 0 | 0 | 0 | 0 | 0 | 0 | 0 | 0 | 0 | 0 | 0 | 0 | 0 | 0 | 0 | 0 | 0 | 0 | 0 | 0
0 | 0 | 0 | 0 | 0 | 0 | 0 | 0 | 0 | 0 | 0 | 0 | 0 | 0 | 0 | 0 | 0 | 0 | 0 | 0 | 0 | 0 | 0 | 0 | 0 | 0 | 0 | 0 | 0 | 0 | 0 | 0 | 0 | 0 | 0 | 0 | 0 | 0 | 0 | 0 | 0 | 0 | 0 | 0 | 0 | 0 | 0 | 0
15.5556 | 15.5556 | 15.5556 | 15.5556 | 15.5556 | 15.5556 | 15.5556 | 15.5556 | 15.5556 | 15.5556 | 15.5556 | 15.5556 | 15.5556 | 15.5556 | 15.5556 | 15.5556 | 15.5556 | 15.5556 | 15.5556 | 15.5556 | 15.5556 | 15.5556 | 15.5556 | 15.5556 | 15.5556 | 15.5556 | 15.5556 | 15.5556 | 15.5556 | 15.5556 | 15.5556 | 15.5556 | 15.5556 | 15.5556 | 15.5556 | 15.5556 | 0 | 15.5556 | 15.5556 | 15.5556 | 15.5556 | 15.5556 | 15.5556 | 15.5556 | 15.5556 | 15.5556 | 15.5556 | 15.5556
20 | 20 | 20 | 20 | 20 | 20 | 20 | 20 | 6.1653 | 20 | 20 | 20 | 20 | 20 | 20 | 20 | 20 | 20 | 18.8471 | 20 | 20 | 20 | 0 | 20 | 20 | 20 | 20 | 20 | 20 | 20 | 20 | 20 | 20 | 20 | 20 | 20 | 17.3262 | 20 | 20 | 20 | 20 | 20 | 20 | 0 | 20 | 20 | 20 | 18.8471
20 | 20 | 20 | 0 | 20 | 20 | 0 | 20 | 20 | 20 | 20 | 20 | 20 | 20 | 20 | 20 | 20 | 20 | 20 | 20 | 20 | 20 | 20 | 20 | 20 | 20 | 20 | 20 | 20 | 20 | 20 | 20 | 20 | 20 | 20 | 20 | 20 | 20 | 20 | 20 | 20 | 20 | 20 | 20 | 20 | 8.12 | 20 | 20
20 | 20 | 20 | 20 | 20 | 20 | 20 | 20 | 20 | 20 | 20 | 20 | 20 | 20 | 20 | 20 | 20 | 20 | 20 | 20 | 20 | 20 | 20 | 20 | 20 | 20 | 20 | 20 | 20 | 20 | 20 | 20 | 20 | 20 | 20 | 20 | 20 | 20 | 20 | 20 | 20 | 20 | 20 | 20 | 20 | 20 | 20 | 20
20 | 20 | 20 | 20 | 20 | 20 | 20 | 20 | 20 | 20 | 20 | 20 | 20 | 20 | 20 | 20 | 20 | 20 | 20 | 20 | 20 | 20 | 20 | 20 | 20 | 20 | 20 | 20 | 20 | 20 | 20 | 20 | 20 | 20 | 20 | 20 | 20 | 20 | 20 | 20 | 20 | 20 | 20 | 20 | 20 | 20 | 20 | 20
20 | 20 | 20 | 20 | 20 | 20 | 20 | 20 | 20 | 20 | 20 | 20 | 20 | 20 | 20 | 20 | 20 | 20 | 20 | 20 | 20 | 20 | 20 | 20 | 20 | 20 | 20 | 20 | 20 | 20 | 20 | 20 | 20 | 20 | 20 | 20 | 20 | 20 | 0 | 20 | 20 | 20 | 20 | 20 | 20 | 20 | 20 | 20
13.3333 | 13.3333 | 13.3333 | 13.3333 | 13.3333 | 13.3333 | 13.3333 | 13.3333 | 13.3333 | 0 | 13.3333 | 13.3333 | 13.3333 | 13.3333 | 13.3333 | 13.3333 | 13.3333 | 13.3333 | 13.3333 | 13.3333 | 13.3333 | 13.3333 | 13.3333 | 13.3333 | 13.3333 | 13.3333 | 13.3333 | 13.3333 | 13.3333 | 13.3333 | 13.3333 | 13.3333 | 13.3333 | 13.3333 | 13.3333 | 13.3333 | 13.3333 | 13.3333 | 13.3333 | 13.3333 | 13.3333 | 13.3333 | 13.3333 | 13.3333 | 13.3333 | 0 | 13.3333 | 13.3333
11.1111 | 11.1111 | 11.1111 | 11.1111 | 11.1111 | 11.1111 | 11.1111 | 11.1111 | 11.1111 | 11.1111 | 11.1111 | 11.1111 | 11.1111 | 0 | 11.1111 | 11.1111 | 11.1111 | 11.1111 | 11.1111 | 11.1111 | 11.1111 | 0 | 11.1111 | 11.1111 | 11.1111 | 11.1111 | 11.1111 | 11.1111 | 11.1111 | 11.1111 | 11.1111 | 11.1111 | 11.1111 | 11.1111 | 11.1111 | 11.1111 | 11.1111 | 11.1111 | 11.1111 | 11.1111 | 11.1111 | 11.1111 | 11.1111 | 11.1111 | 11.1111 | 11.1111 | 11.1111 | 11.1111
0 | 13.3333 | 13.3333 | 0 | 0 | 13.3333 | 13.3333 | 13.3333 | 13.3333 | 13.3333 | 0 | 13.3333 | 13.3333 | 13.3333 | 13.3333 | 13.3333 | 13.3333 | 13.3333 | 13.3333 | 13.3333 | 13.3333 | 13.3333 | 13.3333 | 13.3333 | 13.3333 | 13.3333 | 13.3333 | 13.3333 | 13.3333 | 13.3333 | 13.3333 | 13.3333 | 13.3333 | 13.3333 | 13.3333 | 13.3333 | 13.3333 | 13.3333 | 13.3333 | 13.3333 | 13.3333 | 13.3333 | 13.3333 | 13.3333 | 13.3333 | 13.3333 | 13.3333 | 13.3333
15.5556 | 15.5556 | 15.5556 | 15.5556 | 15.5556 | 15.5556 | 15.5556 | 15.5556 | 15.5556 | 15.5556 | 15.5556 | 15.5556 | 15.5556 | 15.5556 | 15.5556 | 15.5556 | 15.5556 | 15.5556 | 15.5556 | 15.5556 | 15.5556 | 15.5556 | 15.5556 | 15.5556 | 15.5556 | 15.5556 | 15.5556 | 15.5556 | 15.5556 | 15.5556 | 15.5556 | 15.5556 | 15.5556 | 15.5556 | 15.5556 | 15.5556 | 0 | 15.5556 | 15.5556 | 15.5556 | 15.5556 | 15.5556 | 15.5556 | 15.5556 | 0 | 15.5556 | 15.5556 | 15.5556
0 | 0 | 0 | 0 | 0 | 0 | 0 | 0 | 0 | 0 | 0 | 0 | 0 | 0 | 0 | 0 | 0 | 0 | 0 | 0 | 0 | 0 | 0 | 0 | 0 | 0 | 0 | 0 | 0 | 0 | 0 | 0 | 0 | 0 | 0 | 0 | 0 | 0 | 0 | 0 | 0 | 0 | 0 | 0 | 0 | 0 | 0 | 0
20 | 20 | 20 | 20 | 20 | 20 | 20 | 20 | 20 | 20 | 20 | 20 | 20 | 20 | 20 | 20 | 20 | 20 | 20 | 20 | 20 | 20 | 20 | 0 | 20 | 20 | 20 | 20 | 20 | 20 | 20 | 20 | 20 | 15.3715 | 0 | 20 | 20 | 20 | 20 | 20 | 20 | 20 | 20 | 20 | 20 | 20 | 20 | 20
0 | 0 | 0 | 0 | 0 | 0 | 0 | 0 | 0 | 0 | 0 | 0 | 0 | 0 | 0 | 0 | 0 | 0 | 0 | 0 | 0 | 0 | 0 | 0 | 0 | 0 | 0 | 0 | 0 | 0 | 0 | 0 | 0 | 0 | 0 | 0 | 0 | 0 | 0 | 0 | 0 | 0 | 0 | 0 | 0 | 0 | 0 | 0
0 | 0 | 0 | 0 | 0 | 0 | 0 | 0 | 0 | 0 | 0 | 0 | 0 | 0 | 0 | 0 | 0 | 0 | 0 | 0 | 0 | 0 | 0 | 0 | 0 | 0 | 0 | 0 | 0 | 0 | 0 | 0 | 0 | 0 | 0 | 0 | 0 | 0 | 0 | 0 | 0 | 0 | 0 | 0 | 0 | 0 | 0 | 0
20 | 20 | 20 | 20 | 20 | 20 | 20 | 20 | 20 | 20 | 20 | 20 | 20 | 20 | 20 | 20 | 20 | 20 | 20 | 20 | 20 | 20 | 20 | 20 | 20 | 20 | 20 | 20 | 20 | 20 | 20 | 20 | 20 | 20 | 20 | 20 | 20 | 20 | 20 | 20 | 20 | 20 | 20 | 20 | 20 | 20 | 20 | 20
0 | 20 | 20 | 20 | 20 | 20 | 20 | 20 | 20 | 20 | 20 | 20 | 20 | 20 | 20 | 20 | 20 | 20 | 20 | 20 | 20 | 20 | 20 | 20 | 20 | 20 | 20 | 20 | 20 | 20 | 20 | 20 | 20 | 20 | 20 | 20 | 20 | 20 | 20 | 20 | 20 | 20 | 20 | 20 | 20 | 20 | 20 | 20
0 | 0 | 0 | 0 | 0 | 0 | 0 | 0 | 0 | 0 | 0 | 0 | 0 | 0 | 0 | 0 | 0 | 0 | 0 | 0 | 0 | 0 | 0 | 0 | 0 | 0 | 0 | 0 | 0 | 0 | 0 | 0 | 0 | 0 | 0 | 0 | 0 | 0 | 0 | 0 | 0 | 0 | 0 | 0 | 0 | 0 | 0 | 0
20 | 20 | 20 | 20 | 20 | 20 | 20 | 20 | 20 | 20 | 20 | 20 | 20 | 20 | 20 | 20 | 20 | 20 | 20 | 20 | 20 | 20 | 20 | 20 | 20 | 20 | 20 | 20 | 20 | 20 | 20 | 20 | 20 | 20 | 20 | 20 | 20 | 20 | 20 | 20 | 20 | 20 | 20 | 20 | 20 | 20 | 20 | 20
20 | 20 | 20 | 20 | 20 | 20 | 20 | 20 | 20 | 20 | 20 | 20 | 20 | 20 | 20 | 20 | 20 | 20 | 20 | 20 | 20 | 20 | 20 | 20 | 20 | 20 | 20 | 20 | 20 | 20 | 20 | 20 | 20 | 20 | 20 | 20 | 0 | 20 | 20 | 20 | 20 | 20 | 20 | 20 | 20 | 20 | 20 | 20
20 | 20 | 20 | 20 | 20 | 20 | 20 | 20 | 20 | 20 | 20 | 20 | 20 | 20 | 20 | 20 | 20 | 20 | 20 | 20 | 20 | 20 | 20 | 20 | 20 | 20 | 20 | 20 | 20 | 20 | 20 | 20 | 20 | 20 | 20 | 20 | 20 | 20 | 20 | 20 | 20 | 20 | 20 | 20 | 20 | 20 | 20 | 20
2.2222 | 2.2222 | 2.2222 | 2.2222 | 2.2222 | 2.2222 | 2.2222 | 2.2222 | 2.2222 | 2.2222 | 2.2222 | 2.2222 | 2.2222 | 2.2222 | 2.2222 | 2.2222 | 2.2222 | 2.2222 | 2.2222 | 2.2222 | 2.2222 | 2.2222 | 2.2222 | 2.2222 | 2.2222 | 2.2222 | 2.2222 | 2.2222 | 2.2222 | 2.2222 | 2.2222 | 2.2222 | 2.2222 | 2.2222 | 2.2222 | 2.2222 | 2.2222 | 2.2222 | 2.2222 | 2.2222 | 2.2222 | 2.2222 | 2.2222 | 2.2222 | 2.2222 | 2.2222 | 2.2222 | 2.2222
11.1111 | 11.1111 | 11.1111 | 11.1111 | 11.1111 | 11.1111 | 11.1111 | 11.1111 | 11.1111 | 11.1111 | 11.1111 | 11.1111 | 11.1111 | 11.1111 | 11.1111 | 11.1111 | 11.1111 | 11.1111 | 11.1111 | 11.1111 | 11.1111 | 11.1111 | 11.1111 | 11.1111 | 11.1111 | 11.1111 | 11.1111 | 11.1111 | 11.1111 | 11.1111 | 11.1111 | 11.1111 | 11.1111 | 11.1111 | 11.1111 | 11.1111 | 11.1111 | 11.1111 | 11.1111 | 11.1111 | 11.1111 | 11.1111 | 11.1111 | 11.1111 | 11.1111 | 11.1111 | 11.1111 | 11.1111
13.3333 | 13.3333 | 13.3333 | 13.3333 | 13.3333 | 13.3333 | 13.3333 | 13.3333 | 13.3333 | 13.3333 | 13.3333 | 13.3333 | 13.3333 | 13.3333 | 13.3333 | 13.3333 | 13.3333 | 13.3333 | 13.3333 | 13.3333 | 13.3333 | 13.3333 | 13.3333 | 13.3333 | 13.3333 | 13.3333 | 13.3333 | 13.3333 | 13.3333 | 13.3333 | 13.3333 | 13.3333 | 13.3333 | 13.3333 | 13.3333 | 13.3333 | 13.3333 | 13.3333 | 13.3333 | 13.3333 | 13.3333 | 13.3333 | 13.3333 | 13.3333 | 13.3333 | 13.3333 | 13.3333 | 13.3333
0 | 0 | 0 | 0 | 0 | 0 | 0 | 0 | 0 | 0 | 0 | 0 | 0 | 0 | 0 | 0 | 0 | 0 | 0 | 0 | 0 | 0 | 0 | 0 | 0 | 0 | 0 | 0 | 0 | 0 | 0 | 0 | 0 | 0 | 0 | 0 | 0 | 0 | 0 | 0 | 0 | 0 | 0 | 0 | 0 | 0 | 0 | 0
0 | 0 | 0 | 0 | 0 | 0 | 0 | 0 | 0 | 0 | 0 | 0 | 0 | 0 | 0 | 0 | 0 | 0 | 0 | 0 | 0 | 0 | 0 | 0 | 0 | 0 | 0 | 0 | 0 | 0 | 0 | 0 | 0 | 0 | 0 | 0 | 0 | 0 | 0 | 0 | 0 | 0 | 0 | 0 | 0 | 0 | 0 | 0
0 | 0 | 0 | 0 | 0 | 0 | 0 | 0 | 0 | 0 | 0 | 0 | 0 | 0 | 0 | 0 | 0 | 0 | 0 | 0 | 0 | 0 | 0 | 0 | 0 | 0 | 0 | 0 | 0 | 0 | 0 | 0 | 0 | 0 | 0 | 0 | 0 | 0 | 0 | 0 | 0 | 0 | 0 | 0 | 0 | 0 | 0 | 0
0 | 0 | 0 | 0 | 0 | 0 | 0 | 0 | 0 | 0 | 0 | 0 | 0 | 0 | 0 | 0 | 0 | 0 | 0 | 0 | 0 | 0 | 0 | 0 | 0 | 0 | 0 | 0 | 0 | 0 | 0 | 0 | 0 | 0 | 0 | 0 | 0 | 0 | 0 | 0 | 0 | 0 | 0 | 0 | 0 | 0 | 0 | 0
0 | 0 | 0 | 0 | 0 | 0 | 0 | 0 | 0 | 0 | 0 | 0 | 0 | 0 | 0 | 0 | 0 | 0 | 0 | 0 | 0 | 0 | 0 | 0 | 0 | 0 | 0 | 0 | 0 | 0 | 0 | 0 | 0 | 0 | 0 | 0 | 0 | 0 | 0 | 0 | 0 | 0 | 0 | 0 | 0 | 0 | 0 | 0
0 | 0 | 0 | 0 | 0 | 0 | 0 | 0 | 0 | 0 | 0 | 0 | 0 | 0 | 0 | 0 | 0 | 0 | 0 | 0 | 0 | 0 | 0 | 0 | 0 | 0 | 0 | 0 | 0 | 0 | 0 | 0 | 0 | 0 | 0 | 0 | 0 | 0 | 0 | 0 | 0 | 0 | 0 | 0 | 0 | 0 | 0 | 0
0 | 0 | 0 | 0 | 0 | 0 | 0 | 0 | 0 | 0 | 0 | 0 | 0 | 0 | 0 | 0 | 0 | 0 | 0 | 0 | 0 | 0 | 0 | 0 | 0 | 0 | 0 | 0 | 0 | 0 | 0 | 0 | 0 | 0 | 0 | 0 | 0 | 0 | 0 | 0 | 0 | 0 | 0 | 0 | 0 | 0 | 0 | 0
0 | 0 | 0 | 0 | 0 | 0 | 0 | 0 | 0 | 0 | 0 | 0 | 0 | 0 | 0 | 0 | 0 | 0 | 0 | 0 | 0 | 0 | 0 | 0 | 0 | 0 | 0 | 0 | 0 | 0 | 0 | 0 | 0 | 0 | 0 | 0 | 0 | 0 | 0 | 0 | 0 | 0 | 0 | 0 | 0 | 0 | 0 | 0
0 | 0 | 0 | 0 | 0 | 0 | 0 | 0 | 0 | 0 | 0 | 0 | 0 | 0 | 0 | 0 | 0 | 0 | 0 | 0 | 0 | 0 | 0 | 0 | 0 | 0 | 0 | 0 | 0 | 0 | 0 | 0 | 0 | 0 | 0 | 0 | 0 | 0 | 0 | 0 | 0 | 0 | 0 | 0 | 0 | 0 | 0 | 0
0 | 0 | 0 | 0 | 0 | 0 | 0 | 0 | 0 | 0 | 0 | 0 | 0 | 0 | 0 | 0 | 0 | 0 | 0 | 0 | 0 | 0 | 0 | 0 | 0 | 0 | 0 | 0 | 0 | 0 | 0 | 0 | 0 | 0 | 0 | 0 | 0 | 0 | 0 | 0 | 0 | 0 | 0 | 0 | 0 | 0 | 0 | 0
0 | 0 | 0 | 0 | 0 | 0 | 0 | 0 | 0 | 0 | 0 | 0 | 0 | 0 | 0 | 0 | 0 | 0 | 0 | 0 | 0 | 0 | 0 | 0 | 0 | 0 | 0 | 0 | 0 | 0 | 0 | 0 | 0 | 0 | 0 | 0 | 0 | 0 | 0 | 0 | 0 | 0 | 0 | 0 | 0 | 0 | 0 | 0
0 | 0 | 0 | 0 | 0 | 0 | 0 | 0 | 0 | 0 | 0 | 0 | 0 | 0 | 0 | 0 | 0 | 0 | 0 | 0 | 0 | 0 | 0 | 0 | 0 | 0 | 0 | 0 | 0 | 0 | 0 | 0 | 0 | 0 | 0 | 0 | 0 | 0 | 0 | 0 | 0 | 0 | 0 | 0 | 0 | 0 | 0 | 0
0 | 0 | 0 | 0 | 0 | 0 | 0 | 0 | 0 | 0 | 0 | 0 | 0 | 0 | 0 | 0 | 0 | 0 | 0 | 0 | 0 | 0 | 0 | 0 | 0 | 0 | 0 | 0 | 0 | 0 | 0 | 0 | 0 | 0 | 0 | 0 | 0 | 0 | 0 | 0 | 0 | 0 | 0 | 0 | 0 | 0 | 0 | 0
0 | 0 | 0 | 0 | 0 | 0 | 0 | 0 | 0 | 0 | 0 | 0 | 0 | 0 | 0 | 0 | 0 | 0 | 0 | 0 | 0 | 0 | 0 | 0 | 0 | 0 | 0 | 0 | 0 | 0 | 0 | 0 | 0 | 0 | 0 | 0 | 0 | 0 | 0 | 0 | 0 | 0 | 0 | 0 | 0 | 0 | 0 | 0
0 | 0 | 0 | 0 | 0 | 0 | 0 | 0 | 0 | 0 | 0 | 0 | 0 | 0 | 0 | 0 | 0 | 0 | 0 | 0 | 0 | 0 | 0 | 0 | 0 | 0 | 0 | 0 | 0 | 0 | 0 | 0 | 0 | 0 | 0 | 0 | 0 | 0 | 0 | 0 | 0 | 0 | 0 | 0 | 0 | 0 | 0 | 0
0 | 0 | 0 | 0 | 0 | 0 | 0 | 0 | 0 | 0 | 0 | 0 | 0 | 0 | 0 | 0 | 0 | 0 | 0 | 0 | 0 | 0 | 0 | 0 | 0 | 0 | 0 | 0 | 0 | 0 | 0 | 0 | 0 | 0 | 0 | 0 | 0 | 0 | 0 | 0 | 0 | 0 | 0 | 0 | 0 | 0 | 0 | 0
0 | 0 | 0 | 0 | 0 | 0 | 0 | 0 | 0 | 0 | 0 | 0 | 0 | 0 | 0 | 0 | 0 | 0 | 0 | 0 | 0 | 0 | 0 | 0 | 0 | 0 | 0 | 0 | 0 | 0 | 0 | 0 | 0 | 0 | 0 | 0 | 0 | 0 | 0 | 0 | 0 | 0 | 0 | 0 | 0 | 0 | 0 | 0
0 | 0 | 0 | 0 | 0 | 0 | 0 | 0 | 0 | 0 | 0 | 0 | 0 | 0 | 0 | 0 | 0 | 0 | 0 | 0 | 0 | 0 | 0 | 0 | 0 | 0 | 0 | 0 | 0 | 0 | 0 | 0 | 0 | 0 | 0 | 0 | 0 | 0 | 0 | 0 | 0 | 0 | 0 | 0 | 0 | 0 | 0 | 0
0 | 0 | 0 | 0 | 0 | 0 | 0 | 0 | 0 | 0 | 0 | 0 | 0 | 0 | 0 | 0 | 0 | 0 | 0 | 0 | 0 | 0 | 0 | 0 | 0 | 0 | 0 | 0 | 0 | 0 | 0 | 0 | 0 | 0 | 0 | 0 | 0 | 0 | 0 | 0 | 0 | 0 | 0 | 0 | 0 | 0 | 0 | 0
0 | 0 | 0 | 0 | 0 | 0 | 0 | 0 | 0 | 0 | 0 | 0 | 0 | 0 | 0 | 0 | 0 | 0 | 0 | 0 | 0 | 0 | 0 | 0 | 0 | 0 | 0 | 0 | 0 | 0 | 0 | 0 | 0 | 0 | 0 | 0 | 0 | 0 | 0 | 0 | 0 | 0 | 0 | 0 | 0 | 0 | 0 | 0
0 | 0 | 0 | 0 | 0 | 0 | 0 | 0 | 0 | 0 | 0 | 0 | 0 | 0 | 0 | 0 | 0 | 0 | 0 | 0 | 0 | 0 | 0 | 0 | 0 | 0 | 0 | 0 | 0 | 0 | 0 | 0 | 0 | 0 | 0 | 0 | 0 | 0 | 0 | 0 | 0 | 0 | 0 | 0 | 0 | 0 | 0 | 0
0 | 0 | 0 | 0 | 0 | 0 | 0 | 0 | 0 | 0 | 0 | 0 | 0 | 0 | 0 | 0 | 0 | 0 | 0 | 0 | 0 | 0 | 0 | 0 | 0 | 0 | 0 | 0 | 0 | 0 | 0 | 0 | 0 | 0 | 0 | 0 | 0 | 0 | 0 | 0 | 0 | 0 | 0 | 0 | 0 | 0 | 0 | 0
0 | 0 | 0 | 0 | 0 | 0 | 0 | 0 | 0 | 0 | 0 | 0 | 0 | 0 | 0 | 0 | 0 | 0 | 0 | 0 | 0 | 0 | 0 | 0 | 0 | 0 | 0 | 0 | 0 | 0 | 0 | 0 | 0 | 0 | 0 | 0 | 0 | 0 | 0 | 0 | 0 | 0 | 0 | 0 | 0 | 0 | 0 | 0
0 | 0 | 0 | 0 | 0 | 0 | 0 | 0 | 0 | 0 | 0 | 0 | 0 | 0 | 0 | 0 | 0 | 0 | 0 | 0 | 0 | 0 | 0 | 0 | 0 | 0 | 0 | 0 | 0 | 0 | 0 | 0 | 0 | 0 | 0 | 0 | 0 | 0 | 0 | 0 | 0 | 0 | 0 | 0 | 0 | 0 | 0 | 0
0 | 0 | 0 | 0 | 0 | 0 | 0 | 0 | 0 | 0 | 0 | 0 | 0 | 0 | 0 | 0 | 0 | 0 | 0 | 0 | 0 | 0 | 0 | 0 | 0 | 0 | 0 | 0 | 0 | 0 | 0 | 0 | 0 | 0 | 0 | 0 | 0 | 0 | 0 | 0 | 0 | 0 | 0 | 0 | 0 | 0 | 0 | 0
0 | 0 | 0 | 0 | 0 | 0 | 0 | 0 | 0 | 0 | 0 | 0 | 0 | 0 | 0 | 0 | 0 | 0 | 0 | 0 | 0 | 0 | 0 | 0 | 0 | 0 | 0 | 0 | 0 | 0 | 0 | 0 | 0 | 0 | 0 | 0 | 0 | 0 | 0 | 0 | 0 | 0 | 0 | 0 | 0 | 0 | 0 | 0
0 | 0 | 0 | 0 | 0 | 0 | 0 | 0 | 0 | 0 | 0 | 0 | 0 | 0 | 0 | 0 | 0 | 0 | 0 | 0 | 0 | 0 | 0 | 0 | 0 | 0 | 0 | 0 | 0 | 0 | 0 | 0 | 0 | 0 | 0 | 0 | 0 | 0 | 0 | 0 | 0 | 0 | 0 | 0 | 0 | 0 | 0 | 0
0 | 0 | 0 | 0 | 0 | 0 | 0 | 0 | 0 | 0 | 0 | 0 | 0 | 0 | 0 | 0 | 0 | 0 | 0 | 0 | 0 | 0 | 0 | 0 | 0 | 0 | 0 | 0 | 0 | 0 | 0 | 0 | 0 | 0 | 0 | 0 | 0 | 0 | 0 | 0 | 0 | 0 | 0 | 0 | 0 | 0 | 0 | 0
0 | 0 | 0 | 0 | 0 | 0 | 0 | 0 | 0 | 0 | 0 | 0 | 0 | 0 | 0 | 0 | 0 | 0 | 0 | 0 | 0 | 0 | 0 | 0 | 0 | 0 | 0 | 0 | 0 | 0 | 0 | 0 | 0 | 0 | 0 | 0 | 0 | 0 | 0 | 0 | 0 | 0 | 0 | 0 | 0 | 0 | 0 | 0
0 | 0 | 0 | 0 | 0 | 0 | 0 | 0 | 0 | 0 | 0 | 0 | 0 | 0 | 0 | 0 | 0 | 0 | 0 | 0 | 0 | 0 | 0 | 0 | 0 | 0 | 0 | 0 | 0 | 0 | 0 | 0 | 0 | 0 | 0 | 0 | 0 | 0 | 0 | 0 | 0 | 0 | 0 | 0 | 0 | 0 | 0 | 0
0 | 0 | 0 | 0 | 0 | 0 | 0 | 0 | 0 | 0 | 0 | 0 | 0 | 0 | 0 | 0 | 0 | 0 | 0 | 0 | 0 | 0 | 0 | 0 | 0 | 0 | 0 | 0 | 0 | 0 | 0 | 0 | 0 | 0 | 0 | 0 | 0 | 0 | 0 | 0 | 0 | 0 | 0 | 0 | 0 | 0 | 0 | 0
0 | 0 | 0 | 0 | 0 | 0 | 0 | 0 | 0 | 0 | 0 | 0 | 0 | 0 | 0 | 0 | 0 | 0 | 0 | 0 | 0 | 0 | 0 | 0 | 0 | 0 | 0 | 0 | 0 | 0 | 0 | 0 | 0 | 0 | 0 | 0 | 0 | 0 | 0 | 0 | 0 | 0 | 0 | 0 | 0 | 0 | 0 | 0
0 | 0 | 0 | 0 | 0 | 0 | 0 | 0 | 0 | 0 | 0 | 0 | 0 | 0 | 0 | 0 | 0 | 0 | 0 | 0 | 0 | 0 | 0 | 0 | 0 | 0 | 0 | 0 | 0 | 0 | 0 | 0 | 0 | 0 | 0 | 0 | 0 | 0 | 0 | 0 | 0 | 0 | 0 | 0 | 0 | 0 | 0 | 0
0 | 0 | 0 | 0 | 0 | 0 | 0 | 0 | 0 | 0 | 0 | 0 | 0 | 0 | 0 | 0 | 0 | 0 | 0 | 0 | 0 | 0 | 0 | 0 | 0 | 0 | 0 | 0 | 0 | 0 | 0 | 0 | 0 | 0 | 0 | 0 | 0 | 0 | 0 | 0 | 0 | 0 | 0 | 0 | 0 | 0 | 0 | 0
0 | 0 | 0 | 0 | 0 | 0 | 0 | 0 | 0 | 0 | 0 | 0 | 0 | 0 | 0 | 0 | 0 | 0 | 0 | 0 | 0 | 0 | 0 | 0 | 0 | 0 | 0 | 0 | 0 | 0 | 0 | 0 | 0 | 0 | 0 | 0 | 0 | 0 | 0 | 0 | 0 | 0 | 0 | 0 | 0 | 0 | 0 | 0
0 | 0 | 0 | 0 | 0 | 0 | 0 | 0 | 0 | 0 | 0 | 0 | 0 | 0 | 0 | 0 | 0 | 0 | 0 | 0 | 0 | 0 | 0 | 0 | 0 | 0 | 0 | 0 | 0 | 0 | 0 | 0 | 0 | 0 | 0 | 0 | 0 | 0 | 0 | 0 | 0 | 0 | 0 | 0 | 0 | 0 | 0 | 0
0 | 0 | 0 | 0 | 0 | 0 | 0 | 0 | 0 | 0 | 0 | 0 | 0 | 0 | 0 | 0 | 0 | 0 | 0 | 0 | 0 | 0 | 0 | 0 | 0 | 0 | 0 | 0 | 0 | 0 | 0 | 0 | 0 | 0 | 0 | 0 | 0 | 0 | 0 | 0 | 0 | 0 | 0 | 0 | 0 | 0 | 0 | 0
0 | 0 | 0 | 0 | 0 | 0 | 0 | 0 | 0 | 0 | 0 | 0 | 0 | 0 | 0 | 0 | 0 | 0 | 0 | 0 | 0 | 0 | 0 | 0 | 0 | 0 | 0 | 0 | 0 | 0 | 0 | 0 | 0 | 0 | 0 | 0 | 0 | 0 | 0 | 0 | 0 | 0 | 0 | 0 | 0 | 0 | 0 | 0
0 | 0 | 0 | 0 | 0 | 0 | 0 | 0 | 0 | 0 | 0 | 0 | 0 | 0 | 0 | 0 | 0 | 0 | 0 | 0 | 0 | 0 | 0 | 0 | 0 | 0 | 0 | 0 | 0 | 0 | 0 | 0 | 0 | 0 | 0 | 0 | 0 | 0 | 0 | 0 | 0 | 0 | 0 | 0 | 0 | 0 | 0 | 0
0 | 0 | 0 | 0 | 0 | 0 | 0 | 0 | 0 | 0 | 0 | 0 | 0 | 0 | 0 | 0 | 0 | 0 | 0 | 0 | 0 | 0 | 0 | 0 | 0 | 0 | 0 | 0 | 0 | 0 | 0 | 0 | 0 | 0 | 0 | 0 | 0 | 0 | 0 | 0 | 0 | 0 | 0 | 0 | 0 | 0 | 0 | 0
0 | 0 | 0 | 0 | 0 | 0 | 0 | 0 | 0 | 0 | 0 | 0 | 0 | 0 | 0 | 0 | 0 | 0 | 0 | 0 | 0 | 0 | 0 | 0 | 0 | 0 | 0 | 0 | 0 | 0 | 0 | 0 | 0 | 0 | 0 | 0 | 0 | 0 | 0 | 0 | 0 | 0 | 0 | 0 | 0 | 0 | 0 | 0
0 | 0 | 0 | 0 | 0 | 0 | 0 | 0 | 0 | 0 | 0 | 0 | 0 | 0 | 0 | 0 | 0 | 0 | 0 | 0 | 0 | 0 | 0 | 0 | 0 | 0 | 0 | 0 | 0 | 0 | 0 | 0 | 0 | 0 | 0 | 0 | 0 | 0 | 0 | 0 | 0 | 0 | 0 | 0 | 0 | 0 | 0 | 0
0 | 0 | 0 | 0 | 0 | 0 | 0 | 0 | 0 | 0 | 0 | 0 | 0 | 0 | 0 | 0 | 0 | 0 | 0 | 0 | 0 | 0 | 0 | 0 | 0 | 0 | 0 | 0 | 0 | 0 | 0 | 0 | 0 | 0 | 0 | 0 | 0 | 0 | 0 | 0 | 0 | 0 | 0 | 0 | 0 | 0 | 0 | 0
0 | 0 | 0 | 0 | 0 | 0 | 0 | 0 | 0 | 0 | 0 | 0 | 0 | 0 | 0 | 0 | 0 | 0 | 0 | 0 | 0 | 0 | 0 | 0 | 0 | 0 | 0 | 0 | 0 | 0 | 0 | 0 | 0 | 0 | 0 | 0 | 0 | 0 | 0 | 0 | 0 | 0 | 0 | 0 | 0 | 0 | 0 | 0
0 | 0 | 0 | 0 | 0 | 0 | 0 | 0 | 0 | 0 | 0 | 0 | 0 | 0 | 0 | 0 | 0 | 0 | 0 | 0 | 0 | 0 | 0 | 0 | 0 | 0 | 0 | 0 | 0 | 0 | 0 | 0 | 0 | 0 | 0 | 0 | 0 | 0 | 0 | 0 | 0 | 0 | 0 | 0 | 0 | 0 | 0 | 0
0 | 0 | 0 | 0 | 0 | 0 | 0 | 0 | 0 | 0 | 0 | 0 | 0 | 0 | 0 | 0 | 0 | 0 | 0 | 0 | 0 | 0 | 0 | 0 | 0 | 0 | 0 | 0 | 0 | 0 | 0 | 0 | 0 | 0 | 0 | 0 | 0 | 0 | 0 | 0 | 0 | 0 | 0 | 0 | 0 | 0 | 0 | 0
0 | 0 | 0 | 0 | 0 | 0 | 0 | 0 | 0 | 0 | 0 | 0 | 0 | 0 | 0 | 0 | 0 | 0 | 0 | 0 | 0 | 0 | 0 | 0 | 0 | 0 | 0 | 0 | 0 | 0 | 0 | 0 | 0 | 0 | 0 | 0 | 0 | 0 | 0 | 0 | 0 | 0 | 0 | 0 | 0 | 0 | 0 | 0
0 | 0 | 0 | 0 | 0 | 0 | 0 | 0 | 0 | 0 | 0 | 0 | 0 | 0 | 0 | 0 | 0 | 0 | 0 | 0 | 0 | 0 | 0 | 0 | 0 | 0 | 0 | 0 | 0 | 0 | 0 | 0 | 0 | 0 | 0 | 0 | 0 | 0 | 0 | 0 | 0 | 0 | 0 | 0 | 0 | 0 | 0 | 0
0 | 0 | 0 | 0 | 0 | 0 | 0 | 0 | 0 | 0 | 0 | 0 | 0 | 0 | 0 | 0 | 0 | 0 | 0 | 0 | 0 | 0 | 0 | 0 | 0 | 0 | 0 | 0 | 0 | 0 | 0 | 0 | 0 | 0 | 0 | 0 | 0 | 0 | 0 | 0 | 0 | 0 | 0 | 0 | 0 | 0 | 0 | 0
0 | 0 | 0 | 0 | 0 | 0 | 0 | 0 | 0 | 0 | 0 | 0 | 0 | 0 | 0 | 0 | 0 | 0 | 0 | 0 | 0 | 0 | 0 | 0 | 0 | 0 | 0 | 0 | 0 | 0 | 0 | 0 | 0 | 0 | 0 | 0 | 0 | 0 | 0 | 0 | 0 | 0 | 0 | 0 | 0 | 0 | 0 | 0
0 | 0 | 0 | 0 | 0 | 0 | 0 | 0 | 0 | 0 | 0 | 0 | 0 | 0 | 0 | 0 | 0 | 0 | 0 | 0 | 0 | 0 | 0 | 0 | 0 | 0 | 0 | 0 | 0 | 0 | 0 | 0 | 0 | 0 | 0 | 0 | 0 | 0 | 0 | 0 | 0 | 0 | 0 | 0 | 0 | 0 | 0 | 0
0 | 0 | 0 | 0 | 0 | 0 | 0 | 0 | 0 | 0 | 0 | 0 | 0 | 0 | 0 | 0 | 0 | 0 | 0 | 0 | 0 | 0 | 0 | 0 | 0 | 0 | 0 | 0 | 0 | 0 | 0 | 0 | 0 | 0 | 0 | 0 | 0 | 0 | 0 | 0 | 0 | 0 | 0 | 0 | 0 | 0 | 0 | 0
0 | 0 | 0 | 0 | 0 | 0 | 0 | 0 | 0 | 0 | 0 | 0 | 0 | 0 | 0 | 0 | 0 | 0 | 0 | 0 | 0 | 0 | 0 | 0 | 0 | 0 | 0 | 0 | 0 | 0 | 0 | 0 | 0 | 0 | 0 | 0 | 0 | 0 | 0 | 0 | 0 | 0 | 0 | 0 | 0 | 0 | 0 | 0
0 | 0 | 0 | 0 | 0 | 0 | 0 | 0 | 0 | 0 | 0 | 0 | 0 | 0 | 0 | 0 | 0 | 0 | 0 | 0 | 0 | 0 | 0 | 0 | 0 | 0 | 0 | 0 | 0 | 0 | 0 | 0 | 0 | 0 | 0 | 0 | 0 | 0 | 0 | 0 | 0 | 0 | 0 | 0 | 0 | 0 | 0 | 0
0 | 0 | 0 | 0 | 0 | 0 | 0 | 0 | 0 | 0 | 0 | 0 | 0 | 0 | 0 | 0 | 0 | 0 | 0 | 0 | 0 | 0 | 0 | 0 | 0 | 0 | 0 | 0 | 0 | 0 | 0 | 0 | 0 | 0 | 0 | 0 | 0 | 0 | 0 | 0 | 0 | 0 | 0 | 0 | 0 | 0 | 0 | 0
0 | 0 | 0 | 0 | 0 | 0 | 0 | 0 | 0 | 0 | 0 | 0 | 0 | 0 | 0 | 0 | 0 | 0 | 0 | 0 | 0 | 0 | 0 | 0 | 0 | 0 | 0 | 0 | 0 | 0 | 0 | 0 | 0 | 0 | 0 | 0 | 0 | 0 | 0 | 0 | 0 | 0 | 0 | 0 | 0 | 0 | 0 | 0
0 | 0 | 0 | 0 | 0 | 0 | 0 | 0 | 0 | 0 | 0 | 0 | 0 | 0 | 0 | 0 | 0 | 0 | 0 | 0 | 0 | 0 | 0 | 0 | 0 | 0 | 0 | 0 | 0 | 0 | 0 | 0 | 0 | 0 | 0 | 0 | 0 | 0 | 0 | 0 | 0 | 0 | 0 | 0 | 0 | 0 | 0 | 0
0 | 0 | 0 | 0 | 0 | 0 | 0 | 0 | 0 | 0 | 0 | 0 | 0 | 0 | 0 | 0 | 0 | 0 | 0 | 0 | 0 | 0 | 0 | 0 | 0 | 0 | 0 | 0 | 0 | 0 | 0 | 0 | 0 | 0 | 0 | 0 | 0 | 0 | 0 | 0 | 0 | 0 | 0 | 0 | 0 | 0 | 0 | 0
0 | 0 | 0 | 0 | 0 | 0 | 0 | 0 | 0 | 0 | 0 | 0 | 0 | 0 | 0 | 0 | 0 | 0 | 0 | 0 | 0 | 0 | 0 | 0 | 0 | 0 | 0 | 0 | 0 | 0 | 0 | 0 | 0 | 0 | 0 | 0 | 0 | 0 | 0 | 0 | 0 | 0 | 0 | 0 | 0 | 0 | 0 | 0
0 | 0 | 0 | 0 | 0 | 0 | 0 | 0 | 0 | 0 | 0 | 0 | 0 | 0 | 0 | 0 | 0 | 0 | 0 | 0 | 0 | 0 | 0 | 0 | 0 | 0 | 0 | 0 | 0 | 0 | 0 | 0 | 0 | 0 | 0 | 0 | 0 | 0 | 0 | 0 | 0 | 0 | 0 | 0 | 0 | 0 | 0 | 0
0 | 0 | 0 | 0 | 0 | 0 | 0 | 0 | 0 | 0 | 0 | 0 | 0 | 0 | 0 | 0 | 0 | 0 | 0 | 0 | 0 | 0 | 0 | 0 | 0 | 0 | 0 | 0 | 0 | 0 | 0 | 0 | 0 | 0 | 0 | 0 | 0 | 0 | 0 | 0 | 0 | 0 | 0 | 0 | 0 | 0 | 0 | 0
0 | 0 | 0 | 0 | 0 | 0 | 0 | 0 | 0 | 0 | 0 | 0 | 0 | 0 | 0 | 0 | 0 | 0 | 0 | 0 | 0 | 0 | 0 | 0 | 0 | 0 | 0 | 0 | 0 | 0 | 0 | 0 | 0 | 0 | 0 | 0 | 0 | 0 | 0 | 0 | 0 | 0 | 0 | 0 | 0 | 0 | 0 | 0
0 | 0 | 0 | 0 | 0 | 0 | 0 | 0 | 0 | 0 | 0 | 0 | 0 | 0 | 0 | 0 | 0 | 0 | 0 | 0 | 0 | 0 | 0 | 0 | 0 | 0 | 0 | 0 | 0 | 0 | 0 | 0 | 0 | 0 | 0 | 0 | 0 | 0 | 0 | 0 | 0 | 0 | 0 | 0 | 0 | 0 | 0 | 0
0 | 0 | 0 | 0 | 0 | 0 | 0 | 0 | 0 | 0 | 0 | 0 | 0 | 0 | 0 | 0 | 0 | 0 | 0 | 0 | 0 | 0 | 0 | 0 | 0 | 0 | 0 | 0 | 0 | 0 | 0 | 0 | 0 | 0 | 0 | 0 | 0 | 0 | 0 | 0 | 0 | 0 | 0 | 0 | 0 | 0 | 0 | 0
0 | 0 | 0 | 0 | 0 | 0 | 0 | 0 | 0 | 0 | 0 | 0 | 0 | 0 | 0 | 0 | 0 | 0 | 0 | 0 | 0 | 0 | 0 | 0 | 0 | 0 | 0 | 0 | 0 | 0 | 0 | 0 | 0 | 0 | 0 | 0 | 0 | 0 | 0 | 0 | 0 | 0 | 0 | 0 | 0 | 0 | 0 | 0
0 | 0 | 0 | 0 | 0 | 0 | 0 | 0 | 0 | 0 | 0 | 0 | 0 | 0 | 0 | 0 | 0 | 0 | 0 | 0 | 0 | 0 | 0 | 0 | 0 | 0 | 0 | 0 | 0 | 0 | 0 | 0 | 0 | 0 | 0 | 0 | 0 | 0 | 0 | 0 | 0 | 0 | 0 | 0 | 0 | 0 | 0 | 0
0 | 0 | 0 | 0 | 0 | 0 | 0 | 0 | 0 | 0 | 0 | 0 | 0 | 0 | 0 | 0 | 0 | 0 | 0 | 0 | 0 | 0 | 0 | 0 | 0 | 0 | 0 | 0 | 0 | 0 | 0 | 0 | 0 | 0 | 0 | 0 | 0 | 0 | 0 | 0 | 0 | 0 | 0 | 0 | 0 | 0 | 0 | 0
0 | 0 | 0 | 0 | 0 | 0 | 0 | 0 | 0 | 0 | 0 | 0 | 0 | 0 | 0 | 0 | 0 | 0 | 0 | 0 | 0 | 0 | 0 | 0 | 0 | 0 | 0 | 0 | 0 | 0 | 0 | 0 | 0 | 0 | 0 | 0 | 0 | 0 | 0 | 0 | 0 | 0 | 0 | 0 | 0 | 0 | 0 | 0
0 | 0 | 0 | 0 | 0 | 0 | 0 | 0 | 0 | 0 | 0 | 0 | 0 | 0 | 0 | 0 | 0 | 0 | 0 | 0 | 0 | 0 | 0 | 0 | 0 | 0 | 0 | 0 | 0 | 0 | 0 | 0 | 0 | 0 | 0 | 0 | 0 | 0 | 0 | 0 | 0 | 0 | 0 | 0 | 0 | 0 | 0 | 0
0 | 0 | 0 | 0 | 0 | 0 | 0 | 0 | 0 | 0 | 0 | 0 | 0 | 0 | 0 | 0 | 0 | 0 | 0 | 0 | 0 | 0 | 0 | 0 | 0 | 0 | 0 | 0 | 0 | 0 | 0 | 0 | 0 | 0 | 0 | 0 | 0 | 0 | 0 | 0 | 0 | 0 | 0 | 0 | 0 | 0 | 0 | 0
0 | 0 | 0 | 0 | 0 | 0 | 0 | 0 | 0 | 0 | 0 | 0 | 0 | 0 | 0 | 0 | 0 | 0 | 0 | 0 | 0 | 0 | 0 | 0 | 0 | 0 | 0 | 0 | 0 | 0 | 0 | 0 | 0 | 0 | 0 | 0 | 0 | 0 | 0 | 0 | 0 | 0 | 0 | 0 | 0 | 0 | 0 | 0
0 | 0 | 0 | 0 | 0 | 0 | 0 | 0 | 0 | 0 | 0 | 0 | 0 | 0 | 0 | 0 | 0 | 0 | 0 | 0 | 0 | 0 | 0 | 0 | 0 | 0 | 0 | 0 | 0 | 0 | 0 | 0 | 0 | 0 | 0 | 0 | 0 | 0 | 0 | 0 | 0 | 0 | 0 | 0 | 0 | 0 | 0 | 0
0 | 0 | 0 | 0 | 0 | 0 | 0 | 0 | 0 | 0 | 0 | 0 | 0 | 0 | 0 | 0 | 0 | 0 | 0 | 0 | 0 | 0 | 0 | 0 | 0 | 0 | 0 | 0 | 0 | 0 | 0 | 0 | 0 | 0 | 0 | 0 | 0 | 0 | 0 | 0 | 0 | 0 | 0 | 0 | 0 | 0 | 0 | 0
0 | 0 | 0 | 0 | 0 | 0 | 0 | 0 | 0 | 0 | 0 | 0 | 0 | 0 | 0 | 0 | 0 | 0 | 0 | 0 | 0 | 0 | 0 | 0 | 0 | 0 | 0 | 0 | 0 | 0 | 0 | 0 | 0 | 0 | 0 | 0 | 0 | 0 | 0 | 0 | 0 | 0 | 0 | 0 | 0 | 0 | 0 | 0
0 | 0 | 0 | 0 | 0 | 0 | 0 | 0 | 0 | 0 | 0 | 0 | 0 | 0 | 0 | 0 | 0 | 0 | 0 | 0 | 0 | 0 | 0 | 0 | 0 | 0 | 0 | 0 | 0 | 0 | 0 | 0 | 0 | 0 | 0 | 0 | 0 | 0 | 0 | 0 | 0 | 0 | 0 | 0 | 0 | 0 | 0 | 0
0 | 0 | 0 | 0 | 0 | 0 | 0 | 0 | 0 | 0 | 0 | 0 | 0 | 0 | 0 | 0 | 0 | 0 | 0 | 0 | 0 | 0 | 0 | 0 | 0 | 0 | 0 | 0 | 0 | 0 | 0 | 0 | 0 | 0 | 0 | 0 | 0 | 0 | 0 | 0 | 0 | 0 | 0 | 0 | 0 | 0 | 0 | 0
0 | 0 | 0 | 0 | 0 | 0 | 0 | 0 | 0 | 0 | 0 | 0 | 0 | 0 | 0 | 0 | 0 | 0 | 0 | 0 | 0 | 0 | 0 | 0 | 0 | 0 | 0 | 0 | 0 | 0 | 0 | 0 | 0 | 0 | 0 | 0 | 0 | 0 | 0 | 0 | 0 | 0 | 0 | 0 | 0 | 0 | 0 | 0
0 | 0 | 0 | 0 | 0 | 0 | 0 | 0 | 0 | 0 | 0 | 0 | 0 | 0 | 0 | 0 | 0 | 0 | 0 | 0 | 0 | 0 | 0 | 0 | 0 | 0 | 0 | 0 | 0 | 0 | 0 | 0 | 0 | 0 | 0 | 0 | 0 | 0 | 0 | 0 | 0 | 0 | 0 | 0 | 0 | 0 | 0 | 0
0 | 0 | 0 | 0 | 0 | 0 | 0 | 0 | 0 | 0 | 0 | 0 | 0 | 0 | 0 | 0 | 0 | 0 | 0 | 0 | 0 | 0 | 0 | 0 | 0 | 0 | 0 | 0 | 0 | 0 | 0 | 0 | 0 | 0 | 0 | 0 | 0 | 0 | 0 | 0 | 0 | 0 | 0 | 0 | 0 | 0 | 0 | 0
0 | 0 | 0 | 0 | 0 | 0 | 0 | 0 | 0 | 0 | 0 | 0 | 0 | 0 | 0 | 0 | 0 | 0 | 0 | 0 | 0 | 0 | 0 | 0 | 0 | 0 | 0 | 0 | 0 | 0 | 0 | 0 | 0 | 0 | 0 | 0 | 0 | 0 | 0 | 0 | 0 | 0 | 0 | 0 | 0 | 0 | 0 | 0
0 | 0 | 0 | 0 | 0 | 0 | 0 | 0 | 0 | 0 | 0 | 0 | 0 | 0 | 0 | 0 | 0 | 0 | 0 | 0 | 0 | 0 | 0 | 0 | 0 | 0 | 0 | 0 | 0 | 0 | 0 | 0 | 0 | 0 | 0 | 0 | 0 | 0 | 0 | 0 | 0 | 0 | 0 | 0 | 0 | 0 | 0 | 0
0 | 0 | 0 | 0 | 0 | 0 | 0 | 0 | 0 | 0 | 0 | 0 | 0 | 0 | 0 | 0 | 0 | 0 | 0 | 0 | 0 | 0 | 0 | 0 | 0 | 0 | 0 | 0 | 0 | 0 | 0 | 0 | 0 | 0 | 0 | 0 | 0 | 0 | 0 | 0 | 0 | 0 | 0 | 0 | 0 | 0 | 0 | 0
0 | 0 | 0 | 0 | 0 | 0 | 0 | 0 | 0 | 0 | 0 | 0 | 0 | 0 | 0 | 0 | 0 | 0 | 0 | 0 | 0 | 0 | 0 | 0 | 0 | 0 | 0 | 0 | 0 | 0 | 0 | 0 | 0 | 0 | 0 | 0 | 0 | 0 | 0 | 0 | 0 | 0 | 0 | 0 | 0 | 0 | 0 | 0
0 | 0 | 0 | 0 | 0 | 0 | 0 | 0 | 0 | 0 | 0 | 0 | 0 | 0 | 0 | 0 | 0 | 0 | 0 | 0 | 0 | 0 | 0 | 0 | 0 | 0 | 0 | 0 | 0 | 0 | 0 | 0 | 0 | 0 | 0 | 0 | 0 | 0 | 0 | 0 | 0 | 0 | 0 | 0 | 0 | 0 | 0 | 0
0 | 0 | 0 | 0 | 0 | 0 | 0 | 0 | 0 | 0 | 0 | 0 | 0 | 0 | 0 | 0 | 0 | 0 | 0 | 0 | 0 | 0 | 0 | 0 | 0 | 0 | 0 | 0 | 0 | 0 | 0 | 0 | 0 | 0 | 0 | 0 | 0 | 0 | 0 | 0 | 0 | 0 | 0 | 0 | 0 | 0 | 0 | 0
0 | 0 | 0 | 0 | 0 | 0 | 0 | 0 | 0 | 0 | 0 | 0 | 0 | 0 | 0 | 0 | 0 | 0 | 0 | 0 | 0 | 0 | 0 | 0 | 0 | 0 | 0 | 0 | 0 | 0 | 0 | 0 | 0 | 0 | 0 | 0 | 0 | 0 | 0 | 0 | 0 | 0 | 0 | 0 | 0 | 0 | 0 | 0
0 | 0 | 0 | 0 | 0 | 0 | 0 | 0 | 0 | 0 | 0 | 0 | 0 | 0 | 0 | 0 | 0 | 0 | 0 | 0 | 0 | 0 | 0 | 0 | 0 | 0 | 0 | 0 | 0 | 0 | 0 | 0 | 0 | 0 | 0 | 0 | 0 | 0 | 0 | 0 | 0 | 0 | 0 | 0 | 0 | 0 | 0 | 0
0 | 0 | 0 | 0 | 0 | 0 | 0 | 0 | 0 | 0 | 0 | 0 | 0 | 0 | 0 | 0 | 0 | 0 | 0 | 0 | 0 | 0 | 0 | 0 | 0 | 0 | 0 | 0 | 0 | 0 | 0 | 0 | 0 | 0 | 0 | 0 | 0 | 0 | 0 | 0 | 0 | 0 | 0 | 0 | 0 | 0 | 0 | 0
0 | 0 | 0 | 0 | 0 | 0 | 0 | 0 | 0 | 0 | 0 | 0 | 0 | 0 | 0 | 0 | 0 | 0 | 0 | 0 | 0 | 0 | 0 | 0 | 0 | 0 | 0 | 0 | 0 | 0 | 0 | 0 | 0 | 0 | 0 | 0 | 0 | 0 | 0 | 0 | 0 | 0 | 0 | 0 | 0 | 0 | 0 | 0
0 | 0 | 0 | 0 | 0 | 0 | 0 | 0 | 0 | 0 | 0 | 0 | 0 | 0 | 0 | 0 | 0 | 0 | 0 | 0 | 0 | 0 | 0 | 0 | 0 | 0 | 0 | 0 | 0 | 0 | 0 | 0 | 0 | 0 | 0 | 0 | 0 | 0 | 0 | 0 | 0 | 0 | 0 | 0 | 0 | 0 | 0 | 0
0 | 0 | 0 | 0 | 0 | 0 | 0 | 0 | 0 | 0 | 0 | 0 | 0 | 0 | 0 | 0 | 0 | 0 | 0 | 0 | 0 | 0 | 0 | 0 | 0 | 0 | 0 | 0 | 0 | 0 | 0 | 0 | 0 | 0 | 0 | 0 | 0 | 0 | 0 | 0 | 0 | 0 | 0 | 0 | 0 | 0 | 0 | 0
0 | 0 | 0 | 0 | 0 | 0 | 0 | 0 | 0 | 0 | 0 | 0 | 0 | 0 | 0 | 0 | 0 | 0 | 0 | 0 | 0 | 0 | 0 | 0 | 0 | 0 | 0 | 0 | 0 | 0 | 0 | 0 | 0 | 0 | 0 | 0 | 0 | 0 | 0 | 0 | 0 | 0 | 0 | 0 | 0 | 0 | 0 | 0
0 | 0 | 0 | 0 | 0 | 0 | 0 | 0 | 0 | 0 | 0 | 0 | 0 | 0 | 0 | 0 | 0 | 0 | 0 | 0 | 0 | 0 | 0 | 0 | 0 | 0 | 0 | 0 | 0 | 0 | 0 | 0 | 0 | 0 | 0 | 0 | 0 | 0 | 0 | 0 | 0 | 0 | 0 | 0 | 0 | 0 | 0 | 0
0 | 0 | 0 | 0 | 0 | 0 | 0 | 0 | 0 | 0 | 0 | 0 | 0 | 0 | 0 | 0 | 0 | 0 | 0 | 0 | 0 | 0 | 0 | 0 | 0 | 0 | 0 | 0 | 0 | 0 | 0 | 0 | 0 | 0 | 0 | 0 | 0 | 0 | 0 | 0 | 0 | 0 | 0 | 0 | 0 | 0 | 0 | 0
0 | 0 | 0 | 0 | 0 | 0 | 0 | 0 | 0 | 0 | 0 | 0 | 0 | 0 | 0 | 0 | 0 | 0 | 0 | 0 | 0 | 0 | 0 | 0 | 0 | 0 | 0 | 0 | 0 | 0 | 0 | 0 | 0 | 0 | 0 | 0 | 0 | 0 | 0 | 0 | 0 | 0 | 0 | 0 | 0 | 0 | 0 | 0
0 | 0 | 0 | 0 | 0 | 0 | 0 | 0 | 0 | 0 | 0 | 0 | 0 | 0 | 0 | 0 | 0 | 0 | 0 | 0 | 0 | 0 | 0 | 0 | 0 | 0 | 0 | 0 | 0 | 0 | 0 | 0 | 0 | 0 | 0 | 0 | 0 | 0 | 0 | 0 | 0 | 0 | 0 | 0 | 0 | 0 | 0 | 0
0 | 0 | 0 | 0 | 0 | 0 | 0 | 0 | 0 | 0 | 0 | 0 | 0 | 0 | 0 | 0 | 0 | 0 | 0 | 0 | 0 | 0 | 0 | 0 | 0 | 0 | 0 | 0 | 0 | 0 | 0 | 0 | 0 | 0 | 0 | 0 | 0 | 0 | 0 | 0 | 0 | 0 | 0 | 0 | 0 | 0 | 0 | 0
0 | 0 | 0 | 0 | 0 | 0 | 0 | 0 | 0 | 0 | 0 | 0 | 0 | 0 | 0 | 0 | 0 | 0 | 0 | 0 | 0 | 0 | 0 | 0 | 0 | 0 | 0 | 0 | 0 | 0 | 0 | 0 | 0 | 0 | 0 | 0 | 0 | 0 | 0 | 0 | 0 | 0 | 0 | 0 | 0 | 0 | 0 | 0
0 | 0 | 0 | 0 | 0 | 0 | 0 | 0 | 0 | 0 | 0 | 0 | 0 | 0 | 0 | 0 | 0 | 0 | 0 | 0 | 0 | 0 | 0 | 0 | 0 | 0 | 0 | 0 | 0 | 0 | 0 | 0 | 0 | 0 | 0 | 0 | 0 | 0 | 0 | 0 | 0 | 0 | 0 | 0 | 0 | 0 | 0 | 0
0 | 0 | 0 | 0 | 0 | 0 | 0 | 0 | 0 | 0 | 0 | 0 | 0 | 0 | 0 | 0 | 0 | 0 | 0 | 0 | 0 | 0 | 0 | 0 | 0 | 0 | 0 | 0 | 0 | 0 | 0 | 0 | 0 | 0 | 0 | 0 | 0 | 0 | 0 | 0 | 0 | 0 | 0 | 0 | 0 | 0 | 0 | 0
0 | 0 | 0 | 0 | 0 | 0 | 0 | 0 | 0 | 0 | 0 | 0 | 0 | 0 | 0 | 0 | 0 | 0 | 0 | 0 | 0 | 0 | 0 | 0 | 0 | 0 | 0 | 0 | 0 | 0 | 0 | 0 | 0 | 0 | 0 | 0 | 0 | 0 | 0 | 0 | 0 | 0 | 0 | 0 | 0 | 0 | 0 | 0
0 | 0 | 0 | 0 | 0 | 0 | 0 | 0 | 0 | 0 | 0 | 0 | 0 | 0 | 0 | 0 | 0 | 0 | 0 | 0 | 0 | 0 | 0 | 0 | 0 | 0 | 0 | 0 | 0 | 0 | 0 | 0 | 0 | 0 | 0 | 0 | 0 | 0 | 0 | 0 | 0 | 0 | 0 | 0 | 0 | 0 | 0 | 0
0 | 0 | 0 | 0 | 0 | 0 | 0 | 0 | 0 | 0 | 0 | 0 | 0 | 0 | 0 | 0 | 0 | 0 | 0 | 0 | 0 | 0 | 0 | 0 | 0 | 0 | 0 | 0 | 0 | 0 | 0 | 0 | 0 | 0 | 0 | 0 | 0 | 0 | 0 | 0 | 0 | 0 | 0 | 0 | 0 | 0 | 0 | 0
0 | 0 | 0 | 0 | 0 | 0 | 0 | 0 | 0 | 0 | 0 | 0 | 0 | 0 | 0 | 0 | 0 | 0 | 0 | 0 | 0 | 0 | 0 | 0 | 0 | 0 | 0 | 0 | 0 | 0 | 0 | 0 | 0 | 0 | 0 | 0 | 0 | 0 | 0 | 0 | 0 | 0 | 0 | 0 | 0 | 0 | 0 | 0
0 | 0 | 0 | 0 | 0 | 0 | 0 | 0 | 0 | 0 | 0 | 0 | 0 | 0 | 0 | 0 | 0 | 0 | 0 | 0 | 0 | 0 | 0 | 0 | 0 | 0 | 0 | 0 | 0 | 0 | 0 | 0 | 0 | 0 | 0 | 0 | 0 | 0 | 0 | 0 | 0 | 0 | 0 | 0 | 0 | 0 | 0 | 0
0 | 0 | 0 | 0 | 0 | 0 | 0 | 0 | 0 | 0 | 0 | 0 | 0 | 0 | 0 | 0 | 0 | 0 | 0 | 0 | 0 | 0 | 0 | 0 | 0 | 0 | 0 | 0 | 0 | 0 | 0 | 0 | 0 | 0 | 0 | 0 | 0 | 0 | 0 | 0 | 0 | 0 | 0 | 0 | 0 | 0 | 0 | 0
0 | 0 | 0 | 0 | 0 | 0 | 0 | 0 | 0 | 0 | 0 | 0 | 0 | 0 | 0 | 0 | 0 | 0 | 0 | 0 | 0 | 0 | 0 | 0 | 0 | 0 | 0 | 0 | 0 | 0 | 0 | 0 | 0 | 0 | 0 | 0 | 0 | 0 | 0 | 0 | 0 | 0 | 0 | 0 | 0 | 0 | 0 | 0
0 | 0 | 0 | 0 | 0 | 0 | 0 | 0 | 0 | 0 | 0 | 0 | 0 | 0 | 0 | 0 | 0 | 0 | 0 | 0 | 0 | 0 | 0 | 0 | 0 | 0 | 0 | 0 | 0 | 0 | 0 | 0 | 0 | 0 | 0 | 0 | 0 | 0 | 0 | 0 | 0 | 0 | 0 | 0 | 0 | 0 | 0 | 0
0 | 0 | 0 | 0 | 0 | 0 | 0 | 0 | 0 | 0 | 0 | 0 | 0 | 0 | 0 | 0 | 0 | 0 | 0 | 0 | 0 | 0 | 0 | 0 | 0 | 0 | 0 | 0 | 0 | 0 | 0 | 0 | 0 | 0 | 0 | 0 | 0 | 0 | 0 | 0 | 0 | 0 | 0 | 0 | 0 | 0 | 0 | 0
0 | 0 | 0 | 0 | 0 | 0 | 0 | 0 | 0 | 0 | 0 | 0 | 0 | 0 | 0 | 0 | 0 | 0 | 0 | 0 | 0 | 0 | 0 | 0 | 0 | 0 | 0 | 0 | 0 | 0 | 0 | 0 | 0 | 0 | 0 | 0 | 0 | 0 | 0 | 0 | 0 | 0 | 0 | 0 | 0 | 0 | 0 | 0
0 | 0 | 0 | 0 | 0 | 0 | 0 | 0 | 0 | 0 | 0 | 0 | 0 | 0 | 0 | 0 | 0 | 0 | 0 | 0 | 0 | 0 | 0 | 0 | 0 | 0 | 0 | 0 | 0 | 0 | 0 | 0 | 0 | 0 | 0 | 0 | 0 | 0 | 0 | 0 | 0 | 0 | 0 | 0 | 0 | 0 | 0 | 0
0 | 0 | 0 | 0 | 0 | 0 | 0 | 0 | 0 | 0 | 0 | 0 | 0 | 0 | 0 | 0 | 0 | 0 | 0 | 0 | 0 | 0 | 0 | 0 | 0 | 0 | 0 | 0 | 0 | 0 | 0 | 0 | 0 | 0 | 0 | 0 | 0 | 0 | 0 | 0 | 0 | 0 | 0 | 0 | 0 | 0 | 0 | 0
0 | 0 | 0 | 0 | 0 | 0 | 0 | 0 | 0 | 0 | 0 | 0 | 0 | 0 | 0 | 0 | 0 | 0 | 0 | 0 | 0 | 0 | 0 | 0 | 0 | 0 | 0 | 0 | 0 | 0 | 0 | 0 | 0 | 0 | 0 | 0 | 0 | 0 | 0 | 0 | 0 | 0 | 0 | 0 | 0 | 0 | 0 | 0
0 | 0 | 0 | 0 | 0 | 0 | 0 | 0 | 0 | 0 | 0 | 0 | 0 | 0 | 0 | 0 | 0 | 0 | 0 | 0 | 0 | 0 | 0 | 0 | 0 | 0 | 0 | 0 | 0 | 0 | 0 | 0 | 0 | 0 | 0 | 0 | 0 | 0 | 0 | 0 | 0 | 0 | 0 | 0 | 0 | 0 | 0 | 0
0 | 0 | 0 | 0 | 0 | 0 | 0 | 0 | 0 | 0 | 0 | 0 | 0 | 0 | 0 | 0 | 0 | 0 | 0 | 0 | 0 | 0 | 0 | 0 | 0 | 0 | 0 | 0 | 0 | 0 | 0 | 0 | 0 | 0 | 0 | 0 | 0 | 0 | 0 | 0 | 0 | 0 | 0 | 0 | 0 | 0 | 0 | 0
0 | 0 | 0 | 0 | 0 | 0 | 0 | 0 | 0 | 0 | 0 | 0 | 0 | 0 | 0 | 0 | 0 | 0 | 0 | 0 | 0 | 0 | 0 | 0 | 0 | 0 | 0 | 0 | 0 | 0 | 0 | 0 | 0 | 0 | 0 | 0 | 0 | 0 | 0 | 0 | 0 | 0 | 0 | 0 | 0 | 0 | 0 | 0
0 | 0 | 0 | 0 | 0 | 0 | 0 | 0 | 0 | 0 | 0 | 0 | 0 | 0 | 0 | 0 | 0 | 0 | 0 | 0 | 0 | 0 | 0 | 0 | 0 | 0 | 0 | 0 | 0 | 0 | 0 | 0 | 0 | 0 | 0 | 0 | 0 | 0 | 0 | 0 | 0 | 0 | 0 | 0 | 0 | 0 | 0 | 0
0 | 0 | 0 | 0 | 0 | 0 | 0 | 0 | 0 | 0 | 0 | 0 | 0 | 0 | 0 | 0 | 0 | 0 | 0 | 0 | 0 | 0 | 0 | 0 | 0 | 0 | 0 | 0 | 0 | 0 | 0 | 0 | 0 | 0 | 0 | 0 | 0 | 0 | 0 | 0 | 0 | 0 | 0 | 0 | 0 | 0 | 0 | 0
0 | 0 | 0 | 0 | 0 | 0 | 0 | 0 | 0 | 0 | 0 | 0 | 0 | 0 | 0 | 0 | 0 | 0 | 0 | 0 | 0 | 0 | 0 | 0 | 0 | 0 | 0 | 0 | 0 | 0 | 0 | 0 | 0 | 0 | 0 | 0 | 0 | 0 | 0 | 0 | 0 | 0 | 0 | 0 | 0 | 0 | 0 | 0
0 | 0 | 0 | 0 | 0 | 0 | 0 | 0 | 0 | 0 | 0 | 0 | 0 | 0 | 0 | 0 | 0 | 0 | 0 | 0 | 0 | 0 | 0 | 0 | 0 | 0 | 0 | 0 | 0 | 0 | 0 | 0 | 0 | 0 | 0 | 0 | 0 | 0 | 0 | 0 | 0 | 0 | 0 | 0 | 0 | 0 | 0 | 0
0 | 0 | 0 | 0 | 0 | 0 | 0 | 0 | 0 | 0 | 0 | 0 | 0 | 0 | 0 | 0 | 0 | 0 | 0 | 0 | 0 | 0 | 0 | 0 | 0 | 0 | 0 | 0 | 0 | 0 | 0 | 0 | 0 | 0 | 0 | 0 | 0 | 0 | 0 | 0 | 0 | 0 | 0 | 0 | 0 | 0 | 0 | 0
0 | 0 | 0 | 0 | 0 | 0 | 0 | 0 | 0 | 0 | 0 | 0 | 0 | 0 | 0 | 0 | 0 | 0 | 0 | 0 | 0 | 0 | 0 | 0 | 0 | 0 | 0 | 0 | 0 | 0 | 0 | 0 | 0 | 0 | 0 | 0 | 0 | 0 | 0 | 0 | 0 | 0 | 0 | 0 | 0 | 0 | 0 | 0
0 | 0 | 0 | 0 | 0 | 0 | 0 | 0 | 0 | 0 | 0 | 0 | 0 | 0 | 0 | 0 | 0 | 0 | 0 | 0 | 0 | 0 | 0 | 0 | 0 | 0 | 0 | 0 | 0 | 0 | 0 | 0 | 0 | 0 | 0 | 0 | 0 | 0 | 0 | 0 | 0 | 0 | 0 | 0 | 0 | 0 | 0 | 0
0 | 0 | 0 | 0 | 0 | 0 | 0 | 0 | 0 | 0 | 0 | 0 | 0 | 0 | 0 | 0 | 0 | 0 | 0 | 0 | 0 | 0 | 0 | 0 | 0 | 0 | 0 | 0 | 0 | 0 | 0 | 0 | 0 | 0 | 0 | 0 | 0 | 0 | 0 | 0 | 0 | 0 | 0 | 0 | 0 | 0 | 0 | 0
0 | 0 | 0 | 0 | 0 | 0 | 0 | 0 | 0 | 0 | 0 | 0 | 0 | 0 | 0 | 0 | 0 | 0 | 0 | 0 | 0 | 0 | 0 | 0 | 0 | 0 | 0 | 0 | 0 | 0 | 0 | 0 | 0 | 0 | 0 | 0 | 0 | 0 | 0 | 0 | 0 | 0 | 0 | 0 | 0 | 0 | 0 | 0
0 | 0 | 0 | 0 | 0 | 0 | 0 | 0 | 0 | 0 | 0 | 0 | 0 | 0 | 0 | 0 | 0 | 0 | 0 | 0 | 0 | 0 | 0 | 0 | 0 | 0 | 0 | 0 | 0 | 0 | 0 | 0 | 0 | 0 | 0 | 0 | 0 | 0 | 0 | 0 | 0 | 0 | 0 | 0 | 0 | 0 | 0 | 0
0 | 0 | 0 | 0 | 0 | 0 | 0 | 0 | 0 | 0 | 0 | 0 | 0 | 0 | 0 | 0 | 0 | 0 | 0 | 0 | 0 | 0 | 0 | 0 | 0 | 0 | 0 | 0 | 0 | 0 | 0 | 0 | 0 | 0 | 0 | 0 | 0 | 0 | 0 | 0 | 0 | 0 | 0 | 0 | 0 | 0 | 0 | 0
0 | 0 | 0 | 0 | 0 | 0 | 0 | 0 | 0 | 0 | 0 | 0 | 0 | 0 | 0 | 0 | 0 | 0 | 0 | 0 | 0 | 0 | 0 | 0 | 0 | 0 | 0 | 0 | 0 | 0 | 0 | 0 | 0 | 0 | 0 | 0 | 0 | 0 | 0 | 0 | 0 | 0 | 0 | 0 | 0 | 0 | 0 | 0
0 | 0 | 0 | 0 | 0 | 0 | 0 | 0 | 0 | 0 | 0 | 0 | 0 | 0 | 0 | 0 | 0 | 0 | 0 | 0 | 0 | 0 | 0 | 0 | 0 | 0 | 0 | 0 | 0 | 0 | 0 | 0 | 0 | 0 | 0 | 0 | 0 | 0 | 0 | 0 | 0 | 0 | 0 | 0 | 0 | 0 | 0 | 0
0 | 0 | 0 | 0 | 0 | 0 | 0 | 0 | 0 | 0 | 0 | 0 | 0 | 0 | 0 | 0 | 0 | 0 | 0 | 0 | 0 | 0 | 0 | 0 | 0 | 0 | 0 | 0 | 0 | 0 | 0 | 0 | 0 | 0 | 0 | 0 | 0 | 0 | 0 | 0 | 0 | 0 | 0 | 0 | 0 | 0 | 0 | 0
0 | 0 | 0 | 0 | 0 | 0 | 0 | 0 | 0 | 0 | 0 | 0 | 0 | 0 | 0 | 0 | 0 | 0 | 0 | 0 | 0 | 0 | 0 | 0 | 0 | 0 | 0 | 0 | 0 | 0 | 0 | 0 | 0 | 0 | 0 | 0 | 0 | 0 | 0 | 0 | 0 | 0 | 0 | 0 | 0 | 0 | 0 | 0
0 | 0 | 0 | 0 | 0 | 0 | 0 | 0 | 0 | 0 | 0 | 0 | 0 | 0 | 0 | 0 | 0 | 0 | 0 | 0 | 0 | 0 | 0 | 0 | 0 | 0 | 0 | 0 | 0 | 0 | 0 | 0 | 0 | 0 | 0 | 0 | 0 | 0 | 0 | 0 | 0 | 0 | 0 | 0 | 0 | 0 | 0 | 0
0 | 0 | 0 | 0 | 0 | 0 | 0 | 0 | 0 | 0 | 0 | 0 | 0 | 0 | 0 | 0 | 0 | 0 | 0 | 0 | 0 | 0 | 0 | 0 | 0 | 0 | 0 | 0 | 0 | 0 | 0 | 0 | 0 | 0 | 0 | 0 | 0 | 0 | 0 | 0 | 0 | 0 | 0 | 0 | 0 | 0 | 0 | 0
0 | 0 | 0 | 0 | 0 | 0 | 0 | 0 | 0 | 0 | 0 | 0 | 0 | 0 | 0 | 0 | 0 | 0 | 0 | 0 | 0 | 0 | 0 | 0 | 0 | 0 | 0 | 0 | 0 | 0 | 0 | 0 | 0 | 0 | 0 | 0 | 0 | 0 | 0 | 0 | 0 | 0 | 0 | 0 | 0 | 0 | 0 | 0
0 | 0 | 0 | 0 | 0 | 0 | 0 | 0 | 0 | 0 | 0 | 0 | 0 | 0 | 0 | 0 | 0 | 0 | 0 | 0 | 0 | 0 | 0 | 0 | 0 | 0 | 0 | 0 | 0 | 0 | 0 | 0 | 0 | 0 | 0 | 0 | 0 | 0 | 0 | 0 | 0 | 0 | 0 | 0 | 0 | 0 | 0 | 0
0 | 0 | 0 | 0 | 0 | 0 | 0 | 0 | 0 | 0 | 0 | 0 | 0 | 0 | 0 | 0 | 0 | 0 | 0 | 0 | 0 | 0 | 0 | 0 | 0 | 0 | 0 | 0 | 0 | 0 | 0 | 0 | 0 | 0 | 0 | 0 | 0 | 0 | 0 | 0 | 0 | 0 | 0 | 0 | 0 | 0 | 0 | 0
0 | 0 | 0 | 0 | 0 | 0 | 0 | 0 | 0 | 0 | 0 | 0 | 0 | 0 | 0 | 0 | 0 | 0 | 0 | 0 | 0 | 0 | 0 | 0 | 0 | 0 | 0 | 0 | 0 | 0 | 0 | 0 | 0 | 0 | 0 | 0 | 0 | 0 | 0 | 0 | 0 | 0 | 0 | 0 | 0 | 0 | 0 | 0
0 | 0 | 0 | 0 | 0 | 0 | 0 | 0 | 0 | 0 | 0 | 0 | 0 | 0 | 0 | 0 | 0 | 0 | 0 | 0 | 0 | 0 | 0 | 0 | 0 | 0 | 0 | 0 | 0 | 0 | 0 | 0 | 0 | 0 | 0 | 0 | 0 | 0 | 0 | 0 | 0 | 0 | 0 | 0 | 0 | 0 | 0 | 0
0 | 0 | 0 | 0 | 0 | 0 | 0 | 0 | 0 | 0 | 0 | 0 | 0 | 0 | 0 | 0 | 0 | 0 | 0 | 0 | 0 | 0 | 0 | 0 | 0 | 0 | 0 | 0 | 0 | 0 | 0 | 0 | 0 | 0 | 0 | 0 | 0 | 0 | 0 | 0 | 0 | 0 | 0 | 0 | 0 | 0 | 0 | 0
0 | 0 | 0 | 0 | 0 | 0 | 0 | 0 | 0 | 0 | 0 | 0 | 0 | 0 | 0 | 0 | 0 | 0 | 0 | 0 | 0 | 0 | 0 | 0 | 0 | 0 | 0 | 0 | 0 | 0 | 0 | 0 | 0 | 0 | 0 | 0 | 0 | 0 | 0 | 0 | 0 | 0 | 0 | 0 | 0 | 0 | 0 | 0
0 | 0 | 0 | 0 | 0 | 0 | 0 | 0 | 0 | 0 | 0 | 0 | 0 | 0 | 0 | 0 | 0 | 0 | 0 | 0 | 0 | 0 | 0 | 0 | 0 | 0 | 0 | 0 | 0 | 0 | 0 | 0 | 0 | 0 | 0 | 0 | 0 | 0 | 0 | 0 | 0 | 0 | 0 | 0 | 0 | 0 | 0 | 0
0 | 0 | 0 | 0 | 0 | 0 | 0 | 0 | 0 | 0 | 0 | 0 | 0 | 0 | 0 | 0 | 0 | 0 | 0 | 0 | 0 | 0 | 0 | 0 | 0 | 0 | 0 | 0 | 0 | 0 | 0 | 0 | 0 | 0 | 0 | 0 | 0 | 0 | 0 | 0 | 0 | 0 | 0 | 0 | 0 | 0 | 0 | 0
0 | 0 | 0 | 0 | 0 | 0 | 0 | 0 | 0 | 0 | 0 | 0 | 0 | 0 | 0 | 0 | 0 | 0 | 0 | 0 | 0 | 0 | 0 | 0 | 0 | 0 | 0 | 0 | 0 | 0 | 0 | 0 | 0 | 0 | 0 | 0 | 0 | 0 | 0 | 0 | 0 | 0 | 0 | 0 | 0 | 0 | 0 | 0
0 | 0 | 0 | 0 | 0 | 0 | 0 | 0 | 0 | 0 | 0 | 0 | 0 | 0 | 0 | 0 | 0 | 0 | 0 | 0 | 0 | 0 | 0 | 0 | 0 | 0 | 0 | 0 | 0 | 0 | 0 | 0 | 0 | 0 | 0 | 0 | 0 | 0 | 0 | 0 | 0 | 0 | 0 | 0 | 0 | 0 | 0 | 0
0 | 0 | 0 | 0 | 0 | 0 | 0 | 0 | 0 | 0 | 0 | 0 | 0 | 0 | 0 | 0 | 0 | 0 | 0 | 0 | 0 | 0 | 0 | 0 | 0 | 0 | 0 | 0 | 0 | 0 | 0 | 0 | 0 | 0 | 0 | 0 | 0 | 0 | 0 | 0 | 0 | 0 | 0 | 0 | 0 | 0 | 0 | 0
0 | 0 | 0 | 0 | 0 | 0 | 0 | 0 | 0 | 0 | 0 | 0 | 0 | 0 | 0 | 0 | 0 | 0 | 0 | 0 | 0 | 0 | 0 | 0 | 0 | 0 | 0 | 0 | 0 | 0 | 0 | 0 | 0 | 0 | 0 | 0 | 0 | 0 | 0 | 0 | 0 | 0 | 0 | 0 | 0 | 0 | 0 | 0
0 | 0 | 0 | 0 | 0 | 0 | 0 | 0 | 0 | 0 | 0 | 0 | 0 | 0 | 0 | 0 | 0 | 0 | 0 | 0 | 0 | 0 | 0 | 0 | 0 | 0 | 0 | 0 | 0 | 0 | 0 | 0 | 0 | 0 | 0 | 0 | 0 | 0 | 0 | 0 | 0 | 0 | 0 | 0 | 0 | 0 | 0 | 0
0 | 0 | 0 | 0 | 0 | 0 | 0 | 0 | 0 | 0 | 0 | 0 | 0 | 0 | 0 | 0 | 0 | 0 | 0 | 0 | 0 | 0 | 0 | 0 | 0 | 0 | 0 | 0 | 0 | 0 | 0 | 0 | 0 | 0 | 0 | 0 | 0 | 0 | 0 | 0 | 0 | 0 | 0 | 0 | 0 | 0 | 0 | 0
0 | 0 | 0 | 0 | 0 | 0 | 0 | 0 | 0 | 0 | 0 | 0 | 0 | 0 | 0 | 0 | 0 | 0 | 0 | 0 | 0 | 0 | 0 | 0 | 0 | 0 | 0 | 0 | 0 | 0 | 0 | 0 | 0 | 0 | 0 | 0 | 0 | 0 | 0 | 0 | 0 | 0 | 0 | 0 | 0 | 0 | 0 | 0
0 | 0 | 0 | 0 | 0 | 0 | 0 | 0 | 0 | 0 | 0 | 0 | 0 | 0 | 0 | 0 | 0 | 0 | 0 | 0 | 0 | 0 | 0 | 0 | 0 | 0 | 0 | 0 | 0 | 0 | 0 | 0 | 0 | 0 | 0 | 0 | 0 | 0 | 0 | 0 | 0 | 0 | 0 | 0 | 0 | 0 | 0 | 0
0 | 0 | 0 | 0 | 0 | 0 | 0 | 0 | 0 | 0 | 0 | 0 | 0 | 0 | 0 | 0 | 0 | 0 | 0 | 0 | 0 | 0 | 0 | 0 | 0 | 0 | 0 | 0 | 0 | 0 | 0 | 0 | 0 | 0 | 0 | 0 | 0 | 0 | 0 | 0 | 0 | 0 | 0 | 0 | 0 | 0 | 0 | 0
0 | 0 | 0 | 0 | 0 | 0 | 0 | 0 | 0 | 0 | 0 | 0 | 0 | 0 | 0 | 0 | 0 | 0 | 0 | 0 | 0 | 0 | 0 | 0 | 0 | 0 | 0 | 0 | 0 | 0 | 0 | 0 | 0 | 0 | 0 | 0 | 0 | 0 | 0 | 0 | 0 | 0 | 0 | 0 | 0 | 0 | 0 | 0
0 | 0 | 0 | 0 | 0 | 0 | 0 | 0 | 0 | 0 | 0 | 0 | 0 | 0 | 0 | 0 | 0 | 0 | 0 | 0 | 0 | 0 | 0 | 0 | 0 | 0 | 0 | 0 | 0 | 0 | 0 | 0 | 0 | 0 | 0 | 0 | 0 | 0 | 0 | 0 | 0 | 0 | 0 | 0 | 0 | 0 | 0 | 0
0 | 0 | 0 | 0 | 0 | 0 | 0 | 0 | 0 | 0 | 0 | 0 | 0 | 0 | 0 | 0 | 0 | 0 | 0 | 0 | 0 | 0 | 0 | 0 | 0 | 0 | 0 | 0 | 0 | 0 | 0 | 0 | 0 | 0 | 0 | 0 | 0 | 0 | 0 | 0 | 0 | 0 | 0 | 0 | 0 | 0 | 0 | 0
0 | 0 | 0 | 0 | 0 | 0 | 0 | 0 | 0 | 0 | 0 | 0 | 0 | 0 | 0 | 0 | 0 | 0 | 0 | 0 | 0 | 0 | 0 | 0 | 0 | 0 | 0 | 0 | 0 | 0 | 0 | 0 | 0 | 0 | 0 | 0 | 0 | 0 | 0 | 0 | 0 | 0 | 0 | 0 | 0 | 0 | 0 | 0
0 | 0 | 0 | 0 | 0 | 0 | 0 | 0 | 0 | 0 | 0 | 0 | 0 | 0 | 0 | 0 | 0 | 0 | 0 | 0 | 0 | 0 | 0 | 0 | 0 | 0 | 0 | 0 | 0 | 0 | 0 | 0 | 0 | 0 | 0 | 0 | 0 | 0 | 0 | 0 | 0 | 0 | 0 | 0 | 0 | 0 | 0 | 0
0 | 0 | 0 | 0 | 0 | 0 | 0 | 0 | 0 | 0 | 0 | 0 | 0 | 0 | 0 | 0 | 0 | 0 | 0 | 0 | 0 | 0 | 0 | 0 | 0 | 0 | 0 | 0 | 0 | 0 | 0 | 0 | 0 | 0 | 0 | 0 | 0 | 0 | 0 | 0 | 0 | 0 | 0 | 0 | 0 | 0 | 0 | 0
0 | 0 | 0 | 0 | 0 | 0 | 0 | 0 | 0 | 0 | 0 | 0 | 0 | 0 | 0 | 0 | 0 | 0 | 0 | 0 | 0 | 0 | 0 | 0 | 0 | 0 | 0 | 0 | 0 | 0 | 0 | 0 | 0 | 0 | 0 | 0 | 0 | 0 | 0 | 0 | 0 | 0 | 0 | 0 | 0 | 0 | 0 | 0
0 | 0 | 0 | 0 | 0 | 0 | 0 | 0 | 0 | 0 | 0 | 0 | 0 | 0 | 0 | 0 | 0 | 0 | 0 | 0 | 0 | 0 | 0 | 0 | 0 | 0 | 0 | 0 | 0 | 0 | 0 | 0 | 0 | 0 | 0 | 0 | 0 | 0 | 0 | 0 | 0 | 0 | 0 | 0 | 0 | 0 | 0 | 0
0 | 0 | 0 | 0 | 0 | 0 | 0 | 0 | 0 | 0 | 0 | 0 | 0 | 0 | 0 | 0 | 0 | 0 | 0 | 0 | 0 | 0 | 0 | 0 | 0 | 0 | 0 | 0 | 0 | 0 | 0 | 0 | 0 | 0 | 0 | 0 | 0 | 0 | 0 | 0 | 0 | 0 | 0 | 0 | 0 | 0 | 0 | 0
0 | 0 | 0 | 0 | 0 | 0 | 0 | 0 | 0 | 0 | 0 | 0 | 0 | 0 | 0 | 0 | 0 | 0 | 0 | 0 | 0 | 0 | 0 | 0 | 0 | 0 | 0 | 0 | 0 | 0 | 0 | 0 | 0 | 0 | 0 | 0 | 0 | 0 | 0 | 0 | 0 | 0 | 0 | 0 | 0 | 0 | 0 | 0
0 | 0 | 0 | 0 | 0 | 0 | 0 | 0 | 0 | 0 | 0 | 0 | 0 | 0 | 0 | 0 | 0 | 0 | 0 | 0 | 0 | 0 | 0 | 0 | 0 | 0 | 0 | 0 | 0 | 0 | 0 | 0 | 0 | 0 | 0 | 0 | 0 | 0 | 0 | 0 | 0 | 0 | 0 | 0 | 0 | 0 | 0 | 0
0 | 0 | 0 | 0 | 0 | 0 | 0 | 0 | 0 | 0 | 0 | 0 | 0 | 0 | 0 | 0 | 0 | 0 | 0 | 0 | 0 | 0 | 0 | 0 | 0 | 0 | 0 | 0 | 0 | 0 | 0 | 0 | 0 | 0 | 0 | 0 | 0 | 0 | 0 | 0 | 0 | 0 | 0 | 0 | 0 | 0 | 0 | 0
0 | 0 | 0 | 0 | 0 | 0 | 0 | 0 | 0 | 0 | 0 | 0 | 0 | 0 | 0 | 0 | 0 | 0 | 0 | 0 | 0 | 0 | 0 | 0 | 0 | 0 | 0 | 0 | 0 | 0 | 0 | 0 | 0 | 0 | 0 | 0 | 0 | 0 | 0 | 0 | 0 | 0 | 0 | 0 | 0 | 0 | 0 | 0
0 | 0 | 0 | 0 | 0 | 0 | 0 | 0 | 0 | 0 | 0 | 0 | 0 | 0 | 0 | 0 | 0 | 0 | 0 | 0 | 0 | 0 | 0 | 0 | 0 | 0 | 0 | 0 | 0 | 0 | 0 | 0 | 0 | 0 | 0 | 0 | 0 | 0 | 0 | 0 | 0 | 0 | 0 | 0 | 0 | 0 | 0 | 0
0 | 0 | 0 | 0 | 0 | 0 | 0 | 0 | 0 | 0 | 0 | 0 | 0 | 0 | 0 | 0 | 0 | 0 | 0 | 0 | 0 | 0 | 0 | 0 | 0 | 0 | 0 | 0 | 0 | 0 | 0 | 0 | 0 | 0 | 0 | 0 | 0 | 0 | 0 | 0 | 0 | 0 | 0 | 0 | 0 | 0 | 0 | 0
0 | 0 | 0 | 0 | 0 | 0 | 0 | 0 | 0 | 0 | 0 | 0 | 0 | 0 | 0 | 0 | 0 | 0 | 0 | 0 | 0 | 0 | 0 | 0 | 0 | 0 | 0 | 0 | 0 | 0 | 0 | 0 | 0 | 0 | 0 | 0 | 0 | 0 | 0 | 0 | 0 | 0 | 0 | 0 | 0 | 0 | 0 | 0
0 | 0 | 0 | 0 | 0 | 0 | 0 | 0 | 0 | 0 | 0 | 0 | 0 | 0 | 0 | 0 | 0 | 0 | 0 | 0 | 0 | 0 | 0 | 0 | 0 | 0 | 0 | 0 | 0 | 0 | 0 | 0 | 0 | 0 | 0 | 0 | 0 | 0 | 0 | 0 | 0 | 0 | 0 | 0 | 0 | 0 | 0 | 0
0 | 0 | 0 | 0 | 0 | 0 | 0 | 0 | 0 | 0 | 0 | 0 | 0 | 0 | 0 | 0 | 0 | 0 | 0 | 0 | 0 | 0 | 0 | 0 | 0 | 0 | 0 | 0 | 0 | 0 | 0 | 0 | 0 | 0 | 0 | 0 | 0 | 0 | 0 | 0 | 0 | 0 | 0 | 0 | 0 | 0 | 0 | 0
0 | 0 | 0 | 0 | 0 | 0 | 0 | 0 | 0 | 0 | 0 | 0 | 0 | 0 | 0 | 0 | 0 | 0 | 0 | 0 | 0 | 0 | 0 | 0 | 0 | 0 | 0 | 0 | 0 | 0 | 0 | 0 | 0 | 0 | 0 | 0 | 0 | 0 | 0 | 0 | 0 | 0 | 0 | 0 | 0 | 0 | 0 | 0
0 | 0 | 0 | 0 | 0 | 0 | 0 | 0 | 0 | 0 | 0 | 0 | 0 | 0 | 0 | 0 | 0 | 0 | 0 | 0 | 0 | 0 | 0 | 0 | 0 | 0 | 0 | 0 | 0 | 0 | 0 | 0 | 0 | 0 | 0 | 0 | 0 | 0 | 0 | 0 | 0 | 0 | 0 | 0 | 0 | 0 | 0 | 0
0 | 0 | 0 | 0 | 0 | 0 | 0 | 0 | 0 | 0 | 0 | 0 | 0 | 0 | 0 | 0 | 0 | 0 | 0 | 0 | 0 | 0 | 0 | 0 | 0 | 0 | 0 | 0 | 0 | 0 | 0 | 0 | 0 | 0 | 0 | 0 | 0 | 0 | 0 | 0 | 0 | 0 | 0 | 0 | 0 | 0 | 0 | 0
0 | 0 | 0 | 0 | 0 | 0 | 0 | 0 | 0 | 0 | 0 | 0 | 0 | 0 | 0 | 0 | 0 | 0 | 0 | 0 | 0 | 0 | 0 | 0 | 0 | 0 | 0 | 0 | 0 | 0 | 0 | 0 | 0 | 0 | 0 | 0 | 0 | 0 | 0 | 0 | 0 | 0 | 0 | 0 | 0 | 0 | 0 | 0
0 | 0 | 0 | 0 | 0 | 0 | 0 | 0 | 0 | 0 | 0 | 0 | 0 | 0 | 0 | 0 | 0 | 0 | 0 | 0 | 0 | 0 | 0 | 0 | 0 | 0 | 0 | 0 | 0 | 0 | 0 | 0 | 0 | 0 | 0 | 0 | 0 | 0 | 0 | 0 | 0 | 0 | 0 | 0 | 0 | 0 | 0 | 0
0 | 0 | 0 | 0 | 0 | 0 | 0 | 0 | 0 | 0 | 0 | 0 | 0 | 0 | 0 | 0 | 0 | 0 | 0 | 0 | 0 | 0 | 0 | 0 | 0 | 0 | 0 | 0 | 0 | 0 | 0 | 0 | 0 | 0 | 0 | 0 | 0 | 0 | 0 | 0 | 0 | 0 | 0 | 0 | 0 | 0 | 0 | 0
0 | 0 | 0 | 0 | 0 | 0 | 0 | 0 | 0 | 0 | 0 | 0 | 0 | 0 | 0 | 0 | 0 | 0 | 0 | 0 | 0 | 0 | 0 | 0 | 0 | 0 | 0 | 0 | 0 | 0 | 0 | 0 | 0 | 0 | 0 | 0 | 0 | 0 | 0 | 0 | 0 | 0 | 0 | 0 | 0 | 0 | 0 | 0
0 | 0 | 0 | 0 | 0 | 0 | 0 | 0 | 0 | 0 | 0 | 0 | 0 | 0 | 0 | 0 | 0 | 0 | 0 | 0 | 0 | 0 | 0 | 0 | 0 | 0 | 0 | 0 | 0 | 0 | 0 | 0 | 0 | 0 | 0 | 0 | 0 | 0 | 0 | 0 | 0 | 0 | 0 | 0 | 0 | 0 | 0 | 0
0 | 0 | 0 | 0 | 0 | 0 | 0 | 0 | 0 | 0 | 0 | 0 | 0 | 0 | 0 | 0 | 0 | 0 | 0 | 0 | 0 | 0 | 0 | 0 | 0 | 0 | 0 | 0 | 0 | 0 | 0 | 0 | 0 | 0 | 0 | 0 | 0 | 0 | 0 | 0 | 0 | 0 | 0 | 0 | 0 | 0 | 0 | 0
0 | 0 | 0 | 0 | 0 | 0 | 0 | 0 | 0 | 0 | 0 | 0 | 0 | 0 | 0 | 0 | 0 | 0 | 0 | 0 | 0 | 0 | 0 | 0 | 0 | 0 | 0 | 0 | 0 | 0 | 0 | 0 | 0 | 0 | 0 | 0 | 0 | 0 | 0 | 0 | 0 | 0 | 0 | 0 | 0 | 0 | 0 | 0
0 | 0 | 0 | 0 | 0 | 0 | 0 | 0 | 0 | 0 | 0 | 0 | 0 | 0 | 0 | 0 | 0 | 0 | 0 | 0 | 0 | 0 | 0 | 0 | 0 | 0 | 0 | 0 | 0 | 0 | 0 | 0 | 0 | 0 | 0 | 0 | 0 | 0 | 0 | 0 | 0 | 0 | 0 | 0 | 0 | 0 | 0 | 0
0 | 0 | 0 | 0 | 0 | 0 | 0 | 0 | 0 | 0 | 0 | 0 | 0 | 0 | 0 | 0 | 0 | 0 | 0 | 0 | 0 | 0 | 0 | 0 | 0 | 0 | 0 | 0 | 0 | 0 | 0 | 0 | 0 | 0 | 0 | 0 | 0 | 0 | 0 | 0 | 0 | 0 | 0 | 0 | 0 | 0 | 0 | 0
0 | 0 | 0 | 0 | 0 | 0 | 0 | 0 | 0 | 0 | 0 | 0 | 0 | 0 | 0 | 0 | 0 | 0 | 0 | 0 | 0 | 0 | 0 | 0 | 0 | 0 | 0 | 0 | 0 | 0 | 0 | 0 | 0 | 0 | 0 | 0 | 0 | 0 | 0 | 0 | 0 | 0 | 0 | 0 | 0 | 0 | 0 | 0
0 | 0 | 0 | 0 | 0 | 0 | 0 | 0 | 0 | 0 | 0 | 0 | 0 | 0 | 0 | 0 | 0 | 0 | 0 | 0 | 0 | 0 | 0 | 0 | 0 | 0 | 0 | 0 | 0 | 0 | 0 | 0 | 0 | 0 | 0 | 0 | 0 | 0 | 0 | 0 | 0 | 0 | 0 | 0 | 0 | 0 | 0 | 0
0 | 0 | 0 | 0 | 0 | 0 | 0 | 0 | 0 | 0 | 0 | 0 | 0 | 0 | 0 | 0 | 0 | 0 | 0 | 0 | 0 | 0 | 0 | 0 | 0 | 0 | 0 | 0 | 0 | 0 | 0 | 0 | 0 | 0 | 0 | 0 | 0 | 0 | 0 | 0 | 0 | 0 | 0 | 0 | 0 | 0 | 0 | 0
0 | 0 | 0 | 0 | 0 | 0 | 0 | 0 | 0 | 0 | 0 | 0 | 0 | 0 | 0 | 0 | 0 | 0 | 0 | 0 | 0 | 0 | 0 | 0 | 0 | 0 | 0 | 0 | 0 | 0 | 0 | 0 | 0 | 0 | 0 | 0 | 0 | 0 | 0 | 0 | 0 | 0 | 0 | 0 | 0 | 0 | 0 | 0
0 | 0 | 0 | 0 | 0 | 0 | 0 | 0 | 0 | 0 | 0 | 0 | 0 | 0 | 0 | 0 | 0 | 0 | 0 | 0 | 0 | 0 | 0 | 0 | 0 | 0 | 0 | 0 | 0 | 0 | 0 | 0 | 0 | 0 | 0 | 0 | 0 | 0 | 0 | 0 | 0 | 0 | 0 | 0 | 0 | 0 | 0 | 0
0 | 0 | 0 | 0 | 0 | 0 | 0 | 0 | 0 | 0 | 0 | 0 | 0 | 0 | 0 | 0 | 0 | 0 | 0 | 0 | 0 | 0 | 0 | 0 | 0 | 0 | 0 | 0 | 0 | 0 | 0 | 0 | 0 | 0 | 0 | 0 | 0 | 0 | 0 | 0 | 0 | 0 | 0 | 0 | 0 | 0 | 0 | 0
0 | 0 | 0 | 0 | 0 | 0 | 0 | 0 | 0 | 0 | 0 | 0 | 0 | 0 | 0 | 0 | 0 | 0 | 0 | 0 | 0 | 0 | 0 | 0 | 0 | 0 | 0 | 0 | 0 | 0 | 0 | 0 | 0 | 0 | 0 | 0 | 0 | 0 | 0 | 0 | 0 | 0 | 0 | 0 | 0 | 0 | 0 | 0
0 | 0 | 0 | 0 | 0 | 0 | 0 | 0 | 0 | 0 | 0 | 0 | 0 | 0 | 0 | 0 | 0 | 0 | 0 | 0 | 0 | 0 | 0 | 0 | 0 | 0 | 0 | 0 | 0 | 0 | 0 | 0 | 0 | 0 | 0 | 0 | 0 | 0 | 0 | 0 | 0 | 0 | 0 | 0 | 0 | 0 | 0 | 0
0 | 0 | 0 | 0 | 0 | 0 | 0 | 0 | 0 | 0 | 0 | 0 | 0 | 0 | 0 | 0 | 0 | 0 | 0 | 0 | 0 | 0 | 0 | 0 | 0 | 0 | 0 | 0 | 0 | 0 | 0 | 0 | 0 | 0 | 0 | 0 | 0 | 0 | 0 | 0 | 0 | 0 | 0 | 0 | 0 | 0 | 0 | 0
0 | 0 | 0 | 0 | 0 | 0 | 0 | 0 | 0 | 0 | 0 | 0 | 0 | 0 | 0 | 0 | 0 | 0 | 0 | 0 | 0 | 0 | 0 | 0 | 0 | 0 | 0 | 0 | 0 | 0 | 0 | 0 | 0 | 0 | 0 | 0 | 0 | 0 | 0 | 0 | 0 | 0 | 0 | 0 | 0 | 0 | 0 | 0
0 | 0 | 0 | 0 | 0 | 0 | 0 | 0 | 0 | 0 | 0 | 0 | 0 | 0 | 0 | 0 | 0 | 0 | 0 | 0 | 0 | 0 | 0 | 0 | 0 | 0 | 0 | 0 | 0 | 0 | 0 | 0 | 0 | 0 | 0 | 0 | 0 | 0 | 0 | 0 | 0 | 0 | 0 | 0 | 0 | 0 | 0 | 0
0 | 0 | 0 | 0 | 0 | 0 | 0 | 0 | 0 | 0 | 0 | 0 | 0 | 0 | 0 | 0 | 0 | 0 | 0 | 0 | 0 | 0 | 0 | 0 | 0 | 0 | 0 | 0 | 0 | 0 | 0 | 0 | 0 | 0 | 0 | 0 | 0 | 0 | 0 | 0 | 0 | 0 | 0 | 0 | 0 | 0 | 0 | 0
0 | 0 | 0 | 0 | 0 | 0 | 0 | 0 | 0 | 0 | 0 | 0 | 0 | 0 | 0 | 0 | 0 | 0 | 0 | 0 | 0 | 0 | 0 | 0 | 0 | 0 | 0 | 0 | 0 | 0 | 0 | 0 | 0 | 0 | 0 | 0 | 0 | 0 | 0 | 0 | 0 | 0 | 0 | 0 | 0 | 0 | 0 | 0
0 | 0 | 0 | 0 | 0 | 0 | 0 | 0 | 0 | 0 | 0 | 0 | 0 | 0 | 0 | 0 | 0 | 0 | 0 | 0 | 0 | 0 | 0 | 0 | 0 | 0 | 0 | 0 | 0 | 0 | 0 | 0 | 0 | 0 | 0 | 0 | 0 | 0 | 0 | 0 | 0 | 0 | 0 | 0 | 0 | 0 | 0 | 0
0 | 0 | 0 | 0 | 0 | 0 | 0 | 0 | 0 | 0 | 0 | 0 | 0 | 0 | 0 | 0 | 0 | 0 | 0 | 0 | 0 | 0 | 0 | 0 | 0 | 0 | 0 | 0 | 0 | 0 | 0 | 0 | 0 | 0 | 0 | 0 | 0 | 0 | 0 | 0 | 0 | 0 | 0 | 0 | 0 | 0 | 0 | 0
0 | 0 | 0 | 0 | 0 | 0 | 0 | 0 | 0 | 0 | 0 | 0 | 0 | 0 | 0 | 0 | 0 | 0 | 0 | 0 | 0 | 0 | 0 | 0 | 0 | 0 | 0 | 0 | 0 | 0 | 0 | 0 | 0 | 0 | 0 | 0 | 0 | 0 | 0 | 0 | 0 | 0 | 0 | 0 | 0 | 0 | 0 | 0
0 | 0 | 0 | 0 | 0 | 0 | 0 | 0 | 0 | 0 | 0 | 0 | 0 | 0 | 0 | 0 | 0 | 0 | 0 | 0 | 0 | 0 | 0 | 0 | 0 | 0 | 0 | 0 | 0 | 0 | 0 | 0 | 0 | 0 | 0 | 0 | 0 | 0 | 0 | 0 | 0 | 0 | 0 | 0 | 0 | 0 | 0 | 0

## cand
nodes_list | nodes_coders | voltage | province | cf_pv | cf_wind | ID | Node | gen_type | emissions | heat_rate | Prod_cost_t1 | Prod_cost_t2 | Prod_cost_t3 | Prod_cost_t4 | Prod_cost_t5 | Prod_cost_t6 | Inv_cost_t1 | Inv_cost_t2 | Inv_cost_t3 | Inv_cost_t4 | Inv_cost_t5 | Inv_cost_t6 | Prod_cap | Q | x1 | x2 | x3 | x4 | x5 | x6 | x7 | x8 | x9 | x10 | x11 | x12 | x13 | x14 | x15 | x16 | x17 | x18 | x19 | x20 | x21 | x22 | x23 | x24 | x25 | x26 | x27 | x28 | x29 | x30 | x31 | x32 | x33 | x34 | x35 | x36 | x37 | x38 | x39 | x40 | x41 | x42 | x43 | x44 | x45 | x46 | x47 | x48
NS_88S_GSS | 461 | 230 | NS | 0.15022 | 0.5031 | 1 | 461 | wind_onshore | 0 | 0 | 0 | 0 | 0 | 0 | 0 | 0 | 298.39 | 298.39 | 298.39 | 298.39 | 298.39 | 298.39 | 20 | 10 | 0 | 0 | 0 | 0 | 0 | 0 | 0 | 0 | 0 | 0 | 0 | 0 | 0 | 0 | 0 | 0 | 0 | 0 | 0 | 0 | 0 | 0 | 0 | 0 | 0 | 0 | 0 | 0 | 0 | 0 | 0 | 0 | 0 | 0 | 0 | 0 | 0 | 0 | 0 | 0 | 0 | 0 | 0 | 0 | 0 | 0 | 0 | 0
NS_102S_GSS | 455 | 230 | NS | 0.14771 | 0.48642 | 2 | 455 | wind_onshore | 0 | 0 | 0 | 0 | 0 | 0 | 0 | 0 | 298.39 | 298.39 | 298.39 | 298.39 | 298.39 | 298.39 | 20 | 10 | 0 | 0 | 0 | 0 | 0 | 0 | 0 | 0 | 0 | 0 | 0 | 0 | 0 | 0 | 0 | 0 | 0 | 0 | 0 | 0 | 0 | 0 | 0 | 0 | 0 | 0 | 0 | 0 | 0 | 0 | 0 | 0 | 0 | 0 | 0 | 0 | 0 | 0 | 0 | 0 | 0 | 0 | 0 | 0 | 0 | 0 | 0 | 0
NS_89S_DSS | 462 | 230 | NS | 0.14771 | 0.48642 | 3 | 462 | wind_onshore | 0 | 0 | 0 | 0 | 0 | 0 | 0 | 0 | 298.39 | 298.39 | 298.39 | 298.39 | 298.39 | 298.39 | 20 | 10 | 0 | 0 | 0 | 0 | 0 | 0 | 0 | 0 | 0 | 0 | 0 | 0 | 0 | 0 | 0 | 0 | 0 | 0 | 0 | 0 | 0 | 0 | 0 | 0 | 0 | 0 | 0 | 0 | 0 | 0 | 0 | 0 | 0 | 0 | 0 | 0 | 0 | 0 | 0 | 0 | 0 | 0 | 0 | 0 | 0 | 0 | 0 | 0
NS_101S_DSS | 454 | 200 | NS | 0.1475 | 0.46437 | 4 | 454 | wind_onshore | 0 | 0 | 0 | 0 | 0 | 0 | 0 | 0 | 298.39 | 298.39 | 298.39 | 298.39 | 298.39 | 298.39 | 20 | 10 | 0 | 0 | 0 | 0 | 0 | 0 | 0 | 0 | 0 | 0 | 0 | 0 | 0 | 0 | 0 | 0 | 0 | 0 | 0 | 0 | 0 | 0 | 0 | 0 | 0 | 0 | 0 | 0 | 0 | 0 | 0 | 0 | 0 | 0 | 0 | 0 | 0 | 0 | 0 | 0 | 0 | 0 | 0 | 0 | 0 | 0 | 0 | 0
PE_HRM_GSS | 951 | 138 | PE | 0.14971 | 0.4577 | 5 | 951 | wind_onshore | 0 | 0 | 0 | 0 | 0 | 0 | 0 | 0 | 298.39 | 298.39 | 298.39 | 298.39 | 298.39 | 298.39 | 20 | 10 | 0 | 0 | 0 | 0 | 0 | 0 | 0 | 0 | 0 | 0 | 0 | 0 | 0 | 0 | 0 | 0 | 0 | 0 | 0 | 0 | 0 | 0 | 0 | 0 | 0 | 0 | 0 | 0 | 0 | 0 | 0 | 0 | 0 | 0 | 0 | 0 | 0 | 0 | 0 | 0 | 0 | 0 | 0 | 0 | 0 | 0 | 0 | 0
PE_EKS_GSS | 949 | 138 | PE | 0.14796 | 0.45081 | 6 | 949 | wind_onshore | 0 | 0 | 0 | 0 | 0 | 0 | 0 | 0 | 298.39 | 298.39 | 298.39 | 298.39 | 298.39 | 298.39 | 20 | 10 | 0 | 0 | 0 | 0 | 0 | 0 | 0 | 0 | 0 | 0 | 0 | 0 | 0 | 0 | 0 | 0 | 0 | 0 | 0 | 0 | 0 | 0 | 0 | 0 | 0 | 0 | 0 | 0 | 0 | 0 | 0 | 0 | 0 | 0 | 0 | 0 | 0 | 0 | 0 | 0 | 0 | 0 | 0 | 0 | 0 | 0 | 0 | 0
PE_CHR_TSS | 948 | 138 | PE | 0.15013 | 0.4431 | 7 | 948 | wind_onshore | 0 | 0 | 0 | 0 | 0 | 0 | 0 | 0 | 298.39 | 298.39 | 298.39 | 298.39 | 298.39 | 298.39 | 20 | 10 | 0 | 0 | 0 | 0 | 0 | 0 | 0 | 0 | 0 | 0 | 0 | 0 | 0 | 0 | 0 | 0 | 0 | 0 | 0 | 0 | 0 | 0 | 0 | 0 | 0 | 0 | 0 | 0 | 0 | 0 | 0 | 0 | 0 | 0 | 0 | 0 | 0 | 0 | 0 | 0 | 0 | 0 | 0 | 0 | 0 | 0 | 0 | 0
PE_HRM_JCT | 952 | 138 | PE | 0.14907 | 0.43989 | 8 | 952 | wind_onshore | 0 | 0 | 0 | 0 | 0 | 0 | 0 | 0 | 298.39 | 298.39 | 298.39 | 298.39 | 298.39 | 298.39 | 20 | 10 | 0 | 0 | 0 | 0 | 0 | 0 | 0 | 0 | 0 | 0 | 0 | 0 | 0 | 0 | 0 | 0 | 0 | 0 | 0 | 0 | 0 | 0 | 0 | 0 | 0 | 0 | 0 | 0 | 0 | 0 | 0 | 0 | 0 | 0 | 0 | 0 | 0 | 0 | 0 | 0 | 0 | 0 | 0 | 0 | 0 | 0 | 0 | 0
PE_WSP_DSS | 959 | 138 | PE | 0.15033 | 0.43794 | 9 | 959 | wind_onshore | 0 | 0 | 0 | 0 | 0 | 0 | 0 | 0 | 298.39 | 298.39 | 298.39 | 298.39 | 298.39 | 298.39 | 20 | 10 | 0 | 0 | 0 | 0 | 0 | 0 | 0 | 0 | 0 | 0 | 0 | 0 | 0 | 0 | 0 | 0 | 0 | 0 | 0 | 0 | 0 | 0 | 0 | 0 | 0 | 0 | 0 | 0 | 0 | 0 | 0 | 0 | 0 | 0 | 0 | 0 | 0 | 0 | 0 | 0 | 0 | 0 | 0 | 0 | 0 | 0 | 0 | 0
NL_OXP_DSS | 443 | 230 | NL | 0.13248 | 0.42581 | 10 | 443 | wind_onshore | 0 | 0 | 0 | 0 | 0 | 0 | 0 | 0 | 298.39 | 298.39 | 298.39 | 298.39 | 298.39 | 298.39 | 20 | 10 | 0 | 0 | 0 | 0 | 0 | 0 | 0 | 0 | 0 | 0 | 0 | 0 | 0 | 0 | 0 | 0 | 0 | 0 | 0 | 0 | 0 | 0 | 0 | 0 | 0 | 0 | 0 | 0 | 0 | 0 | 0 | 0 | 0 | 0 | 0 | 0 | 0 | 0 | 0 | 0 | 0 | 0 | 0 | 0 | 0 | 0 | 0 | 0
NL_HWD_DSS | 439 | 230 | NL | 0.13248 | 0.42581 | 11 | 439 | wind_onshore | 0 | 0 | 0 | 0 | 0 | 0 | 0 | 0 | 298.39 | 298.39 | 298.39 | 298.39 | 298.39 | 298.39 | 20 | 10 | 0 | 0 | 0 | 0 | 0 | 0 | 0 | 0 | 0 | 0 | 0 | 0 | 0 | 0 | 0 | 0 | 0 | 0 | 0 | 0 | 0 | 0 | 0 | 0 | 0 | 0 | 0 | 0 | 0 | 0 | 0 | 0 | 0 | 0 | 0 | 0 | 0 | 0 | 0 | 0 | 0 | 0 | 0 | 0 | 0 | 0 | 0 | 0
PE_SCF_DSS | 954 | 138 | PE | 0.14995 | 0.41458 | 12 | 954 | wind_onshore | 0 | 0 | 0 | 0 | 0 | 0 | 0 | 0 | 298.39 | 298.39 | 298.39 | 298.39 | 298.39 | 298.39 | 20 | 10 | 0 | 0 | 0 | 0 | 0 | 0 | 0 | 0 | 0 | 0 | 0 | 0 | 0 | 0 | 0 | 0 | 0 | 0 | 0 | 0 | 0 | 0 | 0 | 0 | 0 | 0 | 0 | 0 | 0 | 0 | 0 | 0 | 0 | 0 | 0 | 0 | 0 | 0 | 0 | 0 | 0 | 0 | 0 | 0 | 0 | 0 | 0 | 0
XX_ABUS1_INT | 1194 | 230 | US | 0.16634 | 0.40679 | 13 | 1194 | wind_onshore | 0 | 0 | 0 | 0 | 0 | 0 | 0 | 0 | 298.39 | 298.39 | 298.39 | 298.39 | 298.39 | 298.39 | 20 | 10 | 0 | 0 | 0 | 0 | 0 | 0 | 0 | 0 | 0 | 0 | 0 | 0 | 0 | 0 | 0 | 0 | 0 | 0 | 0 | 0 | 0 | 0 | 0 | 0 | 0 | 0 | 0 | 0 | 0 | 0 | 0 | 0 | 0 | 0 | 0 | 0 | 0 | 0 | 0 | 0 | 0 | 0 | 0 | 0 | 0 | 0 | 0 | 0
PE_ERY_DSS | 950 | 138 | PE | 0.14983 | 0.39596 | 14 | 950 | wind_onshore | 0 | 0 | 0 | 0 | 0 | 0 | 0 | 0 | 298.39 | 298.39 | 298.39 | 298.39 | 298.39 | 298.39 | 20 | 10 | 0 | 0 | 0 | 0 | 0 | 0 | 0 | 0 | 0 | 0 | 0 | 0 | 0 | 0 | 0 | 0 | 0 | 0 | 0 | 0 | 0 | 0 | 0 | 0 | 0 | 0 | 0 | 0 | 0 | 0 | 0 | 0 | 0 | 0 | 0 | 0 | 0 | 0 | 0 | 0 | 0 | 0 | 0 | 0 | 0 | 0 | 0 | 0
SK_SWC_DSS | 1191 | 230 | SK | 0.16284 | 0.39313 | 15 | 1191 | wind_onshore | 0 | 0 | 0 | 0 | 0 | 0 | 0 | 0 | 298.39 | 298.39 | 298.39 | 298.39 | 298.39 | 298.39 | 20 | 10 | 0 | 0 | 0 | 0 | 0 | 0 | 0 | 0 | 0 | 0 | 0 | 0 | 0 | 0 | 0 | 0 | 0 | 0 | 0 | 0 | 0 | 0 | 0 | 0 | 0 | 0 | 0 | 0 | 0 | 0 | 0 | 0 | 0 | 0 | 0 | 0 | 0 | 0 | 0 | 0 | 0 | 0 | 0 | 0 | 0 | 0 | 0 | 0
QC_BSY_GSS | 992 | 315 | QC | 0.1212 | 0.39263 | 16 | 992 | wind_onshore | 0 | 0 | 0 | 0 | 0 | 0 | 0 | 0 | 298.39 | 298.39 | 298.39 | 298.39 | 298.39 | 298.39 | 20 | 10 | 0 | 0 | 0 | 0 | 0 | 0 | 0 | 0 | 0 | 0 | 0 | 0 | 0 | 0 | 0 | 0 | 0 | 0 | 0 | 0 | 0 | 0 | 0 | 0 | 0 | 0 | 0 | 0 | 0 | 0 | 0 | 0 | 0 | 0 | 0 | 0 | 0 | 0 | 0 | 0 | 0 | 0 | 0 | 0 | 0 | 0 | 0 | 0
NL_SOL_CSS | 445 | 230 | NL | 0.13236 | 0.39133 | 17 | 445 | wind_onshore | 0 | 0 | 0 | 0 | 0 | 0 | 0 | 0 | 298.39 | 298.39 | 298.39 | 298.39 | 298.39 | 298.39 | 20 | 10 | 0 | 0 | 0 | 0 | 0 | 0 | 0 | 0 | 0 | 0 | 0 | 0 | 0 | 0 | 0 | 0 | 0 | 0 | 0 | 0 | 0 | 0 | 0 | 0 | 0 | 0 | 0 | 0 | 0 | 0 | 0 | 0 | 0 | 0 | 0 | 0 | 0 | 0 | 0 | 0 | 0 | 0 | 0 | 0 | 0 | 0 | 0 | 0
SK_ASS_DSS | 1168 | 230 | SK | 0.16756 | 0.39037 | 18 | 1168 | wind_onshore | 0 | 0 | 0 | 0 | 0 | 0 | 0 | 0 | 298.39 | 298.39 | 298.39 | 298.39 | 298.39 | 298.39 | 20 | 10 | 0 | 0 | 0 | 0 | 0 | 0 | 0 | 0 | 0 | 0 | 0 | 0 | 0 | 0 | 0 | 0 | 0 | 0 | 0 | 0 | 0 | 0 | 0 | 0 | 0 | 0 | 0 | 0 | 0 | 0 | 0 | 0 | 0 | 0 | 0 | 0 | 0 | 0 | 0 | 0 | 0 | 0 | 0 | 0 | 0 | 0 | 0 | 0
PE_WSK_SWS | 958 | 138 | PE | 0.15185 | 0.38936 | 19 | 958 | wind_onshore | 0 | 0 | 0 | 0 | 0 | 0 | 0 | 0 | 298.39 | 298.39 | 298.39 | 298.39 | 298.39 | 298.39 | 20 | 10 | 0 | 0 | 0 | 0 | 0 | 0 | 0 | 0 | 0 | 0 | 0 | 0 | 0 | 0 | 0 | 0 | 0 | 0 | 0 | 0 | 0 | 0 | 0 | 0 | 0 | 0 | 0 | 0 | 0 | 0 | 0 | 0 | 0 | 0 | 0 | 0 | 0 | 0 | 0 | 0 | 0 | 0 | 0 | 0 | 0 | 0 | 0 | 0
SK_RUC_DSS | 1188 | 230 | SK | 0.16322 | 0.38788 | 20 | 1188 | wind_onshore | 0 | 0 | 0 | 0 | 0 | 0 | 0 | 0 | 298.39 | 298.39 | 298.39 | 298.39 | 298.39 | 298.39 | 20 | 10 | 0 | 0 | 0 | 0 | 0 | 0 | 0 | 0 | 0 | 0 | 0 | 0 | 0 | 0 | 0 | 0 | 0 | 0 | 0 | 0 | 0 | 0 | 0 | 0 | 0 | 0 | 0 | 0 | 0 | 0 | 0 | 0 | 0 | 0 | 0 | 0 | 0 | 0 | 0 | 0 | 0 | 0 | 0 | 0 | 0 | 0 | 0 | 0
PE_WRY_DSS | 957 | 138 | PE | 0.14981 | 0.38468 | 21 | 957 | wind_onshore | 0 | 0 | 0 | 0 | 0 | 0 | 0 | 0 | 298.39 | 298.39 | 298.39 | 298.39 | 298.39 | 298.39 | 20 | 10 | 0 | 0 | 0 | 0 | 0 | 0 | 0 | 0 | 0 | 0 | 0 | 0 | 0 | 0 | 0 | 0 | 0 | 0 | 0 | 0 | 0 | 0 | 0 | 0 | 0 | 0 | 0 | 0 | 0 | 0 | 0 | 0 | 0 | 0 | 0 | 0 | 0 | 0 | 0 | 0 | 0 | 0 | 0 | 0 | 0 | 0 | 0 | 0
ON_DGP_DSS | 573 | 230 | ON | 0.15486 | 0.38373 | 22 | 573 | wind_onshore | 0 | 0 | 0 | 0 | 0 | 0 | 0 | 0 | 298.39 | 298.39 | 298.39 | 298.39 | 298.39 | 298.39 | 20 | 10 | 0 | 0 | 0 | 0 | 0 | 0 | 0 | 0 | 0 | 0 | 0 | 0 | 0 | 0 | 0 | 0 | 0 | 0 | 0 | 0 | 0 | 0 | 0 | 0 | 0 | 0 | 0 | 0 | 0 | 0 | 0 | 0 | 0 | 0 | 0 | 0 | 0 | 0 | 0 | 0 | 0 | 0 | 0 | 0 | 0 | 0 | 0 | 0
ON_BCB_SWS | 501 | 500 | ON | 0.15486 | 0.38373 | 23 | 501 | wind_onshore | 0 | 0 | 0 | 0 | 0 | 0 | 0 | 0 | 298.39 | 298.39 | 298.39 | 298.39 | 298.39 | 298.39 | 20 | 10 | 0 | 0 | 0 | 0 | 0 | 0 | 0 | 0 | 0 | 0 | 0 | 0 | 0 | 0 | 0 | 0 | 0 | 0 | 0 | 0 | 0 | 0 | 0 | 0 | 0 | 0 | 0 | 0 | 0 | 0 | 0 | 0 | 0 | 0 | 0 | 0 | 0 | 0 | 0 | 0 | 0 | 0 | 0 | 0 | 0 | 0 | 0 | 0
ON_BCW_ISS | 505 | 230 | ON | 0.15486 | 0.38373 | 24 | 505 | wind_onshore | 0 | 0 | 0 | 0 | 0 | 0 | 0 | 0 | 298.39 | 298.39 | 298.39 | 298.39 | 298.39 | 298.39 | 20 | 10 | 0 | 0 | 0 | 0 | 0 | 0 | 0 | 0 | 0 | 0 | 0 | 0 | 0 | 0 | 0 | 0 | 0 | 0 | 0 | 0 | 0 | 0 | 0 | 0 | 0 | 0 | 0 | 0 | 0 | 0 | 0 | 0 | 0 | 0 | 0 | 0 | 0 | 0 | 0 | 0 | 0 | 0 | 0 | 0 | 0 | 0 | 0 | 0
ON_BCA_TSS | 500 | 230 | ON | 0.15486 | 0.38373 | 25 | 500 | wind_onshore | 0 | 0 | 0 | 0 | 0 | 0 | 0 | 0 | 298.39 | 298.39 | 298.39 | 298.39 | 298.39 | 298.39 | 20 | 10 | 0 | 0 | 0 | 0 | 0 | 0 | 0 | 0 | 0 | 0 | 0 | 0 | 0 | 0 | 0 | 0 | 0 | 0 | 0 | 0 | 0 | 0 | 0 | 0 | 0 | 0 | 0 | 0 | 0 | 0 | 0 | 0 | 0 | 0 | 0 | 0 | 0 | 0 | 0 | 0 | 0 | 0 | 0 | 0 | 0 | 0 | 0 | 0
ON_BCC_JCT | 502 | 500 | ON | 0.15486 | 0.38373 | 26 | 502 | wind_onshore | 0 | 0 | 0 | 0 | 0 | 0 | 0 | 0 | 298.39 | 298.39 | 298.39 | 298.39 | 298.39 | 298.39 | 20 | 10 | 0 | 0 | 0 | 0 | 0 | 0 | 0 | 0 | 0 | 0 | 0 | 0 | 0 | 0 | 0 | 0 | 0 | 0 | 0 | 0 | 0 | 0 | 0 | 0 | 0 | 0 | 0 | 0 | 0 | 0 | 0 | 0 | 0 | 0 | 0 | 0 | 0 | 0 | 0 | 0 | 0 | 0 | 0 | 0 | 0 | 0 | 0 | 0
ON_OWS_JCT | 803 | 230 | ON | 0.1549 | 0.38166 | 27 | 803 | wind_onshore | 0 | 0 | 0 | 0 | 0 | 0 | 0 | 0 | 298.39 | 298.39 | 298.39 | 298.39 | 298.39 | 298.39 | 20 | 10 | 0 | 0 | 0 | 0 | 0 | 0 | 0 | 0 | 0 | 0 | 0 | 0 | 0 | 0 | 0 | 0 | 0 | 0 | 0 | 0 | 0 | 0 | 0 | 0 | 0 | 0 | 0 | 0 | 0 | 0 | 0 | 0 | 0 | 0 | 0 | 0 | 0 | 0 | 0 | 0 | 0 | 0 | 0 | 0 | 0 | 0 | 0 | 0
ON_UDW_JCT | 901 | 230 | ON | 0.1549 | 0.38166 | 28 | 901 | wind_onshore | 0 | 0 | 0 | 0 | 0 | 0 | 0 | 0 | 298.39 | 298.39 | 298.39 | 298.39 | 298.39 | 298.39 | 20 | 10 | 0 | 0 | 0 | 0 | 0 | 0 | 0 | 0 | 0 | 0 | 0 | 0 | 0 | 0 | 0 | 0 | 0 | 0 | 0 | 0 | 0 | 0 | 0 | 0 | 0 | 0 | 0 | 0 | 0 | 0 | 0 | 0 | 0 | 0 | 0 | 0 | 0 | 0 | 0 | 0 | 0 | 0 | 0 | 0 | 0 | 0 | 0 | 0
ON_UDW_GSS | 900 | 230 | ON | 0.1549 | 0.38166 | 29 | 900 | wind_onshore | 0 | 0 | 0 | 0 | 0 | 0 | 0 | 0 | 298.39 | 298.39 | 298.39 | 298.39 | 298.39 | 298.39 | 20 | 10 | 0 | 0 | 0 | 0 | 0 | 0 | 0 | 0 | 0 | 0 | 0 | 0 | 0 | 0 | 0 | 0 | 0 | 0 | 0 | 0 | 0 | 0 | 0 | 0 | 0 | 0 | 0 | 0 | 0 | 0 | 0 | 0 | 0 | 0 | 0 | 0 | 0 | 0 | 0 | 0 | 0 | 0 | 0 | 0 | 0 | 0 | 0 | 0
ON_MAJ_ISS | 730 | 230 | ON | 0.1549 | 0.38166 | 30 | 730 | wind_onshore | 0 | 0 | 0 | 0 | 0 | 0 | 0 | 0 | 298.39 | 298.39 | 298.39 | 298.39 | 298.39 | 298.39 | 20 | 10 | 0 | 0 | 0 | 0 | 0 | 0 | 0 | 0 | 0 | 0 | 0 | 0 | 0 | 0 | 0 | 0 | 0 | 0 | 0 | 0 | 0 | 0 | 0 | 0 | 0 | 0 | 0 | 0 | 0 | 0 | 0 | 0 | 0 | 0 | 0 | 0 | 0 | 0 | 0 | 0 | 0 | 0 | 0 | 0 | 0 | 0 | 0 | 0
ON_MAJ_JCT | 731 | 230 | ON | 0.1549 | 0.38166 | 31 | 731 | wind_onshore | 0 | 0 | 0 | 0 | 0 | 0 | 0 | 0 | 298.39 | 298.39 | 298.39 | 298.39 | 298.39 | 298.39 | 20 | 10 | 0 | 0 | 0 | 0 | 0 | 0 | 0 | 0 | 0 | 0 | 0 | 0 | 0 | 0 | 0 | 0 | 0 | 0 | 0 | 0 | 0 | 0 | 0 | 0 | 0 | 0 | 0 | 0 | 0 | 0 | 0 | 0 | 0 | 0 | 0 | 0 | 0 | 0 | 0 | 0 | 0 | 0 | 0 | 0 | 0 | 0 | 0 | 0
AB_1019S_GSS | 2 | 240 | AB | 0.16438 | 0.38121 | 32 | 2 | wind_onshore | 0 | 0 | 0 | 0 | 0 | 0 | 0 | 0 | 298.39 | 298.39 | 298.39 | 298.39 | 298.39 | 298.39 | 20 | 10 | 0 | 0 | 0 | 0 | 0 | 0 | 0 | 0 | 0 | 0 | 0 | 0 | 0 | 0 | 0 | 0 | 0 | 0 | 0 | 0 | 0 | 0 | 0 | 0 | 0 | 0 | 0 | 0 | 0 | 0 | 0 | 0 | 0 | 0 | 0 | 0 | 0 | 0 | 0 | 0 | 0 | 0 | 0 | 0 | 0 | 0 | 0 | 0
AB_1019S_JCT | 3 | 240 | AB | 0.16438 | 0.38115 | 33 | 3 | wind_onshore | 0 | 0 | 0 | 0 | 0 | 0 | 0 | 0 | 298.39 | 298.39 | 298.39 | 298.39 | 298.39 | 298.39 | 20 | 10 | 0 | 0 | 0 | 0 | 0 | 0 | 0 | 0 | 0 | 0 | 0 | 0 | 0 | 0 | 0 | 0 | 0 | 0 | 0 | 0 | 0 | 0 | 0 | 0 | 0 | 0 | 0 | 0 | 0 | 0 | 0 | 0 | 0 | 0 | 0 | 0 | 0 | 0 | 0 | 0 | 0 | 0 | 0 | 0 | 0 | 0 | 0 | 0
ON_ARM_JCT | 488 | 230 | ON | 0.15492 | 0.38065 | 34 | 488 | wind_onshore | 0 | 0 | 0 | 0 | 0 | 0 | 0 | 0 | 298.39 | 298.39 | 298.39 | 298.39 | 298.39 | 298.39 | 20 | 10 | 0 | 0 | 0 | 0 | 0 | 0 | 0 | 0 | 0 | 0 | 0 | 0 | 0 | 0 | 0 | 0 | 0 | 0 | 0 | 0 | 0 | 0 | 0 | 0 | 0 | 0 | 0 | 0 | 0 | 0 | 0 | 0 | 0 | 0 | 0 | 0 | 0 | 0 | 0 | 0 | 0 | 0 | 0 | 0 | 0 | 0 | 0 | 0
ON_ARM_GSS | 487 | 230 | ON | 0.15496 | 0.38011 | 35 | 487 | wind_onshore | 0 | 0 | 0 | 0 | 0 | 0 | 0 | 0 | 298.39 | 298.39 | 298.39 | 298.39 | 298.39 | 298.39 | 20 | 10 | 0 | 0 | 0 | 0 | 0 | 0 | 0 | 0 | 0 | 0 | 0 | 0 | 0 | 0 | 0 | 0 | 0 | 0 | 0 | 0 | 0 | 0 | 0 | 0 | 0 | 0 | 0 | 0 | 0 | 0 | 0 | 0 | 0 | 0 | 0 | 0 | 0 | 0 | 0 | 0 | 0 | 0 | 0 | 0 | 0 | 0 | 0 | 0
ON_WLC_JCT | 928 | 500 | ON | 0.15496 | 0.38011 | 36 | 928 | wind_onshore | 0 | 0 | 0 | 0 | 0 | 0 | 0 | 0 | 298.39 | 298.39 | 298.39 | 298.39 | 298.39 | 298.39 | 20 | 10 | 0 | 0 | 0 | 0 | 0 | 0 | 0 | 0 | 0 | 0 | 0 | 0 | 0 | 0 | 0 | 0 | 0 | 0 | 0 | 0 | 0 | 0 | 0 | 0 | 0 | 0 | 0 | 0 | 0 | 0 | 0 | 0 | 0 | 0 | 0 | 0 | 0 | 0 | 0 | 0 | 0 | 0 | 0 | 0 | 0 | 0 | 0 | 0
SK_PPR_GSS | 1184 | 230 | SK | 0.17058 | 0.38 | 37 | 1184 | wind_onshore | 0 | 0 | 0 | 0 | 0 | 0 | 0 | 0 | 298.39 | 298.39 | 298.39 | 298.39 | 298.39 | 298.39 | 20 | 10 | 0 | 0 | 0 | 0 | 0 | 0 | 0 | 0 | 0 | 0 | 0 | 0 | 0 | 0 | 0 | 0 | 0 | 0 | 0 | 0 | 0 | 0 | 0 | 0 | 0 | 0 | 0 | 0 | 0 | 0 | 0 | 0 | 0 | 0 | 0 | 0 | 0 | 0 | 0 | 0 | 0 | 0 | 0 | 0 | 0 | 0 | 0 | 0
PE_SHB_DSS | 955 | 138 | PE | 0.15029 | 0.37977 | 38 | 955 | wind_onshore | 0 | 0 | 0 | 0 | 0 | 0 | 0 | 0 | 298.39 | 298.39 | 298.39 | 298.39 | 298.39 | 298.39 | 20 | 10 | 0 | 0 | 0 | 0 | 0 | 0 | 0 | 0 | 0 | 0 | 0 | 0 | 0 | 0 | 0 | 0 | 0 | 0 | 0 | 0 | 0 | 0 | 0 | 0 | 0 | 0 | 0 | 0 | 0 | 0 | 0 | 0 | 0 | 0 | 0 | 0 | 0 | 0 | 0 | 0 | 0 | 0 | 0 | 0 | 0 | 0 | 0 | 0
QC_CHS_SWS | 1002 | 735 | QC | 0.12077 | 0.37816 | 39 | 1002 | wind_onshore | 0 | 0 | 0 | 0 | 0 | 0 | 0 | 0 | 298.39 | 298.39 | 298.39 | 298.39 | 298.39 | 298.39 | 20 | 10 | 0 | 0 | 0 | 0 | 0 | 0 | 0 | 0 | 0 | 0 | 0 | 0 | 0 | 0 | 0 | 0 | 0 | 0 | 0 | 0 | 0 | 0 | 0 | 0 | 0 | 0 | 0 | 0 | 0 | 0 | 0 | 0 | 0 | 0 | 0 | 0 | 0 | 0 | 0 | 0 | 0 | 0 | 0 | 0 | 0 | 0 | 0 | 0
QC_LG3_GSS | 1061 | 735 | QC | 0.12077 | 0.37816 | 40 | 1061 | wind_onshore | 0 | 0 | 0 | 0 | 0 | 0 | 0 | 0 | 298.39 | 298.39 | 298.39 | 298.39 | 298.39 | 298.39 | 20 | 10 | 0 | 0 | 0 | 0 | 0 | 0 | 0 | 0 | 0 | 0 | 0 | 0 | 0 | 0 | 0 | 0 | 0 | 0 | 0 | 0 | 0 | 0 | 0 | 0 | 0 | 0 | 0 | 0 | 0 | 0 | 0 | 0 | 0 | 0 | 0 | 0 | 0 | 0 | 0 | 0 | 0 | 0 | 0 | 0 | 0 | 0 | 0 | 0
ON_OWS_DSS | 802 | 230 | ON | 0.15471 | 0.37772 | 41 | 802 | wind_onshore | 0 | 0 | 0 | 0 | 0 | 0 | 0 | 0 | 298.39 | 298.39 | 298.39 | 298.39 | 298.39 | 298.39 | 20 | 10 | 0 | 0 | 0 | 0 | 0 | 0 | 0 | 0 | 0 | 0 | 0 | 0 | 0 | 0 | 0 | 0 | 0 | 0 | 0 | 0 | 0 | 0 | 0 | 0 | 0 | 0 | 0 | 0 | 0 | 0 | 0 | 0 | 0 | 0 | 0 | 0 | 0 | 0 | 0 | 0 | 0 | 0 | 0 | 0 | 0 | 0 | 0 | 0
ON_ASH_SWS | 492 | 500 | ON | 0.15617 | 0.37611 | 42 | 492 | wind_onshore | 0 | 0 | 0 | 0 | 0 | 0 | 0 | 0 | 298.39 | 298.39 | 298.39 | 298.39 | 298.39 | 298.39 | 20 | 10 | 0 | 0 | 0 | 0 | 0 | 0 | 0 | 0 | 0 | 0 | 0 | 0 | 0 | 0 | 0 | 0 | 0 | 0 | 0 | 0 | 0 | 0 | 0 | 0 | 0 | 0 | 0 | 0 | 0 | 0 | 0 | 0 | 0 | 0 | 0 | 0 | 0 | 0 | 0 | 0 | 0 | 0 | 0 | 0 | 0 | 0 | 0 | 0
ON_K2W_GSS | 678 | 500 | ON | 0.15617 | 0.37611 | 43 | 678 | wind_onshore | 0 | 0 | 0 | 0 | 0 | 0 | 0 | 0 | 298.39 | 298.39 | 298.39 | 298.39 | 298.39 | 298.39 | 20 | 10 | 0 | 0 | 0 | 0 | 0 | 0 | 0 | 0 | 0 | 0 | 0 | 0 | 0 | 0 | 0 | 0 | 0 | 0 | 0 | 0 | 0 | 0 | 0 | 0 | 0 | 0 | 0 | 0 | 0 | 0 | 0 | 0 | 0 | 0 | 0 | 0 | 0 | 0 | 0 | 0 | 0 | 0 | 0 | 0 | 0 | 0 | 0 | 0
QC_LEM_SWS | 1055 | 735 | QC | 0.11952 | 0.3746 | 44 | 1055 | wind_onshore | 0 | 0 | 0 | 0 | 0 | 0 | 0 | 0 | 298.39 | 298.39 | 298.39 | 298.39 | 298.39 | 298.39 | 20 | 10 | 0 | 0 | 0 | 0 | 0 | 0 | 0 | 0 | 0 | 0 | 0 | 0 | 0 | 0 | 0 | 0 | 0 | 0 | 0 | 0 | 0 | 0 | 0 | 0 | 0 | 0 | 0 | 0 | 0 | 0 | 0 | 0 | 0 | 0 | 0 | 0 | 0 | 0 | 0 | 0 | 0 | 0 | 0 | 0 | 0 | 0 | 0 | 0
SK_KDY_DSS | 1180 | 230 | SK | 0.16539 | 0.37433 | 45 | 1180 | wind_onshore | 0 | 0 | 0 | 0 | 0 | 0 | 0 | 0 | 298.39 | 298.39 | 298.39 | 298.39 | 298.39 | 298.39 | 20 | 10 | 0 | 0 | 0 | 0 | 0 | 0 | 0 | 0 | 0 | 0 | 0 | 0 | 0 | 0 | 0 | 0 | 0 | 0 | 0 | 0 | 0 | 0 | 0 | 0 | 0 | 0 | 0 | 0 | 0 | 0 | 0 | 0 | 0 | 0 | 0 | 0 | 0 | 0 | 0 | 0 | 0 | 0 | 0 | 0 | 0 | 0 | 0 | 0
ON_WNG_DSS | 934 | 230 | ON | 0.15594 | 0.37358 | 46 | 934 | wind_onshore | 0 | 0 | 0 | 0 | 0 | 0 | 0 | 0 | 298.39 | 298.39 | 298.39 | 298.39 | 298.39 | 298.39 | 20 | 10 | 0 | 0 | 0 | 0 | 0 | 0 | 0 | 0 | 0 | 0 | 0 | 0 | 0 | 0 | 0 | 0 | 0 | 0 | 0 | 0 | 0 | 0 | 0 | 0 | 0 | 0 | 0 | 0 | 0 | 0 | 0 | 0 | 0 | 0 | 0 | 0 | 0 | 0 | 0 | 0 | 0 | 0 | 0 | 0 | 0 | 0 | 0 | 0
ON_WNG_JCT | 935 | 230 | ON | 0.15594 | 0.37358 | 47 | 935 | wind_onshore | 0 | 0 | 0 | 0 | 0 | 0 | 0 | 0 | 298.39 | 298.39 | 298.39 | 298.39 | 298.39 | 298.39 | 20 | 10 | 0 | 0 | 0 | 0 | 0 | 0 | 0 | 0 | 0 | 0 | 0 | 0 | 0 | 0 | 0 | 0 | 0 | 0 | 0 | 0 | 0 | 0 | 0 | 0 | 0 | 0 | 0 | 0 | 0 | 0 | 0 | 0 | 0 | 0 | 0 | 0 | 0 | 0 | 0 | 0 | 0 | 0 | 0 | 0 | 0 | 0 | 0 | 0
ON_HNV_DSS | 657 | 230 | ON | 0.15526 | 0.37328 | 48 | 657 | wind_onshore | 0 | 0 | 0 | 0 | 0 | 0 | 0 | 0 | 298.39 | 298.39 | 298.39 | 298.39 | 298.39 | 298.39 | 20 | 10 | 0 | 0 | 0 | 0 | 0 | 0 | 0 | 0 | 0 | 0 | 0 | 0 | 0 | 0 | 0 | 0 | 0 | 0 | 0 | 0 | 0 | 0 | 0 | 0 | 0 | 0 | 0 | 0 | 0 | 0 | 0 | 0 | 0 | 0 | 0 | 0 | 0 | 0 | 0 | 0 | 0 | 0 | 0 | 0 | 0 | 0 | 0 | 0
QC_LF2_GSS | 1057 | 315 | QC | 0.11924 | 0.37311 | 49 | 1057 | wind_onshore | 0 | 0 | 0 | 0 | 0 | 0 | 0 | 0 | 298.39 | 298.39 | 298.39 | 298.39 | 298.39 | 298.39 | 20 | 10 | 0 | 0 | 0 | 0 | 0 | 0 | 0 | 0 | 0 | 0 | 0 | 0 | 0 | 0 | 0 | 0 | 0 | 0 | 0 | 0 | 0 | 0 | 0 | 0 | 0 | 0 | 0 | 0 | 0 | 0 | 0 | 0 | 0 | 0 | 0 | 0 | 0 | 0 | 0 | 0 | 0 | 0 | 0 | 0 | 0 | 0 | 0 | 0
ON_SFT_DSS | 844 | 230 | ON | 0.15693 | 0.37203 | 50 | 844 | wind_onshore | 0 | 0 | 0 | 0 | 0 | 0 | 0 | 0 | 298.39 | 298.39 | 298.39 | 298.39 | 298.39 | 298.39 | 20 | 10 | 0 | 0 | 0 | 0 | 0 | 0 | 0 | 0 | 0 | 0 | 0 | 0 | 0 | 0 | 0 | 0 | 0 | 0 | 0 | 0 | 0 | 0 | 0 | 0 | 0 | 0 | 0 | 0 | 0 | 0 | 0 | 0 | 0 | 0 | 0 | 0 | 0 | 0 | 0 | 0 | 0 | 0 | 0 | 0 | 0 | 0 | 0 | 0
ON_ZUR_DSS | 944 | 230 | ON | 0.15693 | 0.37203 | 51 | 944 | wind_onshore | 0 | 0 | 0 | 0 | 0 | 0 | 0 | 0 | 298.39 | 298.39 | 298.39 | 298.39 | 298.39 | 298.39 | 20 | 10 | 0 | 0 | 0 | 0 | 0 | 0 | 0 | 0 | 0 | 0 | 0 | 0 | 0 | 0 | 0 | 0 | 0 | 0 | 0 | 0 | 0 | 0 | 0 | 0 | 0 | 0 | 0 | 0 | 0 | 0 | 0 | 0 | 0 | 0 | 0 | 0 | 0 | 0 | 0 | 0 | 0 | 0 | 0 | 0 | 0 | 0 | 0 | 0
ON_ZUR_JCT | 945 | 230 | ON | 0.15693 | 0.37203 | 52 | 945 | wind_onshore | 0 | 0 | 0 | 0 | 0 | 0 | 0 | 0 | 298.39 | 298.39 | 298.39 | 298.39 | 298.39 | 298.39 | 20 | 10 | 0 | 0 | 0 | 0 | 0 | 0 | 0 | 0 | 0 | 0 | 0 | 0 | 0 | 0 | 0 | 0 | 0 | 0 | 0 | 0 | 0 | 0 | 0 | 0 | 0 | 0 | 0 | 0 | 0 | 0 | 0 | 0 | 0 | 0 | 0 | 0 | 0 | 0 | 0 | 0 | 0 | 0 | 0 | 0 | 0 | 0 | 0 | 0
MB_STL_GSS | 398 | 230 | MB | 0.15971 | 0.37189 | 53 | 398 | wind_onshore | 0 | 0 | 0 | 0 | 0 | 0 | 0 | 0 | 298.39 | 298.39 | 298.39 | 298.39 | 298.39 | 298.39 | 20 | 10 | 0 | 0 | 0 | 0 | 0 | 0 | 0 | 0 | 0 | 0 | 0 | 0 | 0 | 0 | 0 | 0 | 0 | 0 | 0 | 0 | 0 | 0 | 0 | 0 | 0 | 0 | 0 | 0 | 0 | 0 | 0 | 0 | 0 | 0 | 0 | 0 | 0 | 0 | 0 | 0 | 0 | 0 | 0 | 0 | 0 | 0 | 0 | 0
NL_WTS_DSS | 453 | 230 | NL | 0.12851 | 0.37115 | 54 | 453 | wind_onshore | 0 | 0 | 0 | 0 | 0 | 0 | 0 | 0 | 298.39 | 298.39 | 298.39 | 298.39 | 298.39 | 298.39 | 20 | 10 | 0 | 0 | 0 | 0 | 0 | 0 | 0 | 0 | 0 | 0 | 0 | 0 | 0 | 0 | 0 | 0 | 0 | 0 | 0 | 0 | 0 | 0 | 0 | 0 | 0 | 0 | 0 | 0 | 0 | 0 | 0 | 0 | 0 | 0 | 0 | 0 | 0 | 0 | 0 | 0 | 0 | 0 | 0 | 0 | 0 | 0 | 0 | 0
AB_251S_DSS | 32 | 240 | AB | 0.16371 | 0.36988 | 55 | 32 | wind_onshore | 0 | 0 | 0 | 0 | 0 | 0 | 0 | 0 | 298.39 | 298.39 | 298.39 | 298.39 | 298.39 | 298.39 | 20 | 10 | 0 | 0 | 0 | 0 | 0 | 0 | 0 | 0 | 0 | 0 | 0 | 0 | 0 | 0 | 0 | 0 | 0 | 0 | 0 | 0 | 0 | 0 | 0 | 0 | 0 | 0 | 0 | 0 | 0 | 0 | 0 | 0 | 0 | 0 | 0 | 0 | 0 | 0 | 0 | 0 | 0 | 0 | 0 | 0 | 0 | 0 | 0 | 0
NL_HOL_GSS | 438 | 230 | NL | 0.13217 | 0.36872 | 56 | 438 | wind_onshore | 0 | 0 | 0 | 0 | 0 | 0 | 0 | 0 | 298.39 | 298.39 | 298.39 | 298.39 | 298.39 | 298.39 | 20 | 10 | 0 | 0 | 0 | 0 | 0 | 0 | 0 | 0 | 0 | 0 | 0 | 0 | 0 | 0 | 0 | 0 | 0 | 0 | 0 | 0 | 0 | 0 | 0 | 0 | 0 | 0 | 0 | 0 | 0 | 0 | 0 | 0 | 0 | 0 | 0 | 0 | 0 | 0 | 0 | 0 | 0 | 0 | 0 | 0 | 0 | 0 | 0 | 0
QC_LPL_DSS | 1071 | 230 | QC | 0.14442 | 0.36851 | 57 | 1071 | wind_onshore | 0 | 0 | 0 | 0 | 0 | 0 | 0 | 0 | 298.39 | 298.39 | 298.39 | 298.39 | 298.39 | 298.39 | 20 | 10 | 0 | 0 | 0 | 0 | 0 | 0 | 0 | 0 | 0 | 0 | 0 | 0 | 0 | 0 | 0 | 0 | 0 | 0 | 0 | 0 | 0 | 0 | 0 | 0 | 0 | 0 | 0 | 0 | 0 | 0 | 0 | 0 | 0 | 0 | 0 | 0 | 0 | 0 | 0 | 0 | 0 | 0 | 0 | 0 | 0 | 0 | 0 | 0
QC_MTL_GSS | 1099 | 230 | QC | 0.14442 | 0.36851 | 58 | 1099 | wind_onshore | 0 | 0 | 0 | 0 | 0 | 0 | 0 | 0 | 298.39 | 298.39 | 298.39 | 298.39 | 298.39 | 298.39 | 20 | 10 | 0 | 0 | 0 | 0 | 0 | 0 | 0 | 0 | 0 | 0 | 0 | 0 | 0 | 0 | 0 | 0 | 0 | 0 | 0 | 0 | 0 | 0 | 0 | 0 | 0 | 0 | 0 | 0 | 0 | 0 | 0 | 0 | 0 | 0 | 0 | 0 | 0 | 0 | 0 | 0 | 0 | 0 | 0 | 0 | 0 | 0 | 0 | 0
QC_LG1_GSS | 1058 | 315 | QC | 0.12608 | 0.36822 | 59 | 1058 | wind_onshore | 0 | 0 | 0 | 0 | 0 | 0 | 0 | 0 | 298.39 | 298.39 | 298.39 | 298.39 | 298.39 | 298.39 | 20 | 10 | 0 | 0 | 0 | 0 | 0 | 0 | 0 | 0 | 0 | 0 | 0 | 0 | 0 | 0 | 0 | 0 | 0 | 0 | 0 | 0 | 0 | 0 | 0 | 0 | 0 | 0 | 0 | 0 | 0 | 0 | 0 | 0 | 0 | 0 | 0 | 0 | 0 | 0 | 0 | 0 | 0 | 0 | 0 | 0 | 0 | 0 | 0 | 0
ON_SOG_GSS | 860 | 230 | ON | 0.15577 | 0.36797 | 60 | 860 | wind_onshore | 0 | 0 | 0 | 0 | 0 | 0 | 0 | 0 | 298.39 | 298.39 | 298.39 | 298.39 | 298.39 | 298.39 | 20 | 10 | 0 | 0 | 0 | 0 | 0 | 0 | 0 | 0 | 0 | 0 | 0 | 0 | 0 | 0 | 0 | 0 | 0 | 0 | 0 | 0 | 0 | 0 | 0 | 0 | 0 | 0 | 0 | 0 | 0 | 0 | 0 | 0 | 0 | 0 | 0 | 0 | 0 | 0 | 0 | 0 | 0 | 0 | 0 | 0 | 0 | 0 | 0 | 0
ON_SOG_JCT | 861 | 230 | ON | 0.15577 | 0.36797 | 61 | 861 | wind_onshore | 0 | 0 | 0 | 0 | 0 | 0 | 0 | 0 | 298.39 | 298.39 | 298.39 | 298.39 | 298.39 | 298.39 | 20 | 10 | 0 | 0 | 0 | 0 | 0 | 0 | 0 | 0 | 0 | 0 | 0 | 0 | 0 | 0 | 0 | 0 | 0 | 0 | 0 | 0 | 0 | 0 | 0 | 0 | 0 | 0 | 0 | 0 | 0 | 0 | 0 | 0 | 0 | 0 | 0 | 0 | 0 | 0 | 0 | 0 | 0 | 0 | 0 | 0 | 0 | 0 | 0 | 0
MB_STY_DSS | 400 | 230 | MB | 0.15876 | 0.36768 | 62 | 400 | wind_onshore | 0 | 0 | 0 | 0 | 0 | 0 | 0 | 0 | 298.39 | 298.39 | 298.39 | 298.39 | 298.39 | 298.39 | 20 | 10 | 0 | 0 | 0 | 0 | 0 | 0 | 0 | 0 | 0 | 0 | 0 | 0 | 0 | 0 | 0 | 0 | 0 | 0 | 0 | 0 | 0 | 0 | 0 | 0 | 0 | 0 | 0 | 0 | 0 | 0 | 0 | 0 | 0 | 0 | 0 | 0 | 0 | 0 | 0 | 0 | 0 | 0 | 0 | 0 | 0 | 0 | 0 | 0
AB_244S_DSS | 31 | 240 | AB | 0.16306 | 0.36734 | 63 | 31 | wind_onshore | 0 | 0 | 0 | 0 | 0 | 0 | 0 | 0 | 298.39 | 298.39 | 298.39 | 298.39 | 298.39 | 298.39 | 20 | 10 | 0 | 0 | 0 | 0 | 0 | 0 | 0 | 0 | 0 | 0 | 0 | 0 | 0 | 0 | 0 | 0 | 0 | 0 | 0 | 0 | 0 | 0 | 0 | 0 | 0 | 0 | 0 | 0 | 0 | 0 | 0 | 0 | 0 | 0 | 0 | 0 | 0 | 0 | 0 | 0 | 0 | 0 | 0 | 0 | 0 | 0 | 0 | 0
ON_SFD_JCT | 843 | 230 | ON | 0.16137 | 0.36734 | 64 | 843 | wind_onshore | 0 | 0 | 0 | 0 | 0 | 0 | 0 | 0 | 298.39 | 298.39 | 298.39 | 298.39 | 298.39 | 298.39 | 20 | 10 | 0 | 0 | 0 | 0 | 0 | 0 | 0 | 0 | 0 | 0 | 0 | 0 | 0 | 0 | 0 | 0 | 0 | 0 | 0 | 0 | 0 | 0 | 0 | 0 | 0 | 0 | 0 | 0 | 0 | 0 | 0 | 0 | 0 | 0 | 0 | 0 | 0 | 0 | 0 | 0 | 0 | 0 | 0 | 0 | 0 | 0 | 0 | 0
AB_1018S_DSS | 1 | 240 | AB | 0.16351 | 0.36714 | 65 | 1 | wind_onshore | 0 | 0 | 0 | 0 | 0 | 0 | 0 | 0 | 298.39 | 298.39 | 298.39 | 298.39 | 298.39 | 298.39 | 20 | 10 | 0 | 0 | 0 | 0 | 0 | 0 | 0 | 0 | 0 | 0 | 0 | 0 | 0 | 0 | 0 | 0 | 0 | 0 | 0 | 0 | 0 | 0 | 0 | 0 | 0 | 0 | 0 | 0 | 0 | 0 | 0 | 0 | 0 | 0 | 0 | 0 | 0 | 0 | 0 | 0 | 0 | 0 | 0 | 0 | 0 | 0 | 0 | 0
AB_649S_DSS | 81 | 138 | AB | 0.16305 | 0.36705 | 66 | 81 | wind_onshore | 0 | 0 | 0 | 0 | 0 | 0 | 0 | 0 | 298.39 | 298.39 | 298.39 | 298.39 | 298.39 | 298.39 | 20 | 10 | 0 | 0 | 0 | 0 | 0 | 0 | 0 | 0 | 0 | 0 | 0 | 0 | 0 | 0 | 0 | 0 | 0 | 0 | 0 | 0 | 0 | 0 | 0 | 0 | 0 | 0 | 0 | 0 | 0 | 0 | 0 | 0 | 0 | 0 | 0 | 0 | 0 | 0 | 0 | 0 | 0 | 0 | 0 | 0 | 0 | 0 | 0 | 0
AB_326S_JCT | 46 | 240 | AB | 0.1636 | 0.36683 | 67 | 46 | wind_onshore | 0 | 0 | 0 | 0 | 0 | 0 | 0 | 0 | 298.39 | 298.39 | 298.39 | 298.39 | 298.39 | 298.39 | 20 | 10 | 0 | 0 | 0 | 0 | 0 | 0 | 0 | 0 | 0 | 0 | 0 | 0 | 0 | 0 | 0 | 0 | 0 | 0 | 0 | 0 | 0 | 0 | 0 | 0 | 0 | 0 | 0 | 0 | 0 | 0 | 0 | 0 | 0 | 0 | 0 | 0 | 0 | 0 | 0 | 0 | 0 | 0 | 0 | 0 | 0 | 0 | 0 | 0
AB_326S_GSS | 45 | 240 | AB | 0.1636 | 0.36679 | 68 | 45 | wind_onshore | 0 | 0 | 0 | 0 | 0 | 0 | 0 | 0 | 298.39 | 298.39 | 298.39 | 298.39 | 298.39 | 298.39 | 20 | 10 | 0 | 0 | 0 | 0 | 0 | 0 | 0 | 0 | 0 | 0 | 0 | 0 | 0 | 0 | 0 | 0 | 0 | 0 | 0 | 0 | 0 | 0 | 0 | 0 | 0 | 0 | 0 | 0 | 0 | 0 | 0 | 0 | 0 | 0 | 0 | 0 | 0 | 0 | 0 | 0 | 0 | 0 | 0 | 0 | 0 | 0 | 0 | 0
ON_KRN_TSS | 696 | 230 | ON | 0.16076 | 0.36652 | 69 | 696 | wind_onshore | 0 | 0 | 0 | 0 | 0 | 0 | 0 | 0 | 298.39 | 298.39 | 298.39 | 298.39 | 298.39 | 298.39 | 20 | 10 | 0 | 0 | 0 | 0 | 0 | 0 | 0 | 0 | 0 | 0 | 0 | 0 | 0 | 0 | 0 | 0 | 0 | 0 | 0 | 0 | 0 | 0 | 0 | 0 | 0 | 0 | 0 | 0 | 0 | 0 | 0 | 0 | 0 | 0 | 0 | 0 | 0 | 0 | 0 | 0 | 0 | 0 | 0 | 0 | 0 | 0 | 0 | 0
ON_FST_DSS | 615 | 230 | ON | 0.15856 | 0.36646 | 70 | 615 | wind_onshore | 0 | 0 | 0 | 0 | 0 | 0 | 0 | 0 | 298.39 | 298.39 | 298.39 | 298.39 | 298.39 | 298.39 | 20 | 10 | 0 | 0 | 0 | 0 | 0 | 0 | 0 | 0 | 0 | 0 | 0 | 0 | 0 | 0 | 0 | 0 | 0 | 0 | 0 | 0 | 0 | 0 | 0 | 0 | 0 | 0 | 0 | 0 | 0 | 0 | 0 | 0 | 0 | 0 | 0 | 0 | 0 | 0 | 0 | 0 | 0 | 0 | 0 | 0 | 0 | 0 | 0 | 0
ON_FST_JCT | 616 | 230 | ON | 0.15856 | 0.36646 | 71 | 616 | wind_onshore | 0 | 0 | 0 | 0 | 0 | 0 | 0 | 0 | 298.39 | 298.39 | 298.39 | 298.39 | 298.39 | 298.39 | 20 | 10 | 0 | 0 | 0 | 0 | 0 | 0 | 0 | 0 | 0 | 0 | 0 | 0 | 0 | 0 | 0 | 0 | 0 | 0 | 0 | 0 | 0 | 0 | 0 | 0 | 0 | 0 | 0 | 0 | 0 | 0 | 0 | 0 | 0 | 0 | 0 | 0 | 0 | 0 | 0 | 0 | 0 | 0 | 0 | 0 | 0 | 0 | 0 | 0
ON_ING_DSS | 672 | 230 | ON | 0.16071 | 0.36623 | 72 | 672 | wind_onshore | 0 | 0 | 0 | 0 | 0 | 0 | 0 | 0 | 298.39 | 298.39 | 298.39 | 298.39 | 298.39 | 298.39 | 20 | 10 | 0 | 0 | 0 | 0 | 0 | 0 | 0 | 0 | 0 | 0 | 0 | 0 | 0 | 0 | 0 | 0 | 0 | 0 | 0 | 0 | 0 | 0 | 0 | 0 | 0 | 0 | 0 | 0 | 0 | 0 | 0 | 0 | 0 | 0 | 0 | 0 | 0 | 0 | 0 | 0 | 0 | 0 | 0 | 0 | 0 | 0 | 0 | 0
ON_ING_JCT | 673 | 230 | ON | 0.16071 | 0.36623 | 73 | 673 | wind_onshore | 0 | 0 | 0 | 0 | 0 | 0 | 0 | 0 | 298.39 | 298.39 | 298.39 | 298.39 | 298.39 | 298.39 | 20 | 10 | 0 | 0 | 0 | 0 | 0 | 0 | 0 | 0 | 0 | 0 | 0 | 0 | 0 | 0 | 0 | 0 | 0 | 0 | 0 | 0 | 0 | 0 | 0 | 0 | 0 | 0 | 0 | 0 | 0 | 0 | 0 | 0 | 0 | 0 | 0 | 0 | 0 | 0 | 0 | 0 | 0 | 0 | 0 | 0 | 0 | 0 | 0 | 0
ON_STF_DSS | 868 | 230 | ON | 0.15862 | 0.36603 | 74 | 868 | wind_onshore | 0 | 0 | 0 | 0 | 0 | 0 | 0 | 0 | 298.39 | 298.39 | 298.39 | 298.39 | 298.39 | 298.39 | 20 | 10 | 0 | 0 | 0 | 0 | 0 | 0 | 0 | 0 | 0 | 0 | 0 | 0 | 0 | 0 | 0 | 0 | 0 | 0 | 0 | 0 | 0 | 0 | 0 | 0 | 0 | 0 | 0 | 0 | 0 | 0 | 0 | 0 | 0 | 0 | 0 | 0 | 0 | 0 | 0 | 0 | 0 | 0 | 0 | 0 | 0 | 0 | 0 | 0
ON_STF_JCT | 869 | 230 | ON | 0.15866 | 0.36589 | 75 | 869 | wind_onshore | 0 | 0 | 0 | 0 | 0 | 0 | 0 | 0 | 298.39 | 298.39 | 298.39 | 298.39 | 298.39 | 298.39 | 20 | 10 | 0 | 0 | 0 | 0 | 0 | 0 | 0 | 0 | 0 | 0 | 0 | 0 | 0 | 0 | 0 | 0 | 0 | 0 | 0 | 0 | 0 | 0 | 0 | 0 | 0 | 0 | 0 | 0 | 0 | 0 | 0 | 0 | 0 | 0 | 0 | 0 | 0 | 0 | 0 | 0 | 0 | 0 | 0 | 0 | 0 | 0 | 0 | 0
QC_GRM_GSS | 1028 | 230 | QC | 0.14361 | 0.36457 | 76 | 1028 | wind_onshore | 0 | 0 | 0 | 0 | 0 | 0 | 0 | 0 | 298.39 | 298.39 | 298.39 | 298.39 | 298.39 | 298.39 | 20 | 10 | 0 | 0 | 0 | 0 | 0 | 0 | 0 | 0 | 0 | 0 | 0 | 0 | 0 | 0 | 0 | 0 | 0 | 0 | 0 | 0 | 0 | 0 | 0 | 0 | 0 | 0 | 0 | 0 | 0 | 0 | 0 | 0 | 0 | 0 | 0 | 0 | 0 | 0 | 0 | 0 | 0 | 0 | 0 | 0 | 0 | 0 | 0 | 0
ON_BUC_DSS | 524 | 230 | ON | 0.16102 | 0.36398 | 77 | 524 | wind_onshore | 0 | 0 | 0 | 0 | 0 | 0 | 0 | 0 | 298.39 | 298.39 | 298.39 | 298.39 | 298.39 | 298.39 | 20 | 10 | 0 | 0 | 0 | 0 | 0 | 0 | 0 | 0 | 0 | 0 | 0 | 0 | 0 | 0 | 0 | 0 | 0 | 0 | 0 | 0 | 0 | 0 | 0 | 0 | 0 | 0 | 0 | 0 | 0 | 0 | 0 | 0 | 0 | 0 | 0 | 0 | 0 | 0 | 0 | 0 | 0 | 0 | 0 | 0 | 0 | 0 | 0 | 0
ON_EDG_DSS | 587 | 230 | ON | 0.16213 | 0.36365 | 78 | 587 | wind_onshore | 0 | 0 | 0 | 0 | 0 | 0 | 0 | 0 | 298.39 | 298.39 | 298.39 | 298.39 | 298.39 | 298.39 | 20 | 10 | 0 | 0 | 0 | 0 | 0 | 0 | 0 | 0 | 0 | 0 | 0 | 0 | 0 | 0 | 0 | 0 | 0 | 0 | 0 | 0 | 0 | 0 | 0 | 0 | 0 | 0 | 0 | 0 | 0 | 0 | 0 | 0 | 0 | 0 | 0 | 0 | 0 | 0 | 0 | 0 | 0 | 0 | 0 | 0 | 0 | 0 | 0 | 0
ON_KJ9_JCT | 684 | 230 | ON | 0.15985 | 0.36354 | 79 | 684 | wind_onshore | 0 | 0 | 0 | 0 | 0 | 0 | 0 | 0 | 298.39 | 298.39 | 298.39 | 298.39 | 298.39 | 298.39 | 20 | 10 | 0 | 0 | 0 | 0 | 0 | 0 | 0 | 0 | 0 | 0 | 0 | 0 | 0 | 0 | 0 | 0 | 0 | 0 | 0 | 0 | 0 | 0 | 0 | 0 | 0 | 0 | 0 | 0 | 0 | 0 | 0 | 0 | 0 | 0 | 0 | 0 | 0 | 0 | 0 | 0 | 0 | 0 | 0 | 0 | 0 | 0 | 0 | 0
ON_KM9_DSS | 688 | 230 | ON | 0.15985 | 0.36354 | 80 | 688 | wind_onshore | 0 | 0 | 0 | 0 | 0 | 0 | 0 | 0 | 298.39 | 298.39 | 298.39 | 298.39 | 298.39 | 298.39 | 20 | 10 | 0 | 0 | 0 | 0 | 0 | 0 | 0 | 0 | 0 | 0 | 0 | 0 | 0 | 0 | 0 | 0 | 0 | 0 | 0 | 0 | 0 | 0 | 0 | 0 | 0 | 0 | 0 | 0 | 0 | 0 | 0 | 0 | 0 | 0 | 0 | 0 | 0 | 0 | 0 | 0 | 0 | 0 | 0 | 0 | 0 | 0 | 0 | 0
ON_BOS_JCT | 514 | 230 | ON | 0.16122 | 0.36351 | 81 | 514 | wind_onshore | 0 | 0 | 0 | 0 | 0 | 0 | 0 | 0 | 298.39 | 298.39 | 298.39 | 298.39 | 298.39 | 298.39 | 20 | 10 | 0 | 0 | 0 | 0 | 0 | 0 | 0 | 0 | 0 | 0 | 0 | 0 | 0 | 0 | 0 | 0 | 0 | 0 | 0 | 0 | 0 | 0 | 0 | 0 | 0 | 0 | 0 | 0 | 0 | 0 | 0 | 0 | 0 | 0 | 0 | 0 | 0 | 0 | 0 | 0 | 0 | 0 | 0 | 0 | 0 | 0 | 0 | 0
ON_WND_DSS | 933 | 230 | ON | 0.16122 | 0.36351 | 82 | 933 | wind_onshore | 0 | 0 | 0 | 0 | 0 | 0 | 0 | 0 | 298.39 | 298.39 | 298.39 | 298.39 | 298.39 | 298.39 | 20 | 10 | 0 | 0 | 0 | 0 | 0 | 0 | 0 | 0 | 0 | 0 | 0 | 0 | 0 | 0 | 0 | 0 | 0 | 0 | 0 | 0 | 0 | 0 | 0 | 0 | 0 | 0 | 0 | 0 | 0 | 0 | 0 | 0 | 0 | 0 | 0 | 0 | 0 | 0 | 0 | 0 | 0 | 0 | 0 | 0 | 0 | 0 | 0 | 0
XX_SKUS1_INT | 1213 | 230 | US | 0.168 | 0.36301 | 83 | 1213 | wind_onshore | 0 | 0 | 0 | 0 | 0 | 0 | 0 | 0 | 298.39 | 298.39 | 298.39 | 298.39 | 298.39 | 298.39 | 20 | 10 | 0 | 0 | 0 | 0 | 0 | 0 | 0 | 0 | 0 | 0 | 0 | 0 | 0 | 0 | 0 | 0 | 0 | 0 | 0 | 0 | 0 | 0 | 0 | 0 | 0 | 0 | 0 | 0 | 0 | 0 | 0 | 0 | 0 | 0 | 0 | 0 | 0 | 0 | 0 | 0 | 0 | 0 | 0 | 0 | 0 | 0 | 0 | 0
SK_GPL_GSS | 1179 | 230 | SK | 0.16402 | 0.36287 | 84 | 1179 | wind_onshore | 0 | 0 | 0 | 0 | 0 | 0 | 0 | 0 | 298.39 | 298.39 | 298.39 | 298.39 | 298.39 | 298.39 | 20 | 10 | 0 | 0 | 0 | 0 | 0 | 0 | 0 | 0 | 0 | 0 | 0 | 0 | 0 | 0 | 0 | 0 | 0 | 0 | 0 | 0 | 0 | 0 | 0 | 0 | 0 | 0 | 0 | 0 | 0 | 0 | 0 | 0 | 0 | 0 | 0 | 0 | 0 | 0 | 0 | 0 | 0 | 0 | 0 | 0 | 0 | 0 | 0 | 0
QC_LF1_GSS | 1056 | 315 | QC | 0.11784 | 0.36269 | 85 | 1056 | wind_onshore | 0 | 0 | 0 | 0 | 0 | 0 | 0 | 0 | 298.39 | 298.39 | 298.39 | 298.39 | 298.39 | 298.39 | 20 | 10 | 0 | 0 | 0 | 0 | 0 | 0 | 0 | 0 | 0 | 0 | 0 | 0 | 0 | 0 | 0 | 0 | 0 | 0 | 0 | 0 | 0 | 0 | 0 | 0 | 0 | 0 | 0 | 0 | 0 | 0 | 0 | 0 | 0 | 0 | 0 | 0 | 0 | 0 | 0 | 0 | 0 | 0 | 0 | 0 | 0 | 0 | 0 | 0
QC_NIK_SWS | 1107 | 315 | QC | 0.11784 | 0.36269 | 86 | 1107 | wind_onshore | 0 | 0 | 0 | 0 | 0 | 0 | 0 | 0 | 298.39 | 298.39 | 298.39 | 298.39 | 298.39 | 298.39 | 20 | 10 | 0 | 0 | 0 | 0 | 0 | 0 | 0 | 0 | 0 | 0 | 0 | 0 | 0 | 0 | 0 | 0 | 0 | 0 | 0 | 0 | 0 | 0 | 0 | 0 | 0 | 0 | 0 | 0 | 0 | 0 | 0 | 0 | 0 | 0 | 0 | 0 | 0 | 0 | 0 | 0 | 0 | 0 | 0 | 0 | 0 | 0 | 0 | 0
SK_PBL_DSS | 1183 | 230 | SK | 0.16583 | 0.36252 | 87 | 1183 | wind_onshore | 0 | 0 | 0 | 0 | 0 | 0 | 0 | 0 | 298.39 | 298.39 | 298.39 | 298.39 | 298.39 | 298.39 | 20 | 10 | 0 | 0 | 0 | 0 | 0 | 0 | 0 | 0 | 0 | 0 | 0 | 0 | 0 | 0 | 0 | 0 | 0 | 0 | 0 | 0 | 0 | 0 | 0 | 0 | 0 | 0 | 0 | 0 | 0 | 0 | 0 | 0 | 0 | 0 | 0 | 0 | 0 | 0 | 0 | 0 | 0 | 0 | 0 | 0 | 0 | 0 | 0 | 0
ON_EVG_SWS | 604 | 500 | ON | 0.15948 | 0.3621 | 88 | 604 | wind_onshore | 0 | 0 | 0 | 0 | 0 | 0 | 0 | 0 | 298.39 | 298.39 | 298.39 | 298.39 | 298.39 | 298.39 | 20 | 10 | 0 | 0 | 0 | 0 | 0 | 0 | 0 | 0 | 0 | 0 | 0 | 0 | 0 | 0 | 0 | 0 | 0 | 0 | 0 | 0 | 0 | 0 | 0 | 0 | 0 | 0 | 0 | 0 | 0 | 0 | 0 | 0 | 0 | 0 | 0 | 0 | 0 | 0 | 0 | 0 | 0 | 0 | 0 | 0 | 0 | 0 | 0 | 0
ON_PKH_ISS | 814 | 500 | ON | 0.15948 | 0.3621 | 89 | 814 | wind_onshore | 0 | 0 | 0 | 0 | 0 | 0 | 0 | 0 | 298.39 | 298.39 | 298.39 | 298.39 | 298.39 | 298.39 | 20 | 10 | 0 | 0 | 0 | 0 | 0 | 0 | 0 | 0 | 0 | 0 | 0 | 0 | 0 | 0 | 0 | 0 | 0 | 0 | 0 | 0 | 0 | 0 | 0 | 0 | 0 | 0 | 0 | 0 | 0 | 0 | 0 | 0 | 0 | 0 | 0 | 0 | 0 | 0 | 0 | 0 | 0 | 0 | 0 | 0 | 0 | 0 | 0 | 0
ON_COW_JCT | 556 | 230 | ON | 0.16232 | 0.36192 | 90 | 556 | wind_onshore | 0 | 0 | 0 | 0 | 0 | 0 | 0 | 0 | 298.39 | 298.39 | 298.39 | 298.39 | 298.39 | 298.39 | 20 | 10 | 0 | 0 | 0 | 0 | 0 | 0 | 0 | 0 | 0 | 0 | 0 | 0 | 0 | 0 | 0 | 0 | 0 | 0 | 0 | 0 | 0 | 0 | 0 | 0 | 0 | 0 | 0 | 0 | 0 | 0 | 0 | 0 | 0 | 0 | 0 | 0 | 0 | 0 | 0 | 0 | 0 | 0 | 0 | 0 | 0 | 0 | 0 | 0
SK_PQA_DSS | 1185 | 230 | SK | 0.16398 | 0.36094 | 91 | 1185 | wind_onshore | 0 | 0 | 0 | 0 | 0 | 0 | 0 | 0 | 298.39 | 298.39 | 298.39 | 298.39 | 298.39 | 298.39 | 20 | 10 | 0 | 0 | 0 | 0 | 0 | 0 | 0 | 0 | 0 | 0 | 0 | 0 | 0 | 0 | 0 | 0 | 0 | 0 | 0 | 0 | 0 | 0 | 0 | 0 | 0 | 0 | 0 | 0 | 0 | 0 | 0 | 0 | 0 | 0 | 0 | 0 | 0 | 0 | 0 | 0 | 0 | 0 | 0 | 0 | 0 | 0 | 0 | 0
ON_DET_JCT | 570 | 230 | ON | 0.15986 | 0.36053 | 92 | 570 | wind_onshore | 0 | 0 | 0 | 0 | 0 | 0 | 0 | 0 | 298.39 | 298.39 | 298.39 | 298.39 | 298.39 | 298.39 | 20 | 10 | 0 | 0 | 0 | 0 | 0 | 0 | 0 | 0 | 0 | 0 | 0 | 0 | 0 | 0 | 0 | 0 | 0 | 0 | 0 | 0 | 0 | 0 | 0 | 0 | 0 | 0 | 0 | 0 | 0 | 0 | 0 | 0 | 0 | 0 | 0 | 0 | 0 | 0 | 0 | 0 | 0 | 0 | 0 | 0 | 0 | 0 | 0 | 0
ON_DET_TSS | 571 | 230 | ON | 0.15986 | 0.36053 | 93 | 571 | wind_onshore | 0 | 0 | 0 | 0 | 0 | 0 | 0 | 0 | 298.39 | 298.39 | 298.39 | 298.39 | 298.39 | 298.39 | 20 | 10 | 0 | 0 | 0 | 0 | 0 | 0 | 0 | 0 | 0 | 0 | 0 | 0 | 0 | 0 | 0 | 0 | 0 | 0 | 0 | 0 | 0 | 0 | 0 | 0 | 0 | 0 | 0 | 0 | 0 | 0 | 0 | 0 | 0 | 0 | 0 | 0 | 0 | 0 | 0 | 0 | 0 | 0 | 0 | 0 | 0 | 0 | 0 | 0
ON_WTN_DSS | 938 | 230 | ON | 0.15973 | 0.36042 | 94 | 938 | wind_onshore | 0 | 0 | 0 | 0 | 0 | 0 | 0 | 0 | 298.39 | 298.39 | 298.39 | 298.39 | 298.39 | 298.39 | 20 | 10 | 0 | 0 | 0 | 0 | 0 | 0 | 0 | 0 | 0 | 0 | 0 | 0 | 0 | 0 | 0 | 0 | 0 | 0 | 0 | 0 | 0 | 0 | 0 | 0 | 0 | 0 | 0 | 0 | 0 | 0 | 0 | 0 | 0 | 0 | 0 | 0 | 0 | 0 | 0 | 0 | 0 | 0 | 0 | 0 | 0 | 0 | 0 | 0
ON_WTN_JCT | 939 | 230 | ON | 0.15973 | 0.36042 | 95 | 939 | wind_onshore | 0 | 0 | 0 | 0 | 0 | 0 | 0 | 0 | 298.39 | 298.39 | 298.39 | 298.39 | 298.39 | 298.39 | 20 | 10 | 0 | 0 | 0 | 0 | 0 | 0 | 0 | 0 | 0 | 0 | 0 | 0 | 0 | 0 | 0 | 0 | 0 | 0 | 0 | 0 | 0 | 0 | 0 | 0 | 0 | 0 | 0 | 0 | 0 | 0 | 0 | 0 | 0 | 0 | 0 | 0 | 0 | 0 | 0 | 0 | 0 | 0 | 0 | 0 | 0 | 0 | 0 | 0
ON_DUA_DSS | 581 | 230 | ON | 0.16361 | 0.36033 | 96 | 581 | wind_onshore | 0 | 0 | 0 | 0 | 0 | 0 | 0 | 0 | 298.39 | 298.39 | 298.39 | 298.39 | 298.39 | 298.39 | 20 | 10 | 0 | 0 | 0 | 0 | 0 | 0 | 0 | 0 | 0 | 0 | 0 | 0 | 0 | 0 | 0 | 0 | 0 | 0 | 0 | 0 | 0 | 0 | 0 | 0 | 0 | 0 | 0 | 0 | 0 | 0 | 0 | 0 | 0 | 0 | 0 | 0 | 0 | 0 | 0 | 0 | 0 | 0 | 0 | 0 | 0 | 0 | 0 | 0
ON_DUA_JCT | 582 | 230 | ON | 0.16361 | 0.36033 | 97 | 582 | wind_onshore | 0 | 0 | 0 | 0 | 0 | 0 | 0 | 0 | 298.39 | 298.39 | 298.39 | 298.39 | 298.39 | 298.39 | 20 | 10 | 0 | 0 | 0 | 0 | 0 | 0 | 0 | 0 | 0 | 0 | 0 | 0 | 0 | 0 | 0 | 0 | 0 | 0 | 0 | 0 | 0 | 0 | 0 | 0 | 0 | 0 | 0 | 0 | 0 | 0 | 0 | 0 | 0 | 0 | 0 | 0 | 0 | 0 | 0 | 0 | 0 | 0 | 0 | 0 | 0 | 0 | 0 | 0
ON_LGW_DSS | 710 | 500 | ON | 0.16121 | 0.35987 | 98 | 710 | wind_onshore | 0 | 0 | 0 | 0 | 0 | 0 | 0 | 0 | 298.39 | 298.39 | 298.39 | 298.39 | 298.39 | 298.39 | 20 | 10 | 0 | 0 | 0 | 0 | 0 | 0 | 0 | 0 | 0 | 0 | 0 | 0 | 0 | 0 | 0 | 0 | 0 | 0 | 0 | 0 | 0 | 0 | 0 | 0 | 0 | 0 | 0 | 0 | 0 | 0 | 0 | 0 | 0 | 0 | 0 | 0 | 0 | 0 | 0 | 0 | 0 | 0 | 0 | 0 | 0 | 0 | 0 | 0
ON_SPC_SWS | 863 | 230 | ON | 0.16384 | 0.35963 | 99 | 863 | wind_onshore | 0 | 0 | 0 | 0 | 0 | 0 | 0 | 0 | 298.39 | 298.39 | 298.39 | 298.39 | 298.39 | 298.39 | 20 | 10 | 0 | 0 | 0 | 0 | 0 | 0 | 0 | 0 | 0 | 0 | 0 | 0 | 0 | 0 | 0 | 0 | 0 | 0 | 0 | 0 | 0 | 0 | 0 | 0 | 0 | 0 | 0 | 0 | 0 | 0 | 0 | 0 | 0 | 0 | 0 | 0 | 0 | 0 | 0 | 0 | 0 | 0 | 0 | 0 | 0 | 0 | 0 | 0
NS_88S_GSS | 461 | 230 | NS | 0.15022 | 0.5031 | 1 | 461 | solar_PV | 0 | 0 | 0 | 0 | 0 | 0 | 0 | 0 | 201.62 | 201.62 | 201.62 | 201.62 | 201.62 | 201.62 | 20 | 10 | 20 | 20 | 20 | 20 | 20 | 20 | 0 | 20 | 20 | 20 | 20 | 20 | 20 | 0 | 20 | 20 | 20 | 20 | 20 | 20 | 20 | 20 | 20 | 20 | 20 | 20 | 20 | 20 | 20 | 20 | 18.5457 | 20 | 20 | 20 | 20 | 20 | 20 | 20 | 20 | 20 | 20 | 20 | 20 | 20 | 20 | 20 | 20 | 20
NS_102S_GSS | 455 | 230 | NS | 0.14771 | 0.48642 | 2 | 455 | solar_PV | 0 | 0 | 0 | 0 | 0 | 0 | 0 | 0 | 201.62 | 201.62 | 201.62 | 201.62 | 201.62 | 201.62 | 20 | 10 | 0 | 0 | 0 | 0 | 0 | 0 | 0 | 0 | 0 | 0 | 0 | 0 | 0 | 0 | 0 | 0 | 0 | 0 | 0 | 0 | 0 | 0 | 0 | 0 | 0 | 0 | 0 | 0 | 0 | 0 | 0 | 0 | 0 | 0 | 0 | 0 | 0 | 0 | 0 | 0 | 0 | 0 | 0 | 0 | 0 | 0 | 0 | 0
NS_89S_DSS | 462 | 230 | NS | 0.14771 | 0.48642 | 3 | 462 | solar_PV | 0 | 0 | 0 | 0 | 0 | 0 | 0 | 0 | 201.62 | 201.62 | 201.62 | 201.62 | 201.62 | 201.62 | 20 | 10 | 11.1111 | 11.1111 | 11.1111 | 11.1111 | 11.1111 | 11.1111 | 11.1111 | 11.1111 | 11.1111 | 11.1111 | 11.1111 | 11.1111 | 11.1111 | 11.1111 | 11.1111 | 11.1111 | 6.0479 | 11.1111 | 11.1111 | 11.1111 | 11.1111 | 11.1111 | 11.1111 | 11.1111 | 11.1111 | 11.1111 | 11.1111 | 11.1111 | 11.1111 | 0 | 11.1111 | 11.1111 | 2.3386 | 0 | 11.1111 | 11.1111 | 11.1111 | 11.1111 | 0 | 11.1111 | 11.1111 | 11.1111 | 11.1111 | 11.1111 | 11.1111 | 0 | 11.1111 | 11.1111
NS_101S_DSS | 454 | 200 | NS | 0.1475 | 0.46437 | 4 | 454 | solar_PV | 0 | 0 | 0 | 0 | 0 | 0 | 0 | 0 | 201.62 | 201.62 | 201.62 | 201.62 | 201.62 | 201.62 | 20 | 10 | 20 | 20 | 20 | 0 | 20 | 20 | 20 | 20 | 20 | 20 | 20 | 20 | 20 | 20 | 20 | 20 | 20 | 20 | 20 | 20 | 0 | 20 | 0 | 20 | 20 | 20 | 20 | 20 | 20 | 20 | 0 | 20 | 20 | 20 | 20 | 20 | 20 | 0 | 20 | 20 | 20 | 20 | 20 | 20 | 20 | 20 | 20 | 20
PE_HRM_GSS | 951 | 138 | PE | 0.14971 | 0.4577 | 5 | 951 | solar_PV | 0 | 0 | 0 | 0 | 0 | 0 | 0 | 0 | 201.62 | 201.62 | 201.62 | 201.62 | 201.62 | 201.62 | 20 | 10 | 0 | 0 | 0 | 0 | 0 | 0 | 0 | 0 | 0 | 0 | 0 | 0 | 0 | 0 | 0 | 0 | 0 | 0 | 0 | 0 | 0 | 0 | 0 | 0 | 0 | 0 | 0 | 0 | 0 | 0 | 0 | 0 | 0 | 0 | 0 | 0 | 0 | 0 | 0 | 0 | 0 | 0 | 0 | 0 | 0 | 0 | 0 | 0
PE_EKS_GSS | 949 | 138 | PE | 0.14796 | 0.45081 | 6 | 949 | solar_PV | 0 | 0 | 0 | 0 | 0 | 0 | 0 | 0 | 201.62 | 201.62 | 201.62 | 201.62 | 201.62 | 201.62 | 20 | 10 | 0 | 0 | 0 | 0 | 0 | 0 | 0 | 0 | 0 | 0 | 0 | 0 | 0 | 0 | 0 | 0 | 0 | 0 | 0 | 0 | 0 | 0 | 0 | 0 | 0 | 0 | 0 | 0 | 0 | 0 | 0 | 0 | 0 | 0 | 0 | 0 | 0 | 0 | 0 | 0 | 0 | 0 | 0 | 0 | 0 | 0 | 0 | 0
PE_CHR_TSS | 948 | 138 | PE | 0.15013 | 0.4431 | 7 | 948 | solar_PV | 0 | 0 | 0 | 0 | 0 | 0 | 0 | 0 | 201.62 | 201.62 | 201.62 | 201.62 | 201.62 | 201.62 | 20 | 10 | 0 | 0 | 0 | 0 | 0 | 0 | 0 | 0 | 0 | 0 | 0 | 0 | 0 | 0 | 0 | 0 | 0 | 0 | 0 | 0 | 0 | 0 | 0 | 0 | 0 | 0 | 0 | 0 | 0 | 0 | 0 | 0 | 0 | 0 | 0 | 0 | 0 | 0 | 0 | 0 | 0 | 0 | 0 | 0 | 0 | 0 | 0 | 0
PE_HRM_JCT | 952 | 138 | PE | 0.14907 | 0.43989 | 8 | 952 | solar_PV | 0 | 0 | 0 | 0 | 0 | 0 | 0 | 0 | 201.62 | 201.62 | 201.62 | 201.62 | 201.62 | 201.62 | 20 | 10 | 0 | 0 | 0 | 0 | 0 | 0 | 0 | 0 | 0 | 0 | 0 | 0 | 0 | 0 | 0 | 0 | 0 | 0 | 0 | 0 | 0 | 0 | 0 | 0 | 0 | 0 | 0 | 0 | 0 | 0 | 0 | 0 | 0 | 0 | 0 | 0 | 0 | 0 | 0 | 0 | 0 | 0 | 0 | 0 | 0 | 0 | 0 | 0
PE_WSP_DSS | 959 | 138 | PE | 0.15033 | 0.43794 | 9 | 959 | solar_PV | 0 | 0 | 0 | 0 | 0 | 0 | 0 | 0 | 201.62 | 201.62 | 201.62 | 201.62 | 201.62 | 201.62 | 20 | 10 | 20 | 20 | 0 | 20 | 20 | 20 | 20 | 20 | 20 | 20 | 20 | 0 | 20 | 20 | 20 | 20 | 20 | 20 | 20 | 20 | 20 | 20 | 20 | 20 | 20 | 20 | 20 | 20 | 20 | 20 | 20 | 20 | 20 | 20 | 20 | 20 | 20 | 20 | 20 | 20 | 20 | 20 | 20 | 20 | 20 | 20 | 20 | 20
NL_OXP_DSS | 443 | 230 | NL | 0.13248 | 0.42581 | 10 | 443 | solar_PV | 0 | 0 | 0 | 0 | 0 | 0 | 0 | 0 | 201.62 | 201.62 | 201.62 | 201.62 | 201.62 | 201.62 | 20 | 10 | 15.5556 | 15.5556 | 15.5556 | 15.5556 | 15.5556 | 15.5556 | 15.5556 | 15.5556 | 15.5556 | 15.5556 | 15.5556 | 15.5556 | 15.5556 | 15.5556 | 15.5556 | 15.5556 | 15.5556 | 15.5556 | 15.5556 | 15.5556 | 15.5556 | 15.5556 | 15.5556 | 15.5556 | 15.5556 | 15.5556 | 15.5556 | 15.5556 | 15.5556 | 15.5556 | 15.5556 | 15.5556 | 15.5556 | 15.5556 | 15.5556 | 0.46752 | 15.5556 | 15.5556 | 15.5556 | 15.5556 | 15.5556 | 15.5556 | 15.5556 | 15.5556 | 15.5556 | 15.5556 | 15.5556 | 15.5556
NL_HWD_DSS | 439 | 230 | NL | 0.13248 | 0.42581 | 11 | 439 | solar_PV | 0 | 0 | 0 | 0 | 0 | 0 | 0 | 0 | 201.62 | 201.62 | 201.62 | 201.62 | 201.62 | 201.62 | 20 | 10 | 0 | 0 | 0 | 0 | 0 | 0 | 0 | 0 | 0 | 0 | 0 | 0 | 0 | 0 | 0 | 0 | 0 | 0 | 0 | 0 | 0 | 0 | 0 | 0 | 0 | 0 | 0 | 0 | 0 | 0 | 0 | 0 | 0 | 0 | 0 | 0 | 0 | 0 | 0 | 0 | 0 | 0 | 0 | 0 | 0 | 0 | 0 | 0
PE_SCF_DSS | 954 | 138 | PE | 0.14995 | 0.41458 | 12 | 954 | solar_PV | 0 | 0 | 0 | 0 | 0 | 0 | 0 | 0 | 201.62 | 201.62 | 201.62 | 201.62 | 201.62 | 201.62 | 20 | 10 | 20 | 20 | 20 | 20 | 20 | 0 | 20 | 0 | 20 | 20 | 20 | 20 | 20 | 20 | 20 | 1.2195 | 20 | 20 | 20 | 20 | 20 | 20 | 20 | 20 | 20 | 20 | 0 | 20 | 20 | 20 | 20 | 20 | 20 | 20 | 20 | 20 | 20 | 20 | 20 | 20 | 20 | 20 | 20 | 20 | 20 | 20 | 20 | 20
XX_ABUS1_INT | 1194 | 230 | US | 0.16634 | 0.40679 | 13 | 1194 | solar_PV | 0 | 0 | 0 | 0 | 0 | 0 | 0 | 0 | 201.62 | 201.62 | 201.62 | 201.62 | 201.62 | 201.62 | 20 | 10 | 13.3333 | 13.3333 | 13.3333 | 13.3333 | 13.3333 | 13.3333 | 13.3333 | 13.3333 | 13.3333 | 9.0888 | 13.3333 | 13.3333 | 13.3333 | 13.3333 | 13.3333 | 13.3333 | 0 | 0 | 13.3333 | 13.3333 | 13.3333 | 13.3333 | 13.3333 | 13.3333 | 13.3333 | 13.3333 | 13.3333 | 13.3333 | 13.3333 | 13.3333 | 13.3333 | 13.3333 | 13.3333 | 13.3333 | 13.3333 | 13.3333 | 13.3333 | 13.3333 | 13.3333 | 13.3333 | 13.3333 | 13.3333 | 13.3333 | 13.3333 | 13.3333 | 13.3333 | 13.3333 | 13.3333
PE_ERY_DSS | 950 | 138 | PE | 0.14983 | 0.39596 | 14 | 950 | solar_PV | 0 | 0 | 0 | 0 | 0 | 0 | 0 | 0 | 201.62 | 201.62 | 201.62 | 201.62 | 201.62 | 201.62 | 20 | 10 | 11.1111 | 11.1111 | 11.1111 | 11.1111 | 11.1111 | 11.1111 | 11.1111 | 11.1111 | 11.1111 | 11.1111 | 11.1111 | 11.1111 | 11.1111 | 11.1111 | 11.1111 | 11.1111 | 11.1111 | 11.1111 | 11.1111 | 11.1111 | 11.1111 | 11.1111 | 11.1111 | 11.1111 | 11.1111 | 11.1111 | 11.1111 | 11.1111 | 11.1111 | 0 | 11.1111 | 0 | 11.1111 | 11.1111 | 11.1111 | 11.1111 | 11.1111 | 11.1111 | 0 | 11.1111 | 0 | 11.1111 | 11.1111 | 11.1111 | 11.1111 | 11.1111 | 11.1111 | 11.1111
SK_SWC_DSS | 1191 | 230 | SK | 0.16284 | 0.39313 | 15 | 1191 | solar_PV | 0 | 0 | 0 | 0 | 0 | 0 | 0 | 0 | 201.62 | 201.62 | 201.62 | 201.62 | 201.62 | 201.62 | 20 | 10 | 20 | 20 | 20 | 20 | 0 | 20 | 20 | 20 | 20 | 20 | 20 | 20 | 20 | 20 | 0 | 20 | 20 | 0 | 20 | 20 | 0 | 20 | 20 | 20 | 20 | 20 | 20 | 20 | 20 | 20 | 20 | 20 | 20 | 20 | 20 | 20 | 20 | 20 | 20 | 20 | 20 | 20 | 20 | 20 | 20 | 20 | 0 | 20
QC_BSY_GSS | 992 | 315 | QC | 0.1212 | 0.39263 | 16 | 992 | solar_PV | 0 | 0 | 0 | 0 | 0 | 0 | 0 | 0 | 201.62 | 201.62 | 201.62 | 201.62 | 201.62 | 201.62 | 20 | 10 | 0 | 0 | 0 | 0 | 0 | 0 | 0 | 0 | 0 | 0 | 0 | 0 | 0 | 0 | 0 | 0 | 0 | 0 | 0 | 0 | 0 | 0 | 0 | 0 | 0 | 0 | 0 | 0 | 0 | 0 | 0 | 0 | 0 | 0 | 0 | 0 | 0 | 0 | 0 | 0 | 0 | 0 | 0 | 0 | 0 | 0 | 0 | 0
NL_SOL_CSS | 445 | 230 | NL | 0.13236 | 0.39133 | 17 | 445 | solar_PV | 0 | 0 | 0 | 0 | 0 | 0 | 0 | 0 | 201.62 | 201.62 | 201.62 | 201.62 | 201.62 | 201.62 | 20 | 10 | 20 | 20 | 20 | 20 | 18.0613 | 20 | 20 | 20 | 20 | 20 | 0 | 0 | 20 | 20 | 20 | 20 | 20 | 20 | 20 | 20 | 20 | 20 | 20 | 20 | 20 | 0 | 20 | 0 | 8.4711 | 20 | 20 | 20 | 20 | 20 | 20 | 20 | 20 | 20 | 20 | 20 | 20 | 20 | 20 | 20 | 20 | 20 | 20 | 20
SK_ASS_DSS | 1168 | 230 | SK | 0.16756 | 0.39037 | 18 | 1168 | solar_PV | 0 | 0 | 0 | 0 | 0 | 0 | 0 | 0 | 201.62 | 201.62 | 201.62 | 201.62 | 201.62 | 201.62 | 20 | 10 | 20 | 20 | 20 | 20 | 20 | 20 | 20 | 20 | 20 | 20 | 8.4204 | 20 | 20 | 20 | 20 | 20 | 20 | 20 | 20 | 20 | 0 | 20 | 20 | 20 | 0 | 20 | 0 | 20 | 20 | 20 | 20 | 20 | 20 | 20 | 20 | 20 | 20 | 20 | 20 | 20 | 20 | 20 | 20 | 0 | 20 | 20 | 8.3981 | 20
PE_WSK_SWS | 958 | 138 | PE | 0.15185 | 0.38936 | 19 | 958 | solar_PV | 0 | 0 | 0 | 0 | 0 | 0 | 0 | 0 | 201.62 | 201.62 | 201.62 | 201.62 | 201.62 | 201.62 | 20 | 10 | 0 | 20 | 20 | 20 | 20 | 20 | 20 | 20 | 20 | 20 | 0 | 20 | 20 | 20 | 20 | 20 | 20 | 20 | 20 | 11.9795 | 20 | 20 | 20 | 20 | 20 | 20 | 20 | 0 | 20 | 20 | 20 | 20 | 20 | 20 | 20 | 20 | 20 | 20 | 20 | 20 | 20 | 20 | 20 | 20 | 20 | 20 | 20 | 20
SK_RUC_DSS | 1188 | 230 | SK | 0.16322 | 0.38788 | 20 | 1188 | solar_PV | 0 | 0 | 0 | 0 | 0 | 0 | 0 | 0 | 201.62 | 201.62 | 201.62 | 201.62 | 201.62 | 201.62 | 20 | 10 | 20 | 20 | 20 | 20 | 0 | 20 | 20 | 20 | 20 | 20 | 20 | 20 | 20 | 20 | 20 | 20 | 20 | 20 | 20 | 0 | 20 | 20 | 20 | 20 | 20 | 20 | 20 | 20 | 20 | 20 | 20 | 20 | 20 | 20 | 20 | 20 | 20 | 20 | 20 | 20 | 20 | 20 | 20 | 20 | 20 | 20 | 20 | 20
PE_WRY_DSS | 957 | 138 | PE | 0.14981 | 0.38468 | 21 | 957 | solar_PV | 0 | 0 | 0 | 0 | 0 | 0 | 0 | 0 | 201.62 | 201.62 | 201.62 | 201.62 | 201.62 | 201.62 | 20 | 10 | 17.7778 | 17.7778 | 17.7778 | 17.7778 | 17.7778 | 0 | 17.7778 | 17.7778 | 17.7778 | 17.7778 | 17.7778 | 17.7778 | 17.7778 | 17.7778 | 17.7778 | 17.7778 | 17.7778 | 17.7778 | 17.7778 | 17.7778 | 10.9102 | 5.1066 | 17.7778 | 17.7778 | 17.7778 | 17.7778 | 17.7778 | 17.7778 | 17.7778 | 17.7778 | 17.7778 | 17.7778 | 17.7778 | 17.7778 | 0 | 17.7778 | 17.7778 | 17.7778 | 17.7778 | 17.7778 | 17.7778 | 17.7778 | 17.7778 | 0 | 17.7778 | 17.7778 | 17.7778 | 17.7778
ON_DGP_DSS | 573 | 230 | ON | 0.15486 | 0.38373 | 22 | 573 | solar_PV | 0 | 0 | 0 | 0 | 0 | 0 | 0 | 0 | 201.62 | 201.62 | 201.62 | 201.62 | 201.62 | 201.62 | 20 | 10 | 0 | 0 | 0 | 0 | 0 | 0 | 0 | 0 | 0 | 0 | 0 | 0 | 0 | 0 | 0 | 0 | 0 | 0 | 0 | 0 | 0 | 0 | 0 | 0 | 0 | 0 | 0 | 0 | 0 | 0 | 0 | 0 | 0 | 0 | 0 | 0 | 0 | 0 | 0 | 0 | 0 | 0 | 0 | 0 | 0 | 0 | 0 | 0
ON_BCB_SWS | 501 | 500 | ON | 0.15486 | 0.38373 | 23 | 501 | solar_PV | 0 | 0 | 0 | 0 | 0 | 0 | 0 | 0 | 201.62 | 201.62 | 201.62 | 201.62 | 201.62 | 201.62 | 20 | 10 | 0 | 1.5538 | 20 | 20 | 20 | 20 | 20 | 20 | 20 | 20 | 20 | 20 | 19.248 | 20 | 20 | 20 | 20 | 0 | 20 | 20 | 20 | 20 | 10.0746 | 20 | 20 | 20 | 20 | 20 | 20 | 20 | 20 | 0 | 20 | 20 | 20 | 20 | 20 | 20 | 20 | 20 | 0 | 20 | 20 | 20 | 20 | 20 | 20 | 20
ON_BCW_ISS | 505 | 230 | ON | 0.15486 | 0.38373 | 24 | 505 | solar_PV | 0 | 0 | 0 | 0 | 0 | 0 | 0 | 0 | 201.62 | 201.62 | 201.62 | 201.62 | 201.62 | 201.62 | 20 | 10 | 20 | 20 | 0 | 20 | 20 | 20 | 20 | 20 | 20 | 0 | 20 | 20 | 20 | 20 | 20 | 20 | 0 | 20 | 20 | 20 | 20 | 20 | 20 | 0 | 20 | 20 | 20 | 4.6613 | 20 | 20 | 0 | 20 | 20 | 20 | 20 | 20 | 20 | 0 | 20 | 20 | 20 | 20 | 20 | 0 | 20 | 20 | 20 | 20
ON_BCA_TSS | 500 | 230 | ON | 0.15486 | 0.38373 | 25 | 500 | solar_PV | 0 | 0 | 0 | 0 | 0 | 0 | 0 | 0 | 201.62 | 201.62 | 201.62 | 201.62 | 201.62 | 201.62 | 20 | 10 | 20 | 20 | 0 | 20 | 20 | 12.4639 | 20 | 20 | 20 | 20 | 20 | 20 | 20 | 20 | 20 | 20 | 20 | 20 | 20 | 20 | 20 | 20 | 20 | 20 | 20 | 20 | 20 | 20 | 20 | 20 | 20 | 20 | 20 | 20 | 0 | 0 | 20 | 20 | 20 | 20 | 20 | 20 | 20 | 20 | 20 | 20 | 20 | 20
ON_BCC_JCT | 502 | 500 | ON | 0.15486 | 0.38373 | 26 | 502 | solar_PV | 0 | 0 | 0 | 0 | 0 | 0 | 0 | 0 | 201.62 | 201.62 | 201.62 | 201.62 | 201.62 | 201.62 | 20 | 10 | 0 | 0 | 0 | 0 | 0 | 0 | 0 | 0 | 0 | 0 | 0 | 0 | 0 | 0 | 0 | 0 | 0 | 0 | 0 | 0 | 0 | 0 | 0 | 0 | 0 | 0 | 0 | 0 | 0 | 0 | 0 | 0 | 0 | 0 | 0 | 0 | 0 | 0 | 0 | 0 | 0 | 0 | 0 | 0 | 0 | 0 | 0 | 0
ON_OWS_JCT | 803 | 230 | ON | 0.1549 | 0.38166 | 27 | 803 | solar_PV | 0 | 0 | 0 | 0 | 0 | 0 | 0 | 0 | 201.62 | 201.62 | 201.62 | 201.62 | 201.62 | 201.62 | 20 | 10 | 0 | 0 | 0 | 0 | 0 | 0 | 0 | 0 | 0 | 0 | 0 | 0 | 0 | 0 | 0 | 0 | 0 | 0 | 0 | 0 | 0 | 0 | 0 | 0 | 0 | 0 | 0 | 0 | 0 | 0 | 0 | 0 | 0 | 0 | 0 | 0 | 0 | 0 | 0 | 0 | 0 | 0 | 0 | 0 | 0 | 0 | 0 | 0
ON_UDW_JCT | 901 | 230 | ON | 0.1549 | 0.38166 | 28 | 901 | solar_PV | 0 | 0 | 0 | 0 | 0 | 0 | 0 | 0 | 201.62 | 201.62 | 201.62 | 201.62 | 201.62 | 201.62 | 20 | 10 | 0 | 0 | 0 | 0 | 0 | 0 | 0 | 0 | 0 | 0 | 0 | 0 | 0 | 0 | 0 | 0 | 0 | 0 | 0 | 0 | 0 | 0 | 0 | 0 | 0 | 0 | 0 | 0 | 0 | 0 | 0 | 0 | 0 | 0 | 0 | 0 | 0 | 0 | 0 | 0 | 0 | 0 | 0 | 0 | 0 | 0 | 0 | 0
ON_UDW_GSS | 900 | 230 | ON | 0.1549 | 0.38166 | 29 | 900 | solar_PV | 0 | 0 | 0 | 0 | 0 | 0 | 0 | 0 | 201.62 | 201.62 | 201.62 | 201.62 | 201.62 | 201.62 | 20 | 10 | 0 | 0 | 0 | 0 | 0 | 0 | 0 | 0 | 0 | 0 | 0 | 0 | 0 | 0 | 0 | 0 | 0 | 0 | 0 | 0 | 0 | 0 | 0 | 0 | 0 | 0 | 0 | 0 | 0 | 0 | 0 | 0 | 0 | 0 | 0 | 0 | 0 | 0 | 0 | 0 | 0 | 0 | 0 | 0 | 0 | 0 | 0 | 0
ON_MAJ_ISS | 730 | 230 | ON | 0.1549 | 0.38166 | 30 | 730 | solar_PV | 0 | 0 | 0 | 0 | 0 | 0 | 0 | 0 | 201.62 | 201.62 | 201.62 | 201.62 | 201.62 | 201.62 | 20 | 10 | 0 | 0 | 0 | 0 | 0 | 0 | 0 | 0 | 0 | 0 | 0 | 0 | 0 | 0 | 0 | 0 | 0 | 0 | 0 | 0 | 0 | 0 | 0 | 0 | 0 | 0 | 0 | 0 | 0 | 0 | 0 | 0 | 0 | 0 | 0 | 0 | 0 | 0 | 0 | 0 | 0 | 0 | 0 | 0 | 0 | 0 | 0 | 0
ON_MAJ_JCT | 731 | 230 | ON | 0.1549 | 0.38166 | 31 | 731 | solar_PV | 0 | 0 | 0 | 0 | 0 | 0 | 0 | 0 | 201.62 | 201.62 | 201.62 | 201.62 | 201.62 | 201.62 | 20 | 10 | 20 | 20 | 20 | 20 | 20 | 20 | 20 | 20 | 20 | 20 | 0 | 20 | 20 | 20 | 20 | 20 | 0 | 20 | 20 | 20 | 20 | 20 | 20 | 20 | 20 | 20 | 20 | 20 | 20 | 20 | 20 | 0 | 20 | 20 | 20 | 20 | 20 | 20 | 0 | 20 | 20 | 0 | 20 | 12.8648 | 20 | 20 | 20 | 20
AB_1019S_GSS | 2 | 240 | AB | 0.16438 | 0.38121 | 32 | 2 | solar_PV | 0 | 0 | 0 | 0 | 0 | 0 | 0 | 0 | 201.62 | 201.62 | 201.62 | 201.62 | 201.62 | 201.62 | 20 | 10 | 0 | 0 | 0 | 0 | 0 | 0 | 0 | 0 | 0 | 0 | 0 | 0 | 0 | 0 | 0 | 0 | 0 | 0 | 0 | 0 | 0 | 0 | 0 | 0 | 0 | 0 | 0 | 0 | 0 | 0 | 0 | 0 | 0 | 0 | 0 | 0 | 0 | 0 | 0 | 0 | 0 | 0 | 0 | 0 | 0 | 0 | 0 | 0
AB_1019S_JCT | 3 | 240 | AB | 0.16438 | 0.38115 | 33 | 3 | solar_PV | 0 | 0 | 0 | 0 | 0 | 0 | 0 | 0 | 201.62 | 201.62 | 201.62 | 201.62 | 201.62 | 201.62 | 20 | 10 | 0 | 20 | 20 | 20 | 20 | 20 | 20 | 20 | 20 | 20 | 20 | 20 | 20 | 20 | 20 | 20 | 20 | 17.8942 | 20 | 20 | 20 | 20 | 20 | 0 | 2.3555 | 20 | 20 | 20 | 20 | 20 | 20 | 9.6737 | 0 | 20 | 20 | 20 | 20 | 20 | 20 | 20 | 14.2853 | 20 | 20 | 20 | 20 | 20 | 20 | 20
ON_ARM_JCT | 488 | 230 | ON | 0.15492 | 0.38065 | 34 | 488 | solar_PV | 0 | 0 | 0 | 0 | 0 | 0 | 0 | 0 | 201.62 | 201.62 | 201.62 | 201.62 | 201.62 | 201.62 | 20 | 10 | 20 | 20 | 20 | 20 | 20 | 0 | 20 | 20 | 20 | 20 | 20 | 20 | 20 | 20 | 20 | 20 | 20 | 20 | 20 | 0 | 20 | 20 | 20 | 20 | 20 | 0 | 20 | 20 | 20 | 20 | 20 | 20 | 20 | 20 | 20 | 20 | 20 | 20 | 20 | 20 | 20 | 0 | 20 | 20 | 20 | 20 | 20 | 20
ON_ARM_GSS | 487 | 230 | ON | 0.15496 | 0.38011 | 35 | 487 | solar_PV | 0 | 0 | 0 | 0 | 0 | 0 | 0 | 0 | 201.62 | 201.62 | 201.62 | 201.62 | 201.62 | 201.62 | 20 | 10 | 0 | 0 | 0 | 0 | 0 | 0 | 0 | 0 | 0 | 0 | 0 | 0 | 0 | 0 | 0 | 0 | 0 | 0 | 0 | 0 | 0 | 0 | 0 | 0 | 0 | 0 | 0 | 0 | 0 | 0 | 0 | 0 | 0 | 0 | 0 | 0 | 0 | 0 | 0 | 0 | 0 | 0 | 0 | 0 | 0 | 0 | 0 | 0
ON_WLC_JCT | 928 | 500 | ON | 0.15496 | 0.38011 | 36 | 928 | solar_PV | 0 | 0 | 0 | 0 | 0 | 0 | 0 | 0 | 201.62 | 201.62 | 201.62 | 201.62 | 201.62 | 201.62 | 20 | 10 | 0 | 0 | 0 | 0 | 0 | 0 | 0 | 0 | 0 | 0 | 0 | 0 | 0 | 0 | 0 | 0 | 0 | 0 | 0 | 0 | 0 | 0 | 0 | 0 | 0 | 0 | 0 | 0 | 0 | 0 | 0 | 0 | 0 | 0 | 0 | 0 | 0 | 0 | 0 | 0 | 0 | 0 | 0 | 0 | 0 | 0 | 0 | 0
SK_PPR_GSS | 1184 | 230 | SK | 0.17058 | 0.38 | 37 | 1184 | solar_PV | 0 | 0 | 0 | 0 | 0 | 0 | 0 | 0 | 201.62 | 201.62 | 201.62 | 201.62 | 201.62 | 201.62 | 20 | 10 | 0 | 0 | 0 | 0 | 0 | 0 | 0 | 0 | 0 | 0 | 0 | 0 | 0 | 0 | 0 | 0 | 0 | 0 | 0 | 0 | 0 | 0 | 0 | 0 | 0 | 0 | 0 | 0 | 0 | 0 | 0 | 0 | 0 | 0 | 0 | 0 | 0 | 0 | 0 | 0 | 0 | 0 | 0 | 0 | 0 | 0 | 0 | 0
PE_SHB_DSS | 955 | 138 | PE | 0.15029 | 0.37977 | 38 | 955 | solar_PV | 0 | 0 | 0 | 0 | 0 | 0 | 0 | 0 | 201.62 | 201.62 | 201.62 | 201.62 | 201.62 | 201.62 | 20 | 10 | 0 | 0 | 0 | 0 | 0 | 0 | 0 | 0 | 0 | 0 | 0 | 0 | 0 | 0 | 0 | 0 | 0 | 0 | 0 | 0 | 0 | 0 | 0 | 0 | 0 | 0 | 0 | 0 | 0 | 0 | 0 | 0 | 0 | 0 | 0 | 0 | 0 | 0 | 0 | 0 | 0 | 0 | 0 | 0 | 0 | 0 | 0 | 0
QC_CHS_SWS | 1002 | 735 | QC | 0.12077 | 0.37816 | 39 | 1002 | solar_PV | 0 | 0 | 0 | 0 | 0 | 0 | 0 | 0 | 201.62 | 201.62 | 201.62 | 201.62 | 201.62 | 201.62 | 20 | 10 | 0 | 0 | 0 | 0 | 0 | 0 | 0 | 0 | 0 | 0 | 0 | 0 | 0 | 0 | 0 | 0 | 0 | 0 | 0 | 0 | 0 | 0 | 0 | 0 | 0 | 0 | 0 | 0 | 0 | 0 | 0 | 0 | 0 | 0 | 0 | 0 | 0 | 0 | 0 | 0 | 0 | 0 | 0 | 0 | 0 | 0 | 0 | 0
QC_LG3_GSS | 1061 | 735 | QC | 0.12077 | 0.37816 | 40 | 1061 | solar_PV | 0 | 0 | 0 | 0 | 0 | 0 | 0 | 0 | 201.62 | 201.62 | 201.62 | 201.62 | 201.62 | 201.62 | 20 | 10 | 0 | 0 | 0 | 0 | 0 | 0 | 0 | 0 | 0 | 0 | 0 | 0 | 0 | 0 | 0 | 0 | 0 | 0 | 0 | 0 | 0 | 0 | 0 | 0 | 0 | 0 | 0 | 0 | 0 | 0 | 0 | 0 | 0 | 0 | 0 | 0 | 0 | 0 | 0 | 0 | 0 | 0 | 0 | 0 | 0 | 0 | 0 | 0
ON_OWS_DSS | 802 | 230 | ON | 0.15471 | 0.37772 | 41 | 802 | solar_PV | 0 | 0 | 0 | 0 | 0 | 0 | 0 | 0 | 201.62 | 201.62 | 201.62 | 201.62 | 201.62 | 201.62 | 20 | 10 | 20 | 20 | 20 | 0 | 20 | 20 | 8.8995 | 20 | 20 | 0 | 20 | 20 | 20 | 8.103 | 20 | 20 | 20 | 20 | 20 | 20 | 20 | 20 | 20 | 20 | 20 | 20 | 0 | 20 | 20 | 20 | 20 | 20 | 20 | 20 | 20 | 20 | 20 | 18.5457 | 20 | 20 | 20 | 20 | 20 | 20 | 20 | 20 | 20 | 20
ON_ASH_SWS | 492 | 500 | ON | 0.15617 | 0.37611 | 42 | 492 | solar_PV | 0 | 0 | 0 | 0 | 0 | 0 | 0 | 0 | 201.62 | 201.62 | 201.62 | 201.62 | 201.62 | 201.62 | 20 | 10 | 0 | 0 | 0 | 0 | 0 | 0 | 0 | 0 | 0 | 0 | 0 | 0 | 0 | 0 | 0 | 0 | 0 | 0 | 0 | 0 | 0 | 0 | 0 | 0 | 0 | 0 | 0 | 0 | 0 | 0 | 0 | 0 | 0 | 0 | 0 | 0 | 0 | 0 | 0 | 0 | 0 | 0 | 0 | 0 | 0 | 0 | 0 | 0
ON_K2W_GSS | 678 | 500 | ON | 0.15617 | 0.37611 | 43 | 678 | solar_PV | 0 | 0 | 0 | 0 | 0 | 0 | 0 | 0 | 201.62 | 201.62 | 201.62 | 201.62 | 201.62 | 201.62 | 20 | 10 | 0 | 0 | 0 | 0 | 0 | 0 | 0 | 0 | 0 | 0 | 0 | 0 | 0 | 0 | 0 | 0 | 0 | 0 | 0 | 0 | 0 | 0 | 0 | 0 | 0 | 0 | 0 | 0 | 0 | 0 | 0 | 0 | 0 | 0 | 0 | 0 | 0 | 0 | 0 | 0 | 0 | 0 | 0 | 0 | 0 | 0 | 0 | 0
QC_LEM_SWS | 1055 | 735 | QC | 0.11952 | 0.3746 | 44 | 1055 | solar_PV | 0 | 0 | 0 | 0 | 0 | 0 | 0 | 0 | 201.62 | 201.62 | 201.62 | 201.62 | 201.62 | 201.62 | 20 | 10 | 15.5556 | 15.5556 | 15.5556 | 15.5556 | 15.5556 | 15.5556 | 15.5556 | 7.8862 | 15.5556 | 15.5556 | 15.5556 | 15.5556 | 15.5556 | 15.5556 | 15.5556 | 15.5556 | 15.5556 | 15.5556 | 15.5556 | 15.5556 | 15.5556 | 15.5556 | 15.5556 | 15.5556 | 15.5556 | 15.5556 | 15.5556 | 15.5556 | 15.5556 | 15.5556 | 15.5556 | 15.5556 | 15.5556 | 15.5556 | 0 | 15.5556 | 15.5556 | 15.5556 | 15.5556 | 15.5556 | 15.5556 | 15.5556 | 15.5556 | 15.5556 | 15.5556 | 0 | 15.5556 | 15.5556
SK_KDY_DSS | 1180 | 230 | SK | 0.16539 | 0.37433 | 45 | 1180 | solar_PV | 0 | 0 | 0 | 0 | 0 | 0 | 0 | 0 | 201.62 | 201.62 | 201.62 | 201.62 | 201.62 | 201.62 | 20 | 10 | 20 | 20 | 20 | 20 | 0 | 20 | 20 | 20 | 20 | 20 | 20 | 20 | 20 | 20 | 20 | 20 | 20 | 20 | 20 | 20 | 20 | 20 | 20 | 20 | 20 | 20 | 20 | 20 | 20 | 0 | 20 | 20 | 20 | 20 | 20 | 20 | 20 | 20 | 20 | 20 | 20 | 20 | 20 | 0 | 20 | 20 | 20 | 20
ON_WNG_DSS | 934 | 230 | ON | 0.15594 | 0.37358 | 46 | 934 | solar_PV | 0 | 0 | 0 | 0 | 0 | 0 | 0 | 0 | 201.62 | 201.62 | 201.62 | 201.62 | 201.62 | 201.62 | 20 | 10 | 9.5545 | 20 | 20 | 20 | 20 | 20 | 20 | 20 | 20 | 20 | 20 | 20 | 20 | 20 | 20 | 20 | 0 | 20 | 20 | 20 | 20 | 20 | 20 | 20 | 20 | 20 | 20 | 20 | 20 | 20 | 20 | 20 | 0 | 20 | 20 | 20 | 20 | 0 | 20 | 20 | 20 | 2.7564 | 20 | 20 | 20 | 20 | 20 | 20
ON_WNG_JCT | 935 | 230 | ON | 0.15594 | 0.37358 | 47 | 935 | solar_PV | 0 | 0 | 0 | 0 | 0 | 0 | 0 | 0 | 201.62 | 201.62 | 201.62 | 201.62 | 201.62 | 201.62 | 20 | 10 | 0 | 0 | 0 | 0 | 0 | 0 | 0 | 0 | 0 | 0 | 0 | 0 | 0 | 0 | 0 | 0 | 0 | 0 | 0 | 0 | 0 | 0 | 0 | 0 | 0 | 0 | 0 | 0 | 0 | 0 | 0 | 0 | 0 | 0 | 0 | 0 | 0 | 0 | 0 | 0 | 0 | 0 | 0 | 0 | 0 | 0 | 0 | 0
ON_HNV_DSS | 657 | 230 | ON | 0.15526 | 0.37328 | 48 | 657 | solar_PV | 0 | 0 | 0 | 0 | 0 | 0 | 0 | 0 | 201.62 | 201.62 | 201.62 | 201.62 | 201.62 | 201.62 | 20 | 10 | 1.9324 | 1.9324 | 1.9324 | 1.9324 | 1.9324 | 1.9324 | 0 | 1.9324 | 1.9324 | 1.9324 | 1.9324 | 1.9324 | 1.9324 | 1.9324 | 1.9324 | 1.9324 | 1.9324 | 1.9324 | 1.9324 | 1.9324 | 1.9324 | 0 | 1.9324 | 1.9324 | 1.9324 | 1.9324 | 1.9324 | 1.9324 | 1.9324 | 1.9324 | 1.9324 | 1.9324 | 1.9324 | 1.9324 | 0 | 1.9324 | 1.9324 | 1.9324 | 1.9324 | 1.9324 | 1.9324 | 1.9324 | 1.9324 | 1.9324 | 1.9324 | 1.9324 | 0 | 1.9324
QC_LF2_GSS | 1057 | 315 | QC | 0.11924 | 0.37311 | 49 | 1057 | solar_PV | 0 | 0 | 0 | 0 | 0 | 0 | 0 | 0 | 201.62 | 201.62 | 201.62 | 201.62 | 201.62 | 201.62 | 20 | 10 | 0 | 0 | 0 | 0 | 0 | 0 | 0 | 0 | 0 | 0 | 0 | 0 | 0 | 0 | 0 | 0 | 0 | 0 | 0 | 0 | 0 | 0 | 0 | 0 | 0 | 0 | 0 | 0 | 0 | 0 | 0 | 0 | 0 | 0 | 0 | 0 | 0 | 0 | 0 | 0 | 0 | 0 | 0 | 0 | 0 | 0 | 0 | 0
ON_SFT_DSS | 844 | 230 | ON | 0.15693 | 0.37203 | 50 | 844 | solar_PV | 0 | 0 | 0 | 0 | 0 | 0 | 0 | 0 | 201.62 | 201.62 | 201.62 | 201.62 | 201.62 | 201.62 | 20 | 10 | 0 | 0 | 0 | 0 | 0 | 0 | 0 | 0 | 0 | 0 | 0 | 0 | 0 | 0 | 0 | 0 | 0 | 0 | 0 | 0 | 0 | 0 | 0 | 0 | 0 | 0 | 0 | 0 | 0 | 0 | 0 | 0 | 0 | 0 | 0 | 0 | 0 | 0 | 0 | 0 | 0 | 0 | 0 | 0 | 0 | 0 | 0 | 0
ON_ZUR_DSS | 944 | 230 | ON | 0.15693 | 0.37203 | 51 | 944 | solar_PV | 0 | 0 | 0 | 0 | 0 | 0 | 0 | 0 | 201.62 | 201.62 | 201.62 | 201.62 | 201.62 | 201.62 | 20 | 10 | 8.8889 | 8.8889 | 8.8889 | 8.8889 | 8.8889 | 8.8889 | 8.8889 | 8.8889 | 8.8889 | 0 | 8.8889 | 8.8889 | 8.8889 | 8.8889 | 0 | 0 | 8.8889 | 8.8889 | 8.8889 | 8.8889 | 8.8889 | 8.8889 | 8.8889 | 8.1866 | 8.8889 | 8.8889 | 6.6995 | 8.8889 | 8.8889 | 8.8889 | 8.8889 | 0 | 8.8889 | 8.8889 | 8.8889 | 8.8889 | 8.8889 | 8.8889 | 8.8889 | 8.8889 | 0 | 8.8889 | 8.8889 | 8.8889 | 8.8889 | 8.8889 | 8.8889 | 8.8889
ON_ZUR_JCT | 945 | 230 | ON | 0.15693 | 0.37203 | 52 | 945 | solar_PV | 0 | 0 | 0 | 0 | 0 | 0 | 0 | 0 | 201.62 | 201.62 | 201.62 | 201.62 | 201.62 | 201.62 | 20 | 10 | 0 | 0 | 0 | 0 | 0 | 0 | 0 | 0 | 0 | 0 | 0 | 0 | 0 | 0 | 0 | 0 | 0 | 0 | 0 | 0 | 0 | 0 | 0 | 0 | 0 | 0 | 0 | 0 | 0 | 0 | 0 | 0 | 0 | 0 | 0 | 0 | 0 | 0 | 0 | 0 | 0 | 0 | 0 | 0 | 0 | 0 | 0 | 0
MB_STL_GSS | 398 | 230 | MB | 0.15971 | 0.37189 | 53 | 398 | solar_PV | 0 | 0 | 0 | 0 | 0 | 0 | 0 | 0 | 201.62 | 201.62 | 201.62 | 201.62 | 201.62 | 201.62 | 20 | 10 | 0 | 0 | 0 | 0 | 0 | 0 | 0 | 0 | 0 | 0 | 0 | 0 | 0 | 0 | 0 | 0 | 0 | 0 | 0 | 0 | 0 | 0 | 0 | 0 | 0 | 0 | 0 | 0 | 0 | 0 | 0 | 0 | 0 | 0 | 0 | 0 | 0 | 0 | 0 | 0 | 0 | 0 | 0 | 0 | 0 | 0 | 0 | 0
NL_WTS_DSS | 453 | 230 | NL | 0.12851 | 0.37115 | 54 | 453 | solar_PV | 0 | 0 | 0 | 0 | 0 | 0 | 0 | 0 | 201.62 | 201.62 | 201.62 | 201.62 | 201.62 | 201.62 | 20 | 10 | 20 | 20 | 20 | 20 | 20 | 20 | 20 | 20 | 20 | 20 | 20 | 20 | 0 | 20 | 20 | 20 | 20 | 20 | 20 | 20 | 20 | 20 | 0 | 20 | 20 | 20 | 20 | 20 | 20 | 20 | 20 | 20 | 0 | 0 | 20 | 20 | 20 | 20 | 15.3546 | 20 | 20 | 20 | 20 | 20 | 20 | 20 | 20 | 20
AB_251S_DSS | 32 | 240 | AB | 0.16371 | 0.36988 | 55 | 32 | solar_PV | 0 | 0 | 0 | 0 | 0 | 0 | 0 | 0 | 201.62 | 201.62 | 201.62 | 201.62 | 201.62 | 201.62 | 20 | 10 | 13.3333 | 13.3333 | 13.3333 | 13.3333 | 13.3333 | 13.3333 | 13.3333 | 13.3333 | 13.3333 | 13.3333 | 13.3333 | 13.3333 | 13.3333 | 13.3333 | 13.3333 | 13.3333 | 13.3333 | 0 | 13.3333 | 13.3333 | 13.3333 | 13.3333 | 13.3333 | 13.3333 | 13.3333 | 13.3333 | 13.3333 | 13.3333 | 13.3333 | 13.3333 | 13.3333 | 13.3333 | 13.3333 | 13.3333 | 13.3333 | 0 | 13.3333 | 13.3333 | 13.3333 | 13.3333 | 13.3333 | 13.3333 | 13.3333 | 13.3333 | 13.3333 | 13.3333 | 0 | 13.3333
NL_HOL_GSS | 438 | 230 | NL | 0.13217 | 0.36872 | 56 | 438 | solar_PV | 0 | 0 | 0 | 0 | 0 | 0 | 0 | 0 | 201.62 | 201.62 | 201.62 | 201.62 | 201.62 | 201.62 | 20 | 10 | 0 | 0 | 0 | 0 | 0 | 0 | 0 | 0 | 0 | 0 | 0 | 0 | 0 | 0 | 0 | 0 | 0 | 0 | 0 | 0 | 0 | 0 | 0 | 0 | 0 | 0 | 0 | 0 | 0 | 0 | 0 | 0 | 0 | 0 | 0 | 0 | 0 | 0 | 0 | 0 | 0 | 0 | 0 | 0 | 0 | 0 | 0 | 0
QC_LPL_DSS | 1071 | 230 | QC | 0.14442 | 0.36851 | 57 | 1071 | solar_PV | 0 | 0 | 0 | 0 | 0 | 0 | 0 | 0 | 201.62 | 201.62 | 201.62 | 201.62 | 201.62 | 201.62 | 20 | 10 | 0 | 8.8889 | 8.8889 | 8.8889 | 0 | 8.8889 | 8.8889 | 8.8889 | 8.8889 | 8.8889 | 8.8889 | 8.8889 | 8.8889 | 8.8889 | 8.8889 | 8.8889 | 8.8889 | 8.8889 | 8.8889 | 8.8889 | 8.8889 | 8.8889 | 8.8889 | 8.8889 | 8.8889 | 8.8889 | 0 | 8.8889 | 8.8889 | 8.8889 | 8.8889 | 8.8889 | 8.8889 | 8.8889 | 8.8889 | 8.8889 | 8.8889 | 8.8889 | 8.8889 | 8.8889 | 8.8889 | 8.8889 | 8.8889 | 8.8889 | 8.8889 | 8.8889 | 8.8889 | 8.8889
QC_MTL_GSS | 1099 | 230 | QC | 0.14442 | 0.36851 | 58 | 1099 | solar_PV | 0 | 0 | 0 | 0 | 0 | 0 | 0 | 0 | 201.62 | 201.62 | 201.62 | 201.62 | 201.62 | 201.62 | 20 | 10 | 0 | 0 | 0 | 0 | 0 | 0 | 0 | 0 | 0 | 0 | 0 | 0 | 0 | 0 | 0 | 0 | 0 | 0 | 0 | 0 | 0 | 0 | 0 | 0 | 0 | 0 | 0 | 0 | 0 | 0 | 0 | 0 | 0 | 0 | 0 | 0 | 0 | 0 | 0 | 0 | 0 | 0 | 0 | 0 | 0 | 0 | 0 | 0
QC_LG1_GSS | 1058 | 315 | QC | 0.12608 | 0.36822 | 59 | 1058 | solar_PV | 0 | 0 | 0 | 0 | 0 | 0 | 0 | 0 | 201.62 | 201.62 | 201.62 | 201.62 | 201.62 | 201.62 | 20 | 10 | 0 | 0 | 0 | 0 | 0 | 0 | 0 | 0 | 0 | 0 | 0 | 0 | 0 | 0 | 0 | 0 | 0 | 0 | 0 | 0 | 0 | 0 | 0 | 0 | 0 | 0 | 0 | 0 | 0 | 0 | 0 | 0 | 0 | 0 | 0 | 0 | 0 | 0 | 0 | 0 | 0 | 0 | 0 | 0 | 0 | 0 | 0 | 0
ON_SOG_GSS | 860 | 230 | ON | 0.15577 | 0.36797 | 60 | 860 | solar_PV | 0 | 0 | 0 | 0 | 0 | 0 | 0 | 0 | 201.62 | 201.62 | 201.62 | 201.62 | 201.62 | 201.62 | 20 | 10 | 20 | 20 | 20 | 20 | 20 | 0 | 20 | 20 | 20 | 0 | 20 | 20 | 20 | 20 | 20 | 20 | 20 | 20 | 20 | 20 | 20 | 0 | 20 | 20 | 0 | 20 | 20 | 20 | 20 | 20 | 0 | 20 | 20 | 20 | 20 | 20 | 20 | 0 | 20 | 20 | 20 | 20 | 20 | 20 | 20 | 20 | 20 | 20
ON_SOG_JCT | 861 | 230 | ON | 0.15577 | 0.36797 | 61 | 861 | solar_PV | 0 | 0 | 0 | 0 | 0 | 0 | 0 | 0 | 201.62 | 201.62 | 201.62 | 201.62 | 201.62 | 201.62 | 20 | 10 | 0 | 0 | 0 | 0 | 0 | 0 | 0 | 0 | 0 | 0 | 0 | 0 | 0 | 0 | 0 | 0 | 0 | 0 | 0 | 0 | 0 | 0 | 0 | 0 | 0 | 0 | 0 | 0 | 0 | 0 | 0 | 0 | 0 | 0 | 0 | 0 | 0 | 0 | 0 | 0 | 0 | 0 | 0 | 0 | 0 | 0 | 0 | 0
MB_STY_DSS | 400 | 230 | MB | 0.15876 | 0.36768 | 62 | 400 | solar_PV | 0 | 0 | 0 | 0 | 0 | 0 | 0 | 0 | 201.62 | 201.62 | 201.62 | 201.62 | 201.62 | 201.62 | 20 | 10 | 0 | 0 | 0 | 0 | 0 | 0 | 0 | 0 | 0 | 0 | 0 | 0 | 0 | 0 | 0 | 0 | 0 | 0 | 0 | 0 | 0 | 0 | 0 | 0 | 0 | 0 | 0 | 0 | 0 | 0 | 0 | 0 | 0 | 0 | 0 | 0 | 0 | 0 | 0 | 0 | 0 | 0 | 0 | 0 | 0 | 0 | 0 | 0
AB_244S_DSS | 31 | 240 | AB | 0.16306 | 0.36734 | 63 | 31 | solar_PV | 0 | 0 | 0 | 0 | 0 | 0 | 0 | 0 | 201.62 | 201.62 | 201.62 | 201.62 | 201.62 | 201.62 | 20 | 10 | 0 | 0 | 0 | 0 | 0 | 0 | 0 | 0 | 0 | 0 | 0 | 0 | 0 | 0 | 0 | 0 | 0 | 0 | 0 | 0 | 0 | 0 | 0 | 0 | 0 | 0 | 0 | 0 | 0 | 0 | 0 | 0 | 0 | 0 | 0 | 0 | 0 | 0 | 0 | 0 | 0 | 0 | 0 | 0 | 0 | 0 | 0 | 0
ON_SFD_JCT | 843 | 230 | ON | 0.16137 | 0.36734 | 64 | 843 | solar_PV | 0 | 0 | 0 | 0 | 0 | 0 | 0 | 0 | 201.62 | 201.62 | 201.62 | 201.62 | 201.62 | 201.62 | 20 | 10 | 20 | 20 | 20 | 12.631 | 20 | 20 | 20 | 20 | 20 | 20 | 20 | 20 | 20 | 20 | 20 | 20 | 20 | 20 | 20 | 20 | 20 | 20 | 20 | 20 | 20 | 20 | 20 | 20 | 20 | 5.7306 | 20 | 20 | 20 | 20 | 11.1048 | 20 | 0 | 0 | 20 | 20 | 20 | 20 | 20 | 20 | 9.0391 | 20 | 0 | 20
AB_1018S_DSS | 1 | 240 | AB | 0.16351 | 0.36714 | 65 | 1 | solar_PV | 0 | 0 | 0 | 0 | 0 | 0 | 0 | 0 | 201.62 | 201.62 | 201.62 | 201.62 | 201.62 | 201.62 | 20 | 10 | 0 | 0 | 0 | 0 | 0 | 0 | 0 | 0 | 0 | 0 | 0 | 0 | 0 | 0 | 0 | 0 | 0 | 0 | 0 | 0 | 0 | 0 | 0 | 0 | 0 | 0 | 0 | 0 | 0 | 0 | 0 | 0 | 0 | 0 | 0 | 0 | 0 | 0 | 0 | 0 | 0 | 0 | 0 | 0 | 0 | 0 | 0 | 0
AB_649S_DSS | 81 | 138 | AB | 0.16305 | 0.36705 | 66 | 81 | solar_PV | 0 | 0 | 0 | 0 | 0 | 0 | 0 | 0 | 201.62 | 201.62 | 201.62 | 201.62 | 201.62 | 201.62 | 20 | 10 | 20 | 20 | 18.8968 | 20 | 20 | 20 | 20 | 20 | 20 | 20 | 20 | 0.049729 | 20 | 20 | 20 | 20 | 20 | 20 | 20 | 20 | 20 | 20 | 0 | 20 | 20 | 0 | 20 | 20 | 20 | 20 | 20 | 20 | 20 | 20 | 20 | 20 | 20 | 20 | 20 | 20 | 20 | 0 | 20 | 20 | 20 | 20 | 20 | 20
AB_326S_JCT | 46 | 240 | AB | 0.1636 | 0.36683 | 67 | 46 | solar_PV | 0 | 0 | 0 | 0 | 0 | 0 | 0 | 0 | 201.62 | 201.62 | 201.62 | 201.62 | 201.62 | 201.62 | 20 | 10 | 20 | 20 | 20 | 20 | 20 | 20 | 20 | 20 | 20 | 20 | 20 | 20 | 20 | 0 | 10.8435 | 20 | 20 | 0 | 20 | 20 | 20 | 20 | 20 | 20 | 20 | 0 | 20 | 20 | 20 | 20 | 20 | 20 | 0 | 20 | 20 | 20 | 20 | 20 | 20 | 20 | 20 | 20 | 20 | 20 | 20 | 20 | 20 | 20
AB_326S_GSS | 45 | 240 | AB | 0.1636 | 0.36679 | 68 | 45 | solar_PV | 0 | 0 | 0 | 0 | 0 | 0 | 0 | 0 | 201.62 | 201.62 | 201.62 | 201.62 | 201.62 | 201.62 | 20 | 10 | 0 | 0 | 0 | 0 | 0 | 0 | 0 | 0 | 0 | 0 | 0 | 0 | 0 | 0 | 0 | 0 | 0 | 0 | 0 | 0 | 0 | 0 | 0 | 0 | 0 | 0 | 0 | 0 | 0 | 0 | 0 | 0 | 0 | 0 | 0 | 0 | 0 | 0 | 0 | 0 | 0 | 0 | 0 | 0 | 0 | 0 | 0 | 0
ON_KRN_TSS | 696 | 230 | ON | 0.16076 | 0.36652 | 69 | 696 | solar_PV | 0 | 0 | 0 | 0 | 0 | 0 | 0 | 0 | 201.62 | 201.62 | 201.62 | 201.62 | 201.62 | 201.62 | 20 | 10 | 0 | 0 | 0 | 0 | 0 | 0 | 0 | 0 | 0 | 0 | 0 | 0 | 0 | 0 | 0 | 0 | 0 | 0 | 0 | 0 | 0 | 0 | 0 | 0 | 0 | 0 | 0 | 0 | 0 | 0 | 0 | 0 | 0 | 0 | 0 | 0 | 0 | 0 | 0 | 0 | 0 | 0 | 0 | 0 | 0 | 0 | 0 | 0
ON_FST_DSS | 615 | 230 | ON | 0.15856 | 0.36646 | 70 | 615 | solar_PV | 0 | 0 | 0 | 0 | 0 | 0 | 0 | 0 | 201.62 | 201.62 | 201.62 | 201.62 | 201.62 | 201.62 | 20 | 10 | 0 | 20 | 20 | 20 | 20 | 20 | 20 | 20 | 20 | 20 | 20 | 20 | 20 | 20 | 20 | 20 | 20 | 20 | 20 | 20 | 20 | 20 | 20 | 20 | 20 | 20 | 20 | 20 | 20 | 20 | 0 | 20 | 20 | 20 | 20 | 20 | 20 | 20 | 20 | 20 | 20 | 20 | 7.3182 | 20 | 20 | 20 | 20 | 20
ON_FST_JCT | 616 | 230 | ON | 0.15856 | 0.36646 | 71 | 616 | solar_PV | 0 | 0 | 0 | 0 | 0 | 0 | 0 | 0 | 201.62 | 201.62 | 201.62 | 201.62 | 201.62 | 201.62 | 20 | 10 | 20 | 20 | 20 | 20 | 20 | 20 | 20 | 20 | 20 | 20 | 0 | 20 | 20 | 20 | 20 | 20 | 20 | 20 | 20 | 0 | 20 | 0 | 20 | 0 | 20 | 20 | 0 | 20 | 20 | 20 | 20 | 20 | 20 | 20 | 20 | 20 | 20 | 20 | 20 | 20 | 20 | 20 | 20 | 20 | 20 | 20 | 20 | 20
ON_ING_DSS | 672 | 230 | ON | 0.16071 | 0.36623 | 72 | 672 | solar_PV | 0 | 0 | 0 | 0 | 0 | 0 | 0 | 0 | 201.62 | 201.62 | 201.62 | 201.62 | 201.62 | 201.62 | 20 | 10 | 0 | 0 | 0 | 0 | 0 | 0 | 0 | 0 | 0 | 0 | 0 | 0 | 0 | 0 | 0 | 0 | 0 | 0 | 0 | 0 | 0 | 0 | 0 | 0 | 0 | 0 | 0 | 0 | 0 | 0 | 0 | 0 | 0 | 0 | 0 | 0 | 0 | 0 | 0 | 0 | 0 | 0 | 0 | 0 | 0 | 0 | 0 | 0
ON_ING_JCT | 673 | 230 | ON | 0.16071 | 0.36623 | 73 | 673 | solar_PV | 0 | 0 | 0 | 0 | 0 | 0 | 0 | 0 | 201.62 | 201.62 | 201.62 | 201.62 | 201.62 | 201.62 | 20 | 10 | 20 | 20 | 20 | 20 | 20 | 20 | 20 | 20 | 20 | 20 | 20 | 20 | 20 | 0 | 20 | 20 | 20 | 20 | 20 | 20 | 20 | 20 | 20 | 20 | 20 | 13.5333 | 20 | 20 | 20 | 20 | 0 | 20 | 20 | 20 | 20 | 20 | 20 | 20 | 20 | 20 | 0 | 20 | 20 | 20 | 20 | 20 | 20 | 20
ON_STF_DSS | 868 | 230 | ON | 0.15862 | 0.36603 | 74 | 868 | solar_PV | 0 | 0 | 0 | 0 | 0 | 0 | 0 | 0 | 201.62 | 201.62 | 201.62 | 201.62 | 201.62 | 201.62 | 20 | 10 | 20 | 20 | 20 | 20 | 20 | 20 | 20 | 20 | 20 | 20 | 20 | 20 | 20 | 20 | 20 | 20 | 20 | 20 | 20 | 20 | 20 | 20 | 20 | 20 | 20 | 20 | 20 | 20 | 20 | 20 | 20 | 20 | 20 | 20 | 20 | 20 | 20 | 20 | 20 | 20 | 20 | 20 | 20 | 20 | 20 | 20 | 20 | 20
ON_STF_JCT | 869 | 230 | ON | 0.15866 | 0.36589 | 75 | 869 | solar_PV | 0 | 0 | 0 | 0 | 0 | 0 | 0 | 0 | 201.62 | 201.62 | 201.62 | 201.62 | 201.62 | 201.62 | 20 | 10 | 0 | 0 | 0 | 0 | 0 | 0 | 0 | 0 | 0 | 0 | 0 | 0 | 0 | 0 | 0 | 0 | 0 | 0 | 0 | 0 | 0 | 0 | 0 | 0 | 0 | 0 | 0 | 0 | 0 | 0 | 0 | 0 | 0 | 0 | 0 | 0 | 0 | 0 | 0 | 0 | 0 | 0 | 0 | 0 | 0 | 0 | 0 | 0
QC_GRM_GSS | 1028 | 230 | QC | 0.14361 | 0.36457 | 76 | 1028 | solar_PV | 0 | 0 | 0 | 0 | 0 | 0 | 0 | 0 | 201.62 | 201.62 | 201.62 | 201.62 | 201.62 | 201.62 | 20 | 10 | 0 | 0 | 0 | 0 | 0 | 0 | 0 | 0 | 0 | 0 | 0 | 0 | 0 | 0 | 0 | 0 | 0 | 0 | 0 | 0 | 0 | 0 | 0 | 0 | 0 | 0 | 0 | 0 | 0 | 0 | 0 | 0 | 0 | 0 | 0 | 0 | 0 | 0 | 0 | 0 | 0 | 0 | 0 | 0 | 0 | 0 | 0 | 0
ON_BUC_DSS | 524 | 230 | ON | 0.16102 | 0.36398 | 77 | 524 | solar_PV | 0 | 0 | 0 | 0 | 0 | 0 | 0 | 0 | 201.62 | 201.62 | 201.62 | 201.62 | 201.62 | 201.62 | 20 | 10 | 15.5556 | 15.5556 | 15.5556 | 15.5556 | 15.5556 | 15.5556 | 15.5556 | 15.5556 | 15.5556 | 15.5556 | 15.5556 | 15.5556 | 15.5556 | 15.5556 | 15.5556 | 15.5556 | 15.5556 | 15.5556 | 15.5556 | 15.5556 | 15.5556 | 15.5556 | 15.5556 | 15.5556 | 15.5556 | 15.5556 | 15.5556 | 15.5556 | 15.5556 | 15.5556 | 15.5556 | 15.5556 | 15.5556 | 15.5556 | 15.5556 | 15.5556 | 0 | 15.5556 | 15.5556 | 15.5556 | 15.5556 | 15.5556 | 15.5556 | 15.5556 | 15.5556 | 15.5556 | 15.5556 | 15.5556
ON_EDG_DSS | 587 | 230 | ON | 0.16213 | 0.36365 | 78 | 587 | solar_PV | 0 | 0 | 0 | 0 | 0 | 0 | 0 | 0 | 201.62 | 201.62 | 201.62 | 201.62 | 201.62 | 201.62 | 20 | 10 | 20 | 20 | 20 | 20 | 20 | 20 | 20 | 20 | 6.1653 | 20 | 20 | 20 | 20 | 20 | 20 | 20 | 20 | 20 | 18.8471 | 20 | 20 | 20 | 0 | 20 | 20 | 20 | 20 | 20 | 20 | 20 | 20 | 20 | 20 | 20 | 20 | 20 | 17.3262 | 20 | 20 | 20 | 20 | 20 | 20 | 0 | 20 | 20 | 20 | 18.8471
ON_KJ9_JCT | 684 | 230 | ON | 0.15985 | 0.36354 | 79 | 684 | solar_PV | 0 | 0 | 0 | 0 | 0 | 0 | 0 | 0 | 201.62 | 201.62 | 201.62 | 201.62 | 201.62 | 201.62 | 20 | 10 | 20 | 20 | 20 | 0 | 20 | 20 | 0 | 20 | 20 | 20 | 20 | 20 | 20 | 20 | 20 | 20 | 20 | 20 | 20 | 20 | 20 | 20 | 20 | 20 | 20 | 20 | 20 | 20 | 20 | 20 | 20 | 20 | 20 | 20 | 20 | 20 | 20 | 20 | 20 | 20 | 20 | 20 | 20 | 20 | 20 | 8.12 | 20 | 20
ON_KM9_DSS | 688 | 230 | ON | 0.15985 | 0.36354 | 80 | 688 | solar_PV | 0 | 0 | 0 | 0 | 0 | 0 | 0 | 0 | 201.62 | 201.62 | 201.62 | 201.62 | 201.62 | 201.62 | 20 | 10 | 20 | 20 | 20 | 20 | 20 | 20 | 20 | 20 | 20 | 20 | 20 | 20 | 20 | 20 | 20 | 20 | 20 | 20 | 20 | 20 | 20 | 20 | 20 | 20 | 20 | 20 | 20 | 20 | 20 | 20 | 20 | 20 | 20 | 20 | 20 | 20 | 20 | 20 | 20 | 20 | 20 | 20 | 20 | 20 | 20 | 20 | 20 | 20
ON_BOS_JCT | 514 | 230 | ON | 0.16122 | 0.36351 | 81 | 514 | solar_PV | 0 | 0 | 0 | 0 | 0 | 0 | 0 | 0 | 201.62 | 201.62 | 201.62 | 201.62 | 201.62 | 201.62 | 20 | 10 | 20 | 20 | 20 | 20 | 20 | 20 | 20 | 20 | 20 | 20 | 20 | 20 | 20 | 20 | 20 | 20 | 20 | 20 | 20 | 20 | 20 | 20 | 20 | 20 | 20 | 20 | 20 | 20 | 20 | 20 | 20 | 20 | 20 | 20 | 20 | 20 | 20 | 20 | 20 | 20 | 20 | 20 | 20 | 20 | 20 | 20 | 20 | 20
ON_WND_DSS | 933 | 230 | ON | 0.16122 | 0.36351 | 82 | 933 | solar_PV | 0 | 0 | 0 | 0 | 0 | 0 | 0 | 0 | 201.62 | 201.62 | 201.62 | 201.62 | 201.62 | 201.62 | 20 | 10 | 20 | 20 | 20 | 20 | 20 | 20 | 20 | 20 | 20 | 20 | 20 | 20 | 20 | 20 | 20 | 20 | 20 | 20 | 20 | 20 | 20 | 20 | 20 | 20 | 20 | 20 | 20 | 20 | 20 | 20 | 20 | 20 | 20 | 20 | 20 | 20 | 20 | 20 | 0 | 20 | 20 | 20 | 20 | 20 | 20 | 20 | 20 | 20
XX_SKUS1_INT | 1213 | 230 | US | 0.168 | 0.36301 | 83 | 1213 | solar_PV | 0 | 0 | 0 | 0 | 0 | 0 | 0 | 0 | 201.62 | 201.62 | 201.62 | 201.62 | 201.62 | 201.62 | 20 | 10 | 13.3333 | 13.3333 | 13.3333 | 13.3333 | 13.3333 | 13.3333 | 13.3333 | 13.3333 | 13.3333 | 0 | 13.3333 | 13.3333 | 13.3333 | 13.3333 | 13.3333 | 13.3333 | 13.3333 | 13.3333 | 13.3333 | 13.3333 | 13.3333 | 13.3333 | 13.3333 | 13.3333 | 13.3333 | 13.3333 | 13.3333 | 13.3333 | 13.3333 | 13.3333 | 13.3333 | 13.3333 | 13.3333 | 13.3333 | 13.3333 | 13.3333 | 13.3333 | 13.3333 | 13.3333 | 13.3333 | 13.3333 | 13.3333 | 13.3333 | 13.3333 | 13.3333 | 0 | 13.3333 | 13.3333
SK_GPL_GSS | 1179 | 230 | SK | 0.16402 | 0.36287 | 84 | 1179 | solar_PV | 0 | 0 | 0 | 0 | 0 | 0 | 0 | 0 | 201.62 | 201.62 | 201.62 | 201.62 | 201.62 | 201.62 | 20 | 10 | 11.1111 | 11.1111 | 11.1111 | 11.1111 | 11.1111 | 11.1111 | 11.1111 | 11.1111 | 11.1111 | 11.1111 | 11.1111 | 11.1111 | 11.1111 | 0 | 11.1111 | 11.1111 | 11.1111 | 11.1111 | 11.1111 | 11.1111 | 11.1111 | 0 | 11.1111 | 11.1111 | 11.1111 | 11.1111 | 11.1111 | 11.1111 | 11.1111 | 11.1111 | 11.1111 | 11.1111 | 11.1111 | 11.1111 | 11.1111 | 11.1111 | 11.1111 | 11.1111 | 11.1111 | 11.1111 | 11.1111 | 11.1111 | 11.1111 | 11.1111 | 11.1111 | 11.1111 | 11.1111 | 11.1111
QC_LF1_GSS | 1056 | 315 | QC | 0.11784 | 0.36269 | 85 | 1056 | solar_PV | 0 | 0 | 0 | 0 | 0 | 0 | 0 | 0 | 201.62 | 201.62 | 201.62 | 201.62 | 201.62 | 201.62 | 20 | 10 | 0 | 13.3333 | 13.3333 | 0 | 0 | 13.3333 | 13.3333 | 13.3333 | 13.3333 | 13.3333 | 0 | 13.3333 | 13.3333 | 13.3333 | 13.3333 | 13.3333 | 13.3333 | 13.3333 | 13.3333 | 13.3333 | 13.3333 | 13.3333 | 13.3333 | 13.3333 | 13.3333 | 13.3333 | 13.3333 | 13.3333 | 13.3333 | 13.3333 | 13.3333 | 13.3333 | 13.3333 | 13.3333 | 13.3333 | 13.3333 | 13.3333 | 13.3333 | 13.3333 | 13.3333 | 13.3333 | 13.3333 | 13.3333 | 13.3333 | 13.3333 | 13.3333 | 13.3333 | 13.3333
QC_NIK_SWS | 1107 | 315 | QC | 0.11784 | 0.36269 | 86 | 1107 | solar_PV | 0 | 0 | 0 | 0 | 0 | 0 | 0 | 0 | 201.62 | 201.62 | 201.62 | 201.62 | 201.62 | 201.62 | 20 | 10 | 15.5556 | 15.5556 | 15.5556 | 15.5556 | 15.5556 | 15.5556 | 15.5556 | 15.5556 | 15.5556 | 15.5556 | 15.5556 | 15.5556 | 15.5556 | 15.5556 | 15.5556 | 15.5556 | 15.5556 | 15.5556 | 15.5556 | 15.5556 | 15.5556 | 15.5556 | 15.5556 | 15.5556 | 15.5556 | 15.5556 | 15.5556 | 15.5556 | 15.5556 | 15.5556 | 15.5556 | 15.5556 | 15.5556 | 15.5556 | 15.5556 | 15.5556 | 0 | 15.5556 | 15.5556 | 15.5556 | 15.5556 | 15.5556 | 15.5556 | 15.5556 | 0 | 15.5556 | 15.5556 | 15.5556
SK_PBL_DSS | 1183 | 230 | SK | 0.16583 | 0.36252 | 87 | 1183 | solar_PV | 0 | 0 | 0 | 0 | 0 | 0 | 0 | 0 | 201.62 | 201.62 | 201.62 | 201.62 | 201.62 | 201.62 | 20 | 10 | 0 | 0 | 0 | 0 | 0 | 0 | 0 | 0 | 0 | 0 | 0 | 0 | 0 | 0 | 0 | 0 | 0 | 0 | 0 | 0 | 0 | 0 | 0 | 0 | 0 | 0 | 0 | 0 | 0 | 0 | 0 | 0 | 0 | 0 | 0 | 0 | 0 | 0 | 0 | 0 | 0 | 0 | 0 | 0 | 0 | 0 | 0 | 0
ON_EVG_SWS | 604 | 500 | ON | 0.15948 | 0.3621 | 88 | 604 | solar_PV | 0 | 0 | 0 | 0 | 0 | 0 | 0 | 0 | 201.62 | 201.62 | 201.62 | 201.62 | 201.62 | 201.62 | 20 | 10 | 20 | 20 | 20 | 20 | 20 | 20 | 20 | 20 | 20 | 20 | 20 | 20 | 20 | 20 | 20 | 20 | 20 | 20 | 20 | 20 | 20 | 20 | 20 | 0 | 20 | 20 | 20 | 20 | 20 | 20 | 20 | 20 | 20 | 15.3715 | 0 | 20 | 20 | 20 | 20 | 20 | 20 | 20 | 20 | 20 | 20 | 20 | 20 | 20
ON_PKH_ISS | 814 | 500 | ON | 0.15948 | 0.3621 | 89 | 814 | solar_PV | 0 | 0 | 0 | 0 | 0 | 0 | 0 | 0 | 201.62 | 201.62 | 201.62 | 201.62 | 201.62 | 201.62 | 20 | 10 | 0 | 0 | 0 | 0 | 0 | 0 | 0 | 0 | 0 | 0 | 0 | 0 | 0 | 0 | 0 | 0 | 0 | 0 | 0 | 0 | 0 | 0 | 0 | 0 | 0 | 0 | 0 | 0 | 0 | 0 | 0 | 0 | 0 | 0 | 0 | 0 | 0 | 0 | 0 | 0 | 0 | 0 | 0 | 0 | 0 | 0 | 0 | 0
ON_COW_JCT | 556 | 230 | ON | 0.16232 | 0.36192 | 90 | 556 | solar_PV | 0 | 0 | 0 | 0 | 0 | 0 | 0 | 0 | 201.62 | 201.62 | 201.62 | 201.62 | 201.62 | 201.62 | 20 | 10 | 0 | 0 | 0 | 0 | 0 | 0 | 0 | 0 | 0 | 0 | 0 | 0 | 0 | 0 | 0 | 0 | 0 | 0 | 0 | 0 | 0 | 0 | 0 | 0 | 0 | 0 | 0 | 0 | 0 | 0 | 0 | 0 | 0 | 0 | 0 | 0 | 0 | 0 | 0 | 0 | 0 | 0 | 0 | 0 | 0 | 0 | 0 | 0
SK_PQA_DSS | 1185 | 230 | SK | 0.16398 | 0.36094 | 91 | 1185 | solar_PV | 0 | 0 | 0 | 0 | 0 | 0 | 0 | 0 | 201.62 | 201.62 | 201.62 | 201.62 | 201.62 | 201.62 | 20 | 10 | 20 | 20 | 20 | 20 | 20 | 20 | 20 | 20 | 20 | 20 | 20 | 20 | 20 | 20 | 20 | 20 | 20 | 20 | 20 | 20 | 20 | 20 | 20 | 20 | 20 | 20 | 20 | 20 | 20 | 20 | 20 | 20 | 20 | 20 | 20 | 20 | 20 | 20 | 20 | 20 | 20 | 20 | 20 | 20 | 20 | 20 | 20 | 20
ON_DET_JCT | 570 | 230 | ON | 0.15986 | 0.36053 | 92 | 570 | solar_PV | 0 | 0 | 0 | 0 | 0 | 0 | 0 | 0 | 201.62 | 201.62 | 201.62 | 201.62 | 201.62 | 201.62 | 20 | 10 | 0 | 20 | 20 | 20 | 20 | 20 | 20 | 20 | 20 | 20 | 20 | 20 | 20 | 20 | 20 | 20 | 20 | 20 | 20 | 20 | 20 | 20 | 20 | 20 | 20 | 20 | 20 | 20 | 20 | 20 | 20 | 20 | 20 | 20 | 20 | 20 | 20 | 20 | 20 | 20 | 20 | 20 | 20 | 20 | 20 | 20 | 20 | 20
ON_DET_TSS | 571 | 230 | ON | 0.15986 | 0.36053 | 93 | 571 | solar_PV | 0 | 0 | 0 | 0 | 0 | 0 | 0 | 0 | 201.62 | 201.62 | 201.62 | 201.62 | 201.62 | 201.62 | 20 | 10 | 0 | 0 | 0 | 0 | 0 | 0 | 0 | 0 | 0 | 0 | 0 | 0 | 0 | 0 | 0 | 0 | 0 | 0 | 0 | 0 | 0 | 0 | 0 | 0 | 0 | 0 | 0 | 0 | 0 | 0 | 0 | 0 | 0 | 0 | 0 | 0 | 0 | 0 | 0 | 0 | 0 | 0 | 0 | 0 | 0 | 0 | 0 | 0
ON_WTN_DSS | 938 | 230 | ON | 0.15973 | 0.36042 | 94 | 938 | solar_PV | 0 | 0 | 0 | 0 | 0 | 0 | 0 | 0 | 201.62 | 201.62 | 201.62 | 201.62 | 201.62 | 201.62 | 20 | 10 | 20 | 20 | 20 | 20 | 20 | 20 | 20 | 20 | 20 | 20 | 20 | 20 | 20 | 20 | 20 | 20 | 20 | 20 | 20 | 20 | 20 | 20 | 20 | 20 | 20 | 20 | 20 | 20 | 20 | 20 | 20 | 20 | 20 | 20 | 20 | 20 | 20 | 20 | 20 | 20 | 20 | 20 | 20 | 20 | 20 | 20 | 20 | 20
ON_WTN_JCT | 939 | 230 | ON | 0.15973 | 0.36042 | 95 | 939 | solar_PV | 0 | 0 | 0 | 0 | 0 | 0 | 0 | 0 | 201.62 | 201.62 | 201.62 | 201.62 | 201.62 | 201.62 | 20 | 10 | 20 | 20 | 20 | 20 | 20 | 20 | 20 | 20 | 20 | 20 | 20 | 20 | 20 | 20 | 20 | 20 | 20 | 20 | 20 | 20 | 20 | 20 | 20 | 20 | 20 | 20 | 20 | 20 | 20 | 20 | 20 | 20 | 20 | 20 | 20 | 20 | 0 | 20 | 20 | 20 | 20 | 20 | 20 | 20 | 20 | 20 | 20 | 20
ON_DUA_DSS | 581 | 230 | ON | 0.16361 | 0.36033 | 96 | 581 | solar_PV | 0 | 0 | 0 | 0 | 0 | 0 | 0 | 0 | 201.62 | 201.62 | 201.62 | 201.62 | 201.62 | 201.62 | 20 | 10 | 20 | 20 | 20 | 20 | 20 | 20 | 20 | 20 | 20 | 20 | 20 | 20 | 20 | 20 | 20 | 20 | 20 | 20 | 20 | 20 | 20 | 20 | 20 | 20 | 20 | 20 | 20 | 20 | 20 | 20 | 20 | 20 | 20 | 20 | 20 | 20 | 20 | 20 | 20 | 20 | 20 | 20 | 20 | 20 | 20 | 20 | 20 | 20
ON_DUA_JCT | 582 | 230 | ON | 0.16361 | 0.36033 | 97 | 582 | solar_PV | 0 | 0 | 0 | 0 | 0 | 0 | 0 | 0 | 201.62 | 201.62 | 201.62 | 201.62 | 201.62 | 201.62 | 20 | 10 | 2.2222 | 2.2222 | 2.2222 | 2.2222 | 2.2222 | 2.2222 | 2.2222 | 2.2222 | 2.2222 | 2.2222 | 2.2222 | 2.2222 | 2.2222 | 2.2222 | 2.2222 | 2.2222 | 2.2222 | 2.2222 | 2.2222 | 2.2222 | 2.2222 | 2.2222 | 2.2222 | 2.2222 | 2.2222 | 2.2222 | 2.2222 | 2.2222 | 2.2222 | 2.2222 | 2.2222 | 2.2222 | 2.2222 | 2.2222 | 2.2222 | 2.2222 | 2.2222 | 2.2222 | 2.2222 | 2.2222 | 2.2222 | 2.2222 | 2.2222 | 2.2222 | 2.2222 | 2.2222 | 2.2222 | 2.2222
ON_LGW_DSS | 710 | 500 | ON | 0.16121 | 0.35987 | 98 | 710 | solar_PV | 0 | 0 | 0 | 0 | 0 | 0 | 0 | 0 | 201.62 | 201.62 | 201.62 | 201.62 | 201.62 | 201.62 | 20 | 10 | 11.1111 | 11.1111 | 11.1111 | 11.1111 | 11.1111 | 11.1111 | 11.1111 | 11.1111 | 11.1111 | 11.1111 | 11.1111 | 11.1111 | 11.1111 | 11.1111 | 11.1111 | 11.1111 | 11.1111 | 11.1111 | 11.1111 | 11.1111 | 11.1111 | 11.1111 | 11.1111 | 11.1111 | 11.1111 | 11.1111 | 11.1111 | 11.1111 | 11.1111 | 11.1111 | 11.1111 | 11.1111 | 11.1111 | 11.1111 | 11.1111 | 11.1111 | 11.1111 | 11.1111 | 11.1111 | 11.1111 | 11.1111 | 11.1111 | 11.1111 | 11.1111 | 11.1111 | 11.1111 | 11.1111 | 11.1111
ON_SPC_SWS | 863 | 230 | ON | 0.16384 | 0.35963 | 99 | 863 | solar_PV | 0 | 0 | 0 | 0 | 0 | 0 | 0 | 0 | 201.62 | 201.62 | 201.62 | 201.62 | 201.62 | 201.62 | 20 | 10 | 13.3333 | 13.3333 | 13.3333 | 13.3333 | 13.3333 | 13.3333 | 13.3333 | 13.3333 | 13.3333 | 13.3333 | 13.3333 | 13.3333 | 13.3333 | 13.3333 | 13.3333 | 13.3333 | 13.3333 | 13.3333 | 13.3333 | 13.3333 | 13.3333 | 13.3333 | 13.3333 | 13.3333 | 13.3333 | 13.3333 | 13.3333 | 13.3333 | 13.3333 | 13.3333 | 13.3333 | 13.3333 | 13.3333 | 13.3333 | 13.3333 | 13.3333 | 13.3333 | 13.3333 | 13.3333 | 13.3333 | 13.3333 | 13.3333 | 13.3333 | 13.3333 | 13.3333 | 13.3333 | 13.3333 | 13.3333
NS_88S_GSS | 461 | 230 | NS | 0.15022 | 0.5031 | 1 | 461 | solar_PV | 0 | 0 | 0 | 0 | 0 | 0 | 0 | 0 | 201.62 | 201.62 | 201.62 | 201.62 | 201.62 | 201.62 | 20 | 10 | 0 | 0 | 0 | 0 | 0 | 0 | 0 | 0 | 0 | 0 | 0 | 0 | 0 | 0 | 0 | 0 | 0 | 0 | 0 | 0 | 0 | 0 | 0 | 0 | 0 | 0 | 0 | 0 | 0 | 0 | 0 | 0 | 0 | 0 | 0 | 0 | 0 | 0 | 0 | 0 | 0 | 0 | 0 | 0 | 0 | 0 | 0 | 0
NS_102S_GSS | 455 | 230 | NS | 0.14771 | 0.48642 | 2 | 455 | NG_CCS | 0.037998 | 7.16 | 8.54 | 8.54 | 8.54 | 8.54 | 8.54 | 8.54 | 442.87 | 442.87 | 442.87 | 442.87 | 442.87 | 442.87 | 20 | 10 | 0 | 0 | 0 | 0 | 0 | 0 | 0 | 0 | 0 | 0 | 0 | 0 | 0 | 0 | 0 | 0 | 0 | 0 | 0 | 0 | 0 | 0 | 0 | 0 | 0 | 0 | 0 | 0 | 0 | 0 | 0 | 0 | 0 | 0 | 0 | 0 | 0 | 0 | 0 | 0 | 0 | 0 | 0 | 0 | 0 | 0 | 0 | 0
NS_89S_DSS | 462 | 230 | NS | 0.14771 | 0.48642 | 3 | 462 | NG_CCS | 0.037998 | 7.16 | 8.54 | 8.54 | 8.54 | 8.54 | 8.54 | 8.54 | 442.87 | 442.87 | 442.87 | 442.87 | 442.87 | 442.87 | 20 | 10 | 0 | 0 | 0 | 0 | 0 | 0 | 0 | 0 | 0 | 0 | 0 | 0 | 0 | 0 | 0 | 0 | 0 | 0 | 0 | 0 | 0 | 0 | 0 | 0 | 0 | 0 | 0 | 0 | 0 | 0 | 0 | 0 | 0 | 0 | 0 | 0 | 0 | 0 | 0 | 0 | 0 | 0 | 0 | 0 | 0 | 0 | 0 | 0
NS_101S_DSS | 454 | 200 | NS | 0.1475 | 0.46437 | 4 | 454 | NG_CCS | 0.037998 | 7.16 | 8.54 | 8.54 | 8.54 | 8.54 | 8.54 | 8.54 | 442.87 | 442.87 | 442.87 | 442.87 | 442.87 | 442.87 | 20 | 10 | 0 | 0 | 0 | 0 | 0 | 0 | 0 | 0 | 0 | 0 | 0 | 0 | 0 | 0 | 0 | 0 | 0 | 0 | 0 | 0 | 0 | 0 | 0 | 0 | 0 | 0 | 0 | 0 | 0 | 0 | 0 | 0 | 0 | 0 | 0 | 0 | 0 | 0 | 0 | 0 | 0 | 0 | 0 | 0 | 0 | 0 | 0 | 0
PE_HRM_GSS | 951 | 138 | PE | 0.14971 | 0.4577 | 5 | 951 | NG_CCS | 0.037998 | 7.16 | 8.54 | 8.54 | 8.54 | 8.54 | 8.54 | 8.54 | 442.87 | 442.87 | 442.87 | 442.87 | 442.87 | 442.87 | 20 | 10 | 0 | 0 | 0 | 0 | 0 | 0 | 0 | 0 | 0 | 0 | 0 | 0 | 0 | 0 | 0 | 0 | 0 | 0 | 0 | 0 | 0 | 0 | 0 | 0 | 0 | 0 | 0 | 0 | 0 | 0 | 0 | 0 | 0 | 0 | 0 | 0 | 0 | 0 | 0 | 0 | 0 | 0 | 0 | 0 | 0 | 0 | 0 | 0
PE_EKS_GSS | 949 | 138 | PE | 0.14796 | 0.45081 | 6 | 949 | NG_CCS | 0.037998 | 7.16 | 8.54 | 8.54 | 8.54 | 8.54 | 8.54 | 8.54 | 442.87 | 442.87 | 442.87 | 442.87 | 442.87 | 442.87 | 20 | 10 | 0 | 0 | 0 | 0 | 0 | 0 | 0 | 0 | 0 | 0 | 0 | 0 | 0 | 0 | 0 | 0 | 0 | 0 | 0 | 0 | 0 | 0 | 0 | 0 | 0 | 0 | 0 | 0 | 0 | 0 | 0 | 0 | 0 | 0 | 0 | 0 | 0 | 0 | 0 | 0 | 0 | 0 | 0 | 0 | 0 | 0 | 0 | 0
PE_CHR_TSS | 948 | 138 | PE | 0.15013 | 0.4431 | 7 | 948 | NG_CCS | 0.037998 | 7.16 | 8.54 | 8.54 | 8.54 | 8.54 | 8.54 | 8.54 | 442.87 | 442.87 | 442.87 | 442.87 | 442.87 | 442.87 | 20 | 10 | 0 | 0 | 0 | 0 | 0 | 0 | 0 | 0 | 0 | 0 | 0 | 0 | 0 | 0 | 0 | 0 | 0 | 0 | 0 | 0 | 0 | 0 | 0 | 0 | 0 | 0 | 0 | 0 | 0 | 0 | 0 | 0 | 0 | 0 | 0 | 0 | 0 | 0 | 0 | 0 | 0 | 0 | 0 | 0 | 0 | 0 | 0 | 0
PE_HRM_JCT | 952 | 138 | PE | 0.14907 | 0.43989 | 8 | 952 | NG_CCS | 0.037998 | 7.16 | 8.54 | 8.54 | 8.54 | 8.54 | 8.54 | 8.54 | 442.87 | 442.87 | 442.87 | 442.87 | 442.87 | 442.87 | 20 | 10 | 0 | 0 | 0 | 0 | 0 | 0 | 0 | 0 | 0 | 0 | 0 | 0 | 0 | 0 | 0 | 0 | 0 | 0 | 0 | 0 | 0 | 0 | 0 | 0 | 0 | 0 | 0 | 0 | 0 | 0 | 0 | 0 | 0 | 0 | 0 | 0 | 0 | 0 | 0 | 0 | 0 | 0 | 0 | 0 | 0 | 0 | 0 | 0
PE_WSP_DSS | 959 | 138 | PE | 0.15033 | 0.43794 | 9 | 959 | NG_CCS | 0.037998 | 7.16 | 8.54 | 8.54 | 8.54 | 8.54 | 8.54 | 8.54 | 442.87 | 442.87 | 442.87 | 442.87 | 442.87 | 442.87 | 20 | 10 | 0 | 0 | 0 | 0 | 0 | 0 | 0 | 0 | 0 | 0 | 0 | 0 | 0 | 0 | 0 | 0 | 0 | 0 | 0 | 0 | 0 | 0 | 0 | 0 | 0 | 0 | 0 | 0 | 0 | 0 | 0 | 0 | 0 | 0 | 0 | 0 | 0 | 0 | 0 | 0 | 0 | 0 | 0 | 0 | 0 | 0 | 0 | 0
NL_OXP_DSS | 443 | 230 | NL | 0.13248 | 0.42581 | 10 | 443 | NG_CCS | 0.037998 | 7.16 | 8.54 | 8.54 | 8.54 | 8.54 | 8.54 | 8.54 | 442.87 | 442.87 | 442.87 | 442.87 | 442.87 | 442.87 | 20 | 10 | 0 | 0 | 0 | 0 | 0 | 0 | 0 | 0 | 0 | 0 | 0 | 0 | 0 | 0 | 0 | 0 | 0 | 0 | 0 | 0 | 0 | 0 | 0 | 0 | 0 | 0 | 0 | 0 | 0 | 0 | 0 | 0 | 0 | 0 | 0 | 0 | 0 | 0 | 0 | 0 | 0 | 0 | 0 | 0 | 0 | 0 | 0 | 0
NL_HWD_DSS | 439 | 230 | NL | 0.13248 | 0.42581 | 11 | 439 | NG_CCS | 0.037998 | 7.16 | 8.54 | 8.54 | 8.54 | 8.54 | 8.54 | 8.54 | 442.87 | 442.87 | 442.87 | 442.87 | 442.87 | 442.87 | 20 | 10 | 0 | 0 | 0 | 0 | 0 | 0 | 0 | 0 | 0 | 0 | 0 | 0 | 0 | 0 | 0 | 0 | 0 | 0 | 0 | 0 | 0 | 0 | 0 | 0 | 0 | 0 | 0 | 0 | 0 | 0 | 0 | 0 | 0 | 0 | 0 | 0 | 0 | 0 | 0 | 0 | 0 | 0 | 0 | 0 | 0 | 0 | 0 | 0
PE_SCF_DSS | 954 | 138 | PE | 0.14995 | 0.41458 | 12 | 954 | NG_CCS | 0.037998 | 7.16 | 8.54 | 8.54 | 8.54 | 8.54 | 8.54 | 8.54 | 442.87 | 442.87 | 442.87 | 442.87 | 442.87 | 442.87 | 20 | 10 | 0 | 0 | 0 | 0 | 0 | 0 | 0 | 0 | 0 | 0 | 0 | 0 | 0 | 0 | 0 | 0 | 0 | 0 | 0 | 0 | 0 | 0 | 0 | 0 | 0 | 0 | 0 | 0 | 0 | 0 | 0 | 0 | 0 | 0 | 0 | 0 | 0 | 0 | 0 | 0 | 0 | 0 | 0 | 0 | 0 | 0 | 0 | 0
XX_ABUS1_INT | 1194 | 230 | US | 0.16634 | 0.40679 | 13 | 1194 | NG_CCS | 0.037998 | 7.16 | 8.54 | 8.54 | 8.54 | 8.54 | 8.54 | 8.54 | 442.87 | 442.87 | 442.87 | 442.87 | 442.87 | 442.87 | 20 | 10 | 0 | 0 | 0 | 0 | 0 | 0 | 0 | 0 | 0 | 0 | 0 | 0 | 0 | 0 | 0 | 0 | 0 | 0 | 0 | 0 | 0 | 0 | 0 | 0 | 0 | 0 | 0 | 0 | 0 | 0 | 0 | 0 | 0 | 0 | 0 | 0 | 0 | 0 | 0 | 0 | 0 | 0 | 0 | 0 | 0 | 0 | 0 | 0
PE_ERY_DSS | 950 | 138 | PE | 0.14983 | 0.39596 | 14 | 950 | NG_CCS | 0.037998 | 7.16 | 8.54 | 8.54 | 8.54 | 8.54 | 8.54 | 8.54 | 442.87 | 442.87 | 442.87 | 442.87 | 442.87 | 442.87 | 20 | 10 | 0 | 0 | 0 | 0 | 0 | 0 | 0 | 0 | 0 | 0 | 0 | 0 | 0 | 0 | 0 | 0 | 0 | 0 | 0 | 0 | 0 | 0 | 0 | 0 | 0 | 0 | 0 | 0 | 0 | 0 | 0 | 0 | 0 | 0 | 0 | 0 | 0 | 0 | 0 | 0 | 0 | 0 | 0 | 0 | 0 | 0 | 0 | 0
SK_SWC_DSS | 1191 | 230 | SK | 0.16284 | 0.39313 | 15 | 1191 | NG_CCS | 0.037998 | 7.16 | 8.54 | 8.54 | 8.54 | 8.54 | 8.54 | 8.54 | 442.87 | 442.87 | 442.87 | 442.87 | 442.87 | 442.87 | 20 | 10 | 0 | 0 | 0 | 0 | 0 | 0 | 0 | 0 | 0 | 0 | 0 | 0 | 0 | 0 | 0 | 0 | 0 | 0 | 0 | 0 | 0 | 0 | 0 | 0 | 0 | 0 | 0 | 0 | 0 | 0 | 0 | 0 | 0 | 0 | 0 | 0 | 0 | 0 | 0 | 0 | 0 | 0 | 0 | 0 | 0 | 0 | 0 | 0
QC_BSY_GSS | 992 | 315 | QC | 0.1212 | 0.39263 | 16 | 992 | NG_CCS | 0.037998 | 7.16 | 8.54 | 8.54 | 8.54 | 8.54 | 8.54 | 8.54 | 442.87 | 442.87 | 442.87 | 442.87 | 442.87 | 442.87 | 20 | 10 | 0 | 0 | 0 | 0 | 0 | 0 | 0 | 0 | 0 | 0 | 0 | 0 | 0 | 0 | 0 | 0 | 0 | 0 | 0 | 0 | 0 | 0 | 0 | 0 | 0 | 0 | 0 | 0 | 0 | 0 | 0 | 0 | 0 | 0 | 0 | 0 | 0 | 0 | 0 | 0 | 0 | 0 | 0 | 0 | 0 | 0 | 0 | 0
NL_SOL_CSS | 445 | 230 | NL | 0.13236 | 0.39133 | 17 | 445 | NG_CCS | 0.037998 | 7.16 | 8.54 | 8.54 | 8.54 | 8.54 | 8.54 | 8.54 | 442.87 | 442.87 | 442.87 | 442.87 | 442.87 | 442.87 | 20 | 10 | 0 | 0 | 0 | 0 | 0 | 0 | 0 | 0 | 0 | 0 | 0 | 0 | 0 | 0 | 0 | 0 | 0 | 0 | 0 | 0 | 0 | 0 | 0 | 0 | 0 | 0 | 0 | 0 | 0 | 0 | 0 | 0 | 0 | 0 | 0 | 0 | 0 | 0 | 0 | 0 | 0 | 0 | 0 | 0 | 0 | 0 | 0 | 0
SK_ASS_DSS | 1168 | 230 | SK | 0.16756 | 0.39037 | 18 | 1168 | NG_CCS | 0.037998 | 7.16 | 8.54 | 8.54 | 8.54 | 8.54 | 8.54 | 8.54 | 442.87 | 442.87 | 442.87 | 442.87 | 442.87 | 442.87 | 20 | 10 | 0 | 0 | 0 | 0 | 0 | 0 | 0 | 0 | 0 | 0 | 0 | 0 | 0 | 0 | 0 | 0 | 0 | 0 | 0 | 0 | 0 | 0 | 0 | 0 | 0 | 0 | 0 | 0 | 0 | 0 | 0 | 0 | 0 | 0 | 0 | 0 | 0 | 0 | 0 | 0 | 0 | 0 | 0 | 0 | 0 | 0 | 0 | 0
PE_WSK_SWS | 958 | 138 | PE | 0.15185 | 0.38936 | 19 | 958 | NG_CCS | 0.037998 | 7.16 | 8.54 | 8.54 | 8.54 | 8.54 | 8.54 | 8.54 | 442.87 | 442.87 | 442.87 | 442.87 | 442.87 | 442.87 | 20 | 10 | 0 | 0 | 0 | 0 | 0 | 0 | 0 | 0 | 0 | 0 | 0 | 0 | 0 | 0 | 0 | 0 | 0 | 0 | 0 | 0 | 0 | 0 | 0 | 0 | 0 | 0 | 0 | 0 | 0 | 0 | 0 | 0 | 0 | 0 | 0 | 0 | 0 | 0 | 0 | 0 | 0 | 0 | 0 | 0 | 0 | 0 | 0 | 0
SK_RUC_DSS | 1188 | 230 | SK | 0.16322 | 0.38788 | 20 | 1188 | NG_CCS | 0.037998 | 7.16 | 8.54 | 8.54 | 8.54 | 8.54 | 8.54 | 8.54 | 442.87 | 442.87 | 442.87 | 442.87 | 442.87 | 442.87 | 20 | 10 | 0 | 0 | 0 | 0 | 0 | 0 | 0 | 0 | 0 | 0 | 0 | 0 | 0 | 0 | 0 | 0 | 0 | 0 | 0 | 0 | 0 | 0 | 0 | 0 | 0 | 0 | 0 | 0 | 0 | 0 | 0 | 0 | 0 | 0 | 0 | 0 | 0 | 0 | 0 | 0 | 0 | 0 | 0 | 0 | 0 | 0 | 0 | 0
PE_WRY_DSS | 957 | 138 | PE | 0.14981 | 0.38468 | 21 | 957 | NG_CCS | 0.037998 | 7.16 | 8.54 | 8.54 | 8.54 | 8.54 | 8.54 | 8.54 | 442.87 | 442.87 | 442.87 | 442.87 | 442.87 | 442.87 | 20 | 10 | 0 | 0 | 0 | 0 | 0 | 0 | 0 | 0 | 0 | 0 | 0 | 0 | 0 | 0 | 0 | 0 | 0 | 0 | 0 | 0 | 0 | 0 | 0 | 0 | 0 | 0 | 0 | 0 | 0 | 0 | 0 | 0 | 0 | 0 | 0 | 0 | 0 | 0 | 0 | 0 | 0 | 0 | 0 | 0 | 0 | 0 | 0 | 0
ON_DGP_DSS | 573 | 230 | ON | 0.15486 | 0.38373 | 22 | 573 | NG_CCS | 0.037998 | 7.16 | 8.54 | 8.54 | 8.54 | 8.54 | 8.54 | 8.54 | 442.87 | 442.87 | 442.87 | 442.87 | 442.87 | 442.87 | 20 | 10 | 0 | 0 | 0 | 0 | 0 | 0 | 0 | 0 | 0 | 0 | 0 | 0 | 0 | 0 | 0 | 0 | 0 | 0 | 0 | 0 | 0 | 0 | 0 | 0 | 0 | 0 | 0 | 0 | 0 | 0 | 0 | 0 | 0 | 0 | 0 | 0 | 0 | 0 | 0 | 0 | 0 | 0 | 0 | 0 | 0 | 0 | 0 | 0
ON_BCB_SWS | 501 | 500 | ON | 0.15486 | 0.38373 | 23 | 501 | NG_CCS | 0.037998 | 7.16 | 8.54 | 8.54 | 8.54 | 8.54 | 8.54 | 8.54 | 442.87 | 442.87 | 442.87 | 442.87 | 442.87 | 442.87 | 20 | 10 | 0 | 0 | 0 | 0 | 0 | 0 | 0 | 0 | 0 | 0 | 0 | 0 | 0 | 0 | 0 | 0 | 0 | 0 | 0 | 0 | 0 | 0 | 0 | 0 | 0 | 0 | 0 | 0 | 0 | 0 | 0 | 0 | 0 | 0 | 0 | 0 | 0 | 0 | 0 | 0 | 0 | 0 | 0 | 0 | 0 | 0 | 0 | 0
ON_BCW_ISS | 505 | 230 | ON | 0.15486 | 0.38373 | 24 | 505 | NG_CCS | 0.037998 | 7.16 | 8.54 | 8.54 | 8.54 | 8.54 | 8.54 | 8.54 | 442.87 | 442.87 | 442.87 | 442.87 | 442.87 | 442.87 | 20 | 10 | 0 | 0 | 0 | 0 | 0 | 0 | 0 | 0 | 0 | 0 | 0 | 0 | 0 | 0 | 0 | 0 | 0 | 0 | 0 | 0 | 0 | 0 | 0 | 0 | 0 | 0 | 0 | 0 | 0 | 0 | 0 | 0 | 0 | 0 | 0 | 0 | 0 | 0 | 0 | 0 | 0 | 0 | 0 | 0 | 0 | 0 | 0 | 0
ON_BCA_TSS | 500 | 230 | ON | 0.15486 | 0.38373 | 25 | 500 | NG_CCS | 0.037998 | 7.16 | 8.54 | 8.54 | 8.54 | 8.54 | 8.54 | 8.54 | 442.87 | 442.87 | 442.87 | 442.87 | 442.87 | 442.87 | 20 | 10 | 0 | 0 | 0 | 0 | 0 | 0 | 0 | 0 | 0 | 0 | 0 | 0 | 0 | 0 | 0 | 0 | 0 | 0 | 0 | 0 | 0 | 0 | 0 | 0 | 0 | 0 | 0 | 0 | 0 | 0 | 0 | 0 | 0 | 0 | 0 | 0 | 0 | 0 | 0 | 0 | 0 | 0 | 0 | 0 | 0 | 0 | 0 | 0
ON_BCC_JCT | 502 | 500 | ON | 0.15486 | 0.38373 | 26 | 502 | NG_CCS | 0.037998 | 7.16 | 8.54 | 8.54 | 8.54 | 8.54 | 8.54 | 8.54 | 442.87 | 442.87 | 442.87 | 442.87 | 442.87 | 442.87 | 20 | 10 | 0 | 0 | 0 | 0 | 0 | 0 | 0 | 0 | 0 | 0 | 0 | 0 | 0 | 0 | 0 | 0 | 0 | 0 | 0 | 0 | 0 | 0 | 0 | 0 | 0 | 0 | 0 | 0 | 0 | 0 | 0 | 0 | 0 | 0 | 0 | 0 | 0 | 0 | 0 | 0 | 0 | 0 | 0 | 0 | 0 | 0 | 0 | 0
ON_OWS_JCT | 803 | 230 | ON | 0.1549 | 0.38166 | 27 | 803 | NG_CCS | 0.037998 | 7.16 | 8.54 | 8.54 | 8.54 | 8.54 | 8.54 | 8.54 | 442.87 | 442.87 | 442.87 | 442.87 | 442.87 | 442.87 | 20 | 10 | 0 | 0 | 0 | 0 | 0 | 0 | 0 | 0 | 0 | 0 | 0 | 0 | 0 | 0 | 0 | 0 | 0 | 0 | 0 | 0 | 0 | 0 | 0 | 0 | 0 | 0 | 0 | 0 | 0 | 0 | 0 | 0 | 0 | 0 | 0 | 0 | 0 | 0 | 0 | 0 | 0 | 0 | 0 | 0 | 0 | 0 | 0 | 0
ON_UDW_JCT | 901 | 230 | ON | 0.1549 | 0.38166 | 28 | 901 | NG_CCS | 0.037998 | 7.16 | 8.54 | 8.54 | 8.54 | 8.54 | 8.54 | 8.54 | 442.87 | 442.87 | 442.87 | 442.87 | 442.87 | 442.87 | 20 | 10 | 0 | 0 | 0 | 0 | 0 | 0 | 0 | 0 | 0 | 0 | 0 | 0 | 0 | 0 | 0 | 0 | 0 | 0 | 0 | 0 | 0 | 0 | 0 | 0 | 0 | 0 | 0 | 0 | 0 | 0 | 0 | 0 | 0 | 0 | 0 | 0 | 0 | 0 | 0 | 0 | 0 | 0 | 0 | 0 | 0 | 0 | 0 | 0
ON_UDW_GSS | 900 | 230 | ON | 0.1549 | 0.38166 | 29 | 900 | NG_CCS | 0.037998 | 7.16 | 8.54 | 8.54 | 8.54 | 8.54 | 8.54 | 8.54 | 442.87 | 442.87 | 442.87 | 442.87 | 442.87 | 442.87 | 20 | 10 | 0 | 0 | 0 | 0 | 0 | 0 | 0 | 0 | 0 | 0 | 0 | 0 | 0 | 0 | 0 | 0 | 0 | 0 | 0 | 0 | 0 | 0 | 0 | 0 | 0 | 0 | 0 | 0 | 0 | 0 | 0 | 0 | 0 | 0 | 0 | 0 | 0 | 0 | 0 | 0 | 0 | 0 | 0 | 0 | 0 | 0 | 0 | 0
ON_MAJ_ISS | 730 | 230 | ON | 0.1549 | 0.38166 | 30 | 730 | NG_CCS | 0.037998 | 7.16 | 8.54 | 8.54 | 8.54 | 8.54 | 8.54 | 8.54 | 442.87 | 442.87 | 442.87 | 442.87 | 442.87 | 442.87 | 20 | 10 | 0 | 0 | 0 | 0 | 0 | 0 | 0 | 0 | 0 | 0 | 0 | 0 | 0 | 0 | 0 | 0 | 0 | 0 | 0 | 0 | 0 | 0 | 0 | 0 | 0 | 0 | 0 | 0 | 0 | 0 | 0 | 0 | 0 | 0 | 0 | 0 | 0 | 0 | 0 | 0 | 0 | 0 | 0 | 0 | 0 | 0 | 0 | 0
ON_MAJ_JCT | 731 | 230 | ON | 0.1549 | 0.38166 | 31 | 731 | NG_CCS | 0.037998 | 7.16 | 8.54 | 8.54 | 8.54 | 8.54 | 8.54 | 8.54 | 442.87 | 442.87 | 442.87 | 442.87 | 442.87 | 442.87 | 20 | 10 | 0 | 0 | 0 | 0 | 0 | 0 | 0 | 0 | 0 | 0 | 0 | 0 | 0 | 0 | 0 | 0 | 0 | 0 | 0 | 0 | 0 | 0 | 0 | 0 | 0 | 0 | 0 | 0 | 0 | 0 | 0 | 0 | 0 | 0 | 0 | 0 | 0 | 0 | 0 | 0 | 0 | 0 | 0 | 0 | 0 | 0 | 0 | 0
AB_1019S_GSS | 2 | 240 | AB | 0.16438 | 0.38121 | 32 | 2 | NG_CCS | 0.037998 | 7.16 | 8.54 | 8.54 | 8.54 | 8.54 | 8.54 | 8.54 | 442.87 | 442.87 | 442.87 | 442.87 | 442.87 | 442.87 | 20 | 10 | 0 | 0 | 0 | 0 | 0 | 0 | 0 | 0 | 0 | 0 | 0 | 0 | 0 | 0 | 0 | 0 | 0 | 0 | 0 | 0 | 0 | 0 | 0 | 0 | 0 | 0 | 0 | 0 | 0 | 0 | 0 | 0 | 0 | 0 | 0 | 0 | 0 | 0 | 0 | 0 | 0 | 0 | 0 | 0 | 0 | 0 | 0 | 0
AB_1019S_JCT | 3 | 240 | AB | 0.16438 | 0.38115 | 33 | 3 | NG_CCS | 0.037998 | 7.16 | 8.54 | 8.54 | 8.54 | 8.54 | 8.54 | 8.54 | 442.87 | 442.87 | 442.87 | 442.87 | 442.87 | 442.87 | 20 | 10 | 0 | 0 | 0 | 0 | 0 | 0 | 0 | 0 | 0 | 0 | 0 | 0 | 0 | 0 | 0 | 0 | 0 | 0 | 0 | 0 | 0 | 0 | 0 | 0 | 0 | 0 | 0 | 0 | 0 | 0 | 0 | 0 | 0 | 0 | 0 | 0 | 0 | 0 | 0 | 0 | 0 | 0 | 0 | 0 | 0 | 0 | 0 | 0
ON_ARM_JCT | 488 | 230 | ON | 0.15492 | 0.38065 | 34 | 488 | NG_CCS | 0.037998 | 7.16 | 8.54 | 8.54 | 8.54 | 8.54 | 8.54 | 8.54 | 442.87 | 442.87 | 442.87 | 442.87 | 442.87 | 442.87 | 20 | 10 | 0 | 0 | 0 | 0 | 0 | 0 | 0 | 0 | 0 | 0 | 0 | 0 | 0 | 0 | 0 | 0 | 0 | 0 | 0 | 0 | 0 | 0 | 0 | 0 | 0 | 0 | 0 | 0 | 0 | 0 | 0 | 0 | 0 | 0 | 0 | 0 | 0 | 0 | 0 | 0 | 0 | 0 | 0 | 0 | 0 | 0 | 0 | 0
ON_ARM_GSS | 487 | 230 | ON | 0.15496 | 0.38011 | 35 | 487 | NG_CCS | 0.037998 | 7.16 | 8.54 | 8.54 | 8.54 | 8.54 | 8.54 | 8.54 | 442.87 | 442.87 | 442.87 | 442.87 | 442.87 | 442.87 | 20 | 10 | 0 | 0 | 0 | 0 | 0 | 0 | 0 | 0 | 0 | 0 | 0 | 0 | 0 | 0 | 0 | 0 | 0 | 0 | 0 | 0 | 0 | 0 | 0 | 0 | 0 | 0 | 0 | 0 | 0 | 0 | 0 | 0 | 0 | 0 | 0 | 0 | 0 | 0 | 0 | 0 | 0 | 0 | 0 | 0 | 0 | 0 | 0 | 0
ON_WLC_JCT | 928 | 500 | ON | 0.15496 | 0.38011 | 36 | 928 | NG_CCS | 0.037998 | 7.16 | 8.54 | 8.54 | 8.54 | 8.54 | 8.54 | 8.54 | 442.87 | 442.87 | 442.87 | 442.87 | 442.87 | 442.87 | 20 | 10 | 0 | 0 | 0 | 0 | 0 | 0 | 0 | 0 | 0 | 0 | 0 | 0 | 0 | 0 | 0 | 0 | 0 | 0 | 0 | 0 | 0 | 0 | 0 | 0 | 0 | 0 | 0 | 0 | 0 | 0 | 0 | 0 | 0 | 0 | 0 | 0 | 0 | 0 | 0 | 0 | 0 | 0 | 0 | 0 | 0 | 0 | 0 | 0
SK_PPR_GSS | 1184 | 230 | SK | 0.17058 | 0.38 | 37 | 1184 | NG_CCS | 0.037998 | 7.16 | 8.54 | 8.54 | 8.54 | 8.54 | 8.54 | 8.54 | 442.87 | 442.87 | 442.87 | 442.87 | 442.87 | 442.87 | 20 | 10 | 0 | 0 | 0 | 0 | 0 | 0 | 0 | 0 | 0 | 0 | 0 | 0 | 0 | 0 | 0 | 0 | 0 | 0 | 0 | 0 | 0 | 0 | 0 | 0 | 0 | 0 | 0 | 0 | 0 | 0 | 0 | 0 | 0 | 0 | 0 | 0 | 0 | 0 | 0 | 0 | 0 | 0 | 0 | 0 | 0 | 0 | 0 | 0
PE_SHB_DSS | 955 | 138 | PE | 0.15029 | 0.37977 | 38 | 955 | NG_CCS | 0.037998 | 7.16 | 8.54 | 8.54 | 8.54 | 8.54 | 8.54 | 8.54 | 442.87 | 442.87 | 442.87 | 442.87 | 442.87 | 442.87 | 20 | 10 | 0 | 0 | 0 | 0 | 0 | 0 | 0 | 0 | 0 | 0 | 0 | 0 | 0 | 0 | 0 | 0 | 0 | 0 | 0 | 0 | 0 | 0 | 0 | 0 | 0 | 0 | 0 | 0 | 0 | 0 | 0 | 0 | 0 | 0 | 0 | 0 | 0 | 0 | 0 | 0 | 0 | 0 | 0 | 0 | 0 | 0 | 0 | 0
QC_CHS_SWS | 1002 | 735 | QC | 0.12077 | 0.37816 | 39 | 1002 | NG_CCS | 0.037998 | 7.16 | 8.54 | 8.54 | 8.54 | 8.54 | 8.54 | 8.54 | 442.87 | 442.87 | 442.87 | 442.87 | 442.87 | 442.87 | 20 | 10 | 0 | 0 | 0 | 0 | 0 | 0 | 0 | 0 | 0 | 0 | 0 | 0 | 0 | 0 | 0 | 0 | 0 | 0 | 0 | 0 | 0 | 0 | 0 | 0 | 0 | 0 | 0 | 0 | 0 | 0 | 0 | 0 | 0 | 0 | 0 | 0 | 0 | 0 | 0 | 0 | 0 | 0 | 0 | 0 | 0 | 0 | 0 | 0
QC_LG3_GSS | 1061 | 735 | QC | 0.12077 | 0.37816 | 40 | 1061 | NG_CCS | 0.037998 | 7.16 | 8.54 | 8.54 | 8.54 | 8.54 | 8.54 | 8.54 | 442.87 | 442.87 | 442.87 | 442.87 | 442.87 | 442.87 | 20 | 10 | 0 | 0 | 0 | 0 | 0 | 0 | 0 | 0 | 0 | 0 | 0 | 0 | 0 | 0 | 0 | 0 | 0 | 0 | 0 | 0 | 0 | 0 | 0 | 0 | 0 | 0 | 0 | 0 | 0 | 0 | 0 | 0 | 0 | 0 | 0 | 0 | 0 | 0 | 0 | 0 | 0 | 0 | 0 | 0 | 0 | 0 | 0 | 0
ON_OWS_DSS | 802 | 230 | ON | 0.15471 | 0.37772 | 41 | 802 | NG_CCS | 0.037998 | 7.16 | 8.54 | 8.54 | 8.54 | 8.54 | 8.54 | 8.54 | 442.87 | 442.87 | 442.87 | 442.87 | 442.87 | 442.87 | 20 | 10 | 0 | 0 | 0 | 0 | 0 | 0 | 0 | 0 | 0 | 0 | 0 | 0 | 0 | 0 | 0 | 0 | 0 | 0 | 0 | 0 | 0 | 0 | 0 | 0 | 0 | 0 | 0 | 0 | 0 | 0 | 0 | 0 | 0 | 0 | 0 | 0 | 0 | 0 | 0 | 0 | 0 | 0 | 0 | 0 | 0 | 0 | 0 | 0
ON_ASH_SWS | 492 | 500 | ON | 0.15617 | 0.37611 | 42 | 492 | NG_CCS | 0.037998 | 7.16 | 8.54 | 8.54 | 8.54 | 8.54 | 8.54 | 8.54 | 442.87 | 442.87 | 442.87 | 442.87 | 442.87 | 442.87 | 20 | 10 | 0 | 0 | 0 | 0 | 0 | 0 | 0 | 0 | 0 | 0 | 0 | 0 | 0 | 0 | 0 | 0 | 0 | 0 | 0 | 0 | 0 | 0 | 0 | 0 | 0 | 0 | 0 | 0 | 0 | 0 | 0 | 0 | 0 | 0 | 0 | 0 | 0 | 0 | 0 | 0 | 0 | 0 | 0 | 0 | 0 | 0 | 0 | 0
ON_K2W_GSS | 678 | 500 | ON | 0.15617 | 0.37611 | 43 | 678 | NG_CCS | 0.037998 | 7.16 | 8.54 | 8.54 | 8.54 | 8.54 | 8.54 | 8.54 | 442.87 | 442.87 | 442.87 | 442.87 | 442.87 | 442.87 | 20 | 10 | 0 | 0 | 0 | 0 | 0 | 0 | 0 | 0 | 0 | 0 | 0 | 0 | 0 | 0 | 0 | 0 | 0 | 0 | 0 | 0 | 0 | 0 | 0 | 0 | 0 | 0 | 0 | 0 | 0 | 0 | 0 | 0 | 0 | 0 | 0 | 0 | 0 | 0 | 0 | 0 | 0 | 0 | 0 | 0 | 0 | 0 | 0 | 0
QC_LEM_SWS | 1055 | 735 | QC | 0.11952 | 0.3746 | 44 | 1055 | NG_CCS | 0.037998 | 7.16 | 8.54 | 8.54 | 8.54 | 8.54 | 8.54 | 8.54 | 442.87 | 442.87 | 442.87 | 442.87 | 442.87 | 442.87 | 20 | 10 | 0 | 0 | 0 | 0 | 0 | 0 | 0 | 0 | 0 | 0 | 0 | 0 | 0 | 0 | 0 | 0 | 0 | 0 | 0 | 0 | 0 | 0 | 0 | 0 | 0 | 0 | 0 | 0 | 0 | 0 | 0 | 0 | 0 | 0 | 0 | 0 | 0 | 0 | 0 | 0 | 0 | 0 | 0 | 0 | 0 | 0 | 0 | 0
SK_KDY_DSS | 1180 | 230 | SK | 0.16539 | 0.37433 | 45 | 1180 | NG_CCS | 0.037998 | 7.16 | 8.54 | 8.54 | 8.54 | 8.54 | 8.54 | 8.54 | 442.87 | 442.87 | 442.87 | 442.87 | 442.87 | 442.87 | 20 | 10 | 0 | 0 | 0 | 0 | 0 | 0 | 0 | 0 | 0 | 0 | 0 | 0 | 0 | 0 | 0 | 0 | 0 | 0 | 0 | 0 | 0 | 0 | 0 | 0 | 0 | 0 | 0 | 0 | 0 | 0 | 0 | 0 | 0 | 0 | 0 | 0 | 0 | 0 | 0 | 0 | 0 | 0 | 0 | 0 | 0 | 0 | 0 | 0
ON_WNG_DSS | 934 | 230 | ON | 0.15594 | 0.37358 | 46 | 934 | NG_CCS | 0.037998 | 7.16 | 8.54 | 8.54 | 8.54 | 8.54 | 8.54 | 8.54 | 442.87 | 442.87 | 442.87 | 442.87 | 442.87 | 442.87 | 20 | 10 | 0 | 0 | 0 | 0 | 0 | 0 | 0 | 0 | 0 | 0 | 0 | 0 | 0 | 0 | 0 | 0 | 0 | 0 | 0 | 0 | 0 | 0 | 0 | 0 | 0 | 0 | 0 | 0 | 0 | 0 | 0 | 0 | 0 | 0 | 0 | 0 | 0 | 0 | 0 | 0 | 0 | 0 | 0 | 0 | 0 | 0 | 0 | 0
ON_WNG_JCT | 935 | 230 | ON | 0.15594 | 0.37358 | 47 | 935 | NG_CCS | 0.037998 | 7.16 | 8.54 | 8.54 | 8.54 | 8.54 | 8.54 | 8.54 | 442.87 | 442.87 | 442.87 | 442.87 | 442.87 | 442.87 | 20 | 10 | 0 | 0 | 0 | 0 | 0 | 0 | 0 | 0 | 0 | 0 | 0 | 0 | 0 | 0 | 0 | 0 | 0 | 0 | 0 | 0 | 0 | 0 | 0 | 0 | 0 | 0 | 0 | 0 | 0 | 0 | 0 | 0 | 0 | 0 | 0 | 0 | 0 | 0 | 0 | 0 | 0 | 0 | 0 | 0 | 0 | 0 | 0 | 0
ON_HNV_DSS | 657 | 230 | ON | 0.15526 | 0.37328 | 48 | 657 | NG_CCS | 0.037998 | 7.16 | 8.54 | 8.54 | 8.54 | 8.54 | 8.54 | 8.54 | 442.87 | 442.87 | 442.87 | 442.87 | 442.87 | 442.87 | 20 | 10 | 0 | 0 | 0 | 0 | 0 | 0 | 0 | 0 | 0 | 0 | 0 | 0 | 0 | 0 | 0 | 0 | 0 | 0 | 0 | 0 | 0 | 0 | 0 | 0 | 0 | 0 | 0 | 0 | 0 | 0 | 0 | 0 | 0 | 0 | 0 | 0 | 0 | 0 | 0 | 0 | 0 | 0 | 0 | 0 | 0 | 0 | 0 | 0
QC_LF2_GSS | 1057 | 315 | QC | 0.11924 | 0.37311 | 49 | 1057 | NG_CCS | 0.037998 | 7.16 | 8.54 | 8.54 | 8.54 | 8.54 | 8.54 | 8.54 | 442.87 | 442.87 | 442.87 | 442.87 | 442.87 | 442.87 | 20 | 10 | 0 | 0 | 0 | 0 | 0 | 0 | 0 | 0 | 0 | 0 | 0 | 0 | 0 | 0 | 0 | 0 | 0 | 0 | 0 | 0 | 0 | 0 | 0 | 0 | 0 | 0 | 0 | 0 | 0 | 0 | 0 | 0 | 0 | 0 | 0 | 0 | 0 | 0 | 0 | 0 | 0 | 0 | 0 | 0 | 0 | 0 | 0 | 0
ON_SFT_DSS | 844 | 230 | ON | 0.15693 | 0.37203 | 50 | 844 | NG_CCS | 0.037998 | 7.16 | 8.54 | 8.54 | 8.54 | 8.54 | 8.54 | 8.54 | 442.87 | 442.87 | 442.87 | 442.87 | 442.87 | 442.87 | 20 | 10 | 0 | 0 | 0 | 0 | 0 | 0 | 0 | 0 | 0 | 0 | 0 | 0 | 0 | 0 | 0 | 0 | 0 | 0 | 0 | 0 | 0 | 0 | 0 | 0 | 0 | 0 | 0 | 0 | 0 | 0 | 0 | 0 | 0 | 0 | 0 | 0 | 0 | 0 | 0 | 0 | 0 | 0 | 0 | 0 | 0 | 0 | 0 | 0
ON_ZUR_DSS | 944 | 230 | ON | 0.15693 | 0.37203 | 51 | 944 | NG_CCS | 0.037998 | 7.16 | 8.54 | 8.54 | 8.54 | 8.54 | 8.54 | 8.54 | 442.87 | 442.87 | 442.87 | 442.87 | 442.87 | 442.87 | 20 | 10 | 0 | 0 | 0 | 0 | 0 | 0 | 0 | 0 | 0 | 0 | 0 | 0 | 0 | 0 | 0 | 0 | 0 | 0 | 0 | 0 | 0 | 0 | 0 | 0 | 0 | 0 | 0 | 0 | 0 | 0 | 0 | 0 | 0 | 0 | 0 | 0 | 0 | 0 | 0 | 0 | 0 | 0 | 0 | 0 | 0 | 0 | 0 | 0
ON_ZUR_JCT | 945 | 230 | ON | 0.15693 | 0.37203 | 52 | 945 | NG_CCS | 0.037998 | 7.16 | 8.54 | 8.54 | 8.54 | 8.54 | 8.54 | 8.54 | 442.87 | 442.87 | 442.87 | 442.87 | 442.87 | 442.87 | 20 | 10 | 0 | 0 | 0 | 0 | 0 | 0 | 0 | 0 | 0 | 0 | 0 | 0 | 0 | 0 | 0 | 0 | 0 | 0 | 0 | 0 | 0 | 0 | 0 | 0 | 0 | 0 | 0 | 0 | 0 | 0 | 0 | 0 | 0 | 0 | 0 | 0 | 0 | 0 | 0 | 0 | 0 | 0 | 0 | 0 | 0 | 0 | 0 | 0
MB_STL_GSS | 398 | 230 | MB | 0.15971 | 0.37189 | 53 | 398 | NG_CCS | 0.037998 | 7.16 | 8.54 | 8.54 | 8.54 | 8.54 | 8.54 | 8.54 | 442.87 | 442.87 | 442.87 | 442.87 | 442.87 | 442.87 | 20 | 10 | 0 | 0 | 0 | 0 | 0 | 0 | 0 | 0 | 0 | 0 | 0 | 0 | 0 | 0 | 0 | 0 | 0 | 0 | 0 | 0 | 0 | 0 | 0 | 0 | 0 | 0 | 0 | 0 | 0 | 0 | 0 | 0 | 0 | 0 | 0 | 0 | 0 | 0 | 0 | 0 | 0 | 0 | 0 | 0 | 0 | 0 | 0 | 0
NL_WTS_DSS | 453 | 230 | NL | 0.12851 | 0.37115 | 54 | 453 | NG_CCS | 0.037998 | 7.16 | 8.54 | 8.54 | 8.54 | 8.54 | 8.54 | 8.54 | 442.87 | 442.87 | 442.87 | 442.87 | 442.87 | 442.87 | 20 | 10 | 0 | 0 | 0 | 0 | 0 | 0 | 0 | 0 | 0 | 0 | 0 | 0 | 0 | 0 | 0 | 0 | 0 | 0 | 0 | 0 | 0 | 0 | 0 | 0 | 0 | 0 | 0 | 0 | 0 | 0 | 0 | 0 | 0 | 0 | 0 | 0 | 0 | 0 | 0 | 0 | 0 | 0 | 0 | 0 | 0 | 0 | 0 | 0
AB_251S_DSS | 32 | 240 | AB | 0.16371 | 0.36988 | 55 | 32 | NG_CCS | 0.037998 | 7.16 | 8.54 | 8.54 | 8.54 | 8.54 | 8.54 | 8.54 | 442.87 | 442.87 | 442.87 | 442.87 | 442.87 | 442.87 | 20 | 10 | 0 | 0 | 0 | 0 | 0 | 0 | 0 | 0 | 0 | 0 | 0 | 0 | 0 | 0 | 0 | 0 | 0 | 0 | 0 | 0 | 0 | 0 | 0 | 0 | 0 | 0 | 0 | 0 | 0 | 0 | 0 | 0 | 0 | 0 | 0 | 0 | 0 | 0 | 0 | 0 | 0 | 0 | 0 | 0 | 0 | 0 | 0 | 0
NL_HOL_GSS | 438 | 230 | NL | 0.13217 | 0.36872 | 56 | 438 | NG_CCS | 0.037998 | 7.16 | 8.54 | 8.54 | 8.54 | 8.54 | 8.54 | 8.54 | 442.87 | 442.87 | 442.87 | 442.87 | 442.87 | 442.87 | 20 | 10 | 0 | 0 | 0 | 0 | 0 | 0 | 0 | 0 | 0 | 0 | 0 | 0 | 0 | 0 | 0 | 0 | 0 | 0 | 0 | 0 | 0 | 0 | 0 | 0 | 0 | 0 | 0 | 0 | 0 | 0 | 0 | 0 | 0 | 0 | 0 | 0 | 0 | 0 | 0 | 0 | 0 | 0 | 0 | 0 | 0 | 0 | 0 | 0
QC_LPL_DSS | 1071 | 230 | QC | 0.14442 | 0.36851 | 57 | 1071 | NG_CCS | 0.037998 | 7.16 | 8.54 | 8.54 | 8.54 | 8.54 | 8.54 | 8.54 | 442.87 | 442.87 | 442.87 | 442.87 | 442.87 | 442.87 | 20 | 10 | 0 | 0 | 0 | 0 | 0 | 0 | 0 | 0 | 0 | 0 | 0 | 0 | 0 | 0 | 0 | 0 | 0 | 0 | 0 | 0 | 0 | 0 | 0 | 0 | 0 | 0 | 0 | 0 | 0 | 0 | 0 | 0 | 0 | 0 | 0 | 0 | 0 | 0 | 0 | 0 | 0 | 0 | 0 | 0 | 0 | 0 | 0 | 0
QC_MTL_GSS | 1099 | 230 | QC | 0.14442 | 0.36851 | 58 | 1099 | NG_CCS | 0.037998 | 7.16 | 8.54 | 8.54 | 8.54 | 8.54 | 8.54 | 8.54 | 442.87 | 442.87 | 442.87 | 442.87 | 442.87 | 442.87 | 20 | 10 | 0 | 0 | 0 | 0 | 0 | 0 | 0 | 0 | 0 | 0 | 0 | 0 | 0 | 0 | 0 | 0 | 0 | 0 | 0 | 0 | 0 | 0 | 0 | 0 | 0 | 0 | 0 | 0 | 0 | 0 | 0 | 0 | 0 | 0 | 0 | 0 | 0 | 0 | 0 | 0 | 0 | 0 | 0 | 0 | 0 | 0 | 0 | 0
QC_LG1_GSS | 1058 | 315 | QC | 0.12608 | 0.36822 | 59 | 1058 | NG_CCS | 0.037998 | 7.16 | 8.54 | 8.54 | 8.54 | 8.54 | 8.54 | 8.54 | 442.87 | 442.87 | 442.87 | 442.87 | 442.87 | 442.87 | 20 | 10 | 0 | 0 | 0 | 0 | 0 | 0 | 0 | 0 | 0 | 0 | 0 | 0 | 0 | 0 | 0 | 0 | 0 | 0 | 0 | 0 | 0 | 0 | 0 | 0 | 0 | 0 | 0 | 0 | 0 | 0 | 0 | 0 | 0 | 0 | 0 | 0 | 0 | 0 | 0 | 0 | 0 | 0 | 0 | 0 | 0 | 0 | 0 | 0
ON_SOG_GSS | 860 | 230 | ON | 0.15577 | 0.36797 | 60 | 860 | NG_CCS | 0.037998 | 7.16 | 8.54 | 8.54 | 8.54 | 8.54 | 8.54 | 8.54 | 442.87 | 442.87 | 442.87 | 442.87 | 442.87 | 442.87 | 20 | 10 | 0 | 0 | 0 | 0 | 0 | 0 | 0 | 0 | 0 | 0 | 0 | 0 | 0 | 0 | 0 | 0 | 0 | 0 | 0 | 0 | 0 | 0 | 0 | 0 | 0 | 0 | 0 | 0 | 0 | 0 | 0 | 0 | 0 | 0 | 0 | 0 | 0 | 0 | 0 | 0 | 0 | 0 | 0 | 0 | 0 | 0 | 0 | 0
ON_SOG_JCT | 861 | 230 | ON | 0.15577 | 0.36797 | 61 | 861 | NG_CCS | 0.037998 | 7.16 | 8.54 | 8.54 | 8.54 | 8.54 | 8.54 | 8.54 | 442.87 | 442.87 | 442.87 | 442.87 | 442.87 | 442.87 | 20 | 10 | 0 | 0 | 0 | 0 | 0 | 0 | 0 | 0 | 0 | 0 | 0 | 0 | 0 | 0 | 0 | 0 | 0 | 0 | 0 | 0 | 0 | 0 | 0 | 0 | 0 | 0 | 0 | 0 | 0 | 0 | 0 | 0 | 0 | 0 | 0 | 0 | 0 | 0 | 0 | 0 | 0 | 0 | 0 | 0 | 0 | 0 | 0 | 0
MB_STY_DSS | 400 | 230 | MB | 0.15876 | 0.36768 | 62 | 400 | NG_CCS | 0.037998 | 7.16 | 8.54 | 8.54 | 8.54 | 8.54 | 8.54 | 8.54 | 442.87 | 442.87 | 442.87 | 442.87 | 442.87 | 442.87 | 20 | 10 | 0 | 0 | 0 | 0 | 0 | 0 | 0 | 0 | 0 | 0 | 0 | 0 | 0 | 0 | 0 | 0 | 0 | 0 | 0 | 0 | 0 | 0 | 0 | 0 | 0 | 0 | 0 | 0 | 0 | 0 | 0 | 0 | 0 | 0 | 0 | 0 | 0 | 0 | 0 | 0 | 0 | 0 | 0 | 0 | 0 | 0 | 0 | 0
AB_244S_DSS | 31 | 240 | AB | 0.16306 | 0.36734 | 63 | 31 | NG_CCS | 0.037998 | 7.16 | 8.54 | 8.54 | 8.54 | 8.54 | 8.54 | 8.54 | 442.87 | 442.87 | 442.87 | 442.87 | 442.87 | 442.87 | 20 | 10 | 0 | 0 | 0 | 0 | 0 | 0 | 0 | 0 | 0 | 0 | 0 | 0 | 0 | 0 | 0 | 0 | 0 | 0 | 0 | 0 | 0 | 0 | 0 | 0 | 0 | 0 | 0 | 0 | 0 | 0 | 0 | 0 | 0 | 0 | 0 | 0 | 0 | 0 | 0 | 0 | 0 | 0 | 0 | 0 | 0 | 0 | 0 | 0
ON_SFD_JCT | 843 | 230 | ON | 0.16137 | 0.36734 | 64 | 843 | NG_CCS | 0.037998 | 7.16 | 8.54 | 8.54 | 8.54 | 8.54 | 8.54 | 8.54 | 442.87 | 442.87 | 442.87 | 442.87 | 442.87 | 442.87 | 20 | 10 | 0 | 0 | 0 | 0 | 0 | 0 | 0 | 0 | 0 | 0 | 0 | 0 | 0 | 0 | 0 | 0 | 0 | 0 | 0 | 0 | 0 | 0 | 0 | 0 | 0 | 0 | 0 | 0 | 0 | 0 | 0 | 0 | 0 | 0 | 0 | 0 | 0 | 0 | 0 | 0 | 0 | 0 | 0 | 0 | 0 | 0 | 0 | 0
AB_1018S_DSS | 1 | 240 | AB | 0.16351 | 0.36714 | 65 | 1 | NG_CCS | 0.037998 | 7.16 | 8.54 | 8.54 | 8.54 | 8.54 | 8.54 | 8.54 | 442.87 | 442.87 | 442.87 | 442.87 | 442.87 | 442.87 | 20 | 10 | 0 | 0 | 0 | 0 | 0 | 0 | 0 | 0 | 0 | 0 | 0 | 0 | 0 | 0 | 0 | 0 | 0 | 0 | 0 | 0 | 0 | 0 | 0 | 0 | 0 | 0 | 0 | 0 | 0 | 0 | 0 | 0 | 0 | 0 | 0 | 0 | 0 | 0 | 0 | 0 | 0 | 0 | 0 | 0 | 0 | 0 | 0 | 0
AB_649S_DSS | 81 | 138 | AB | 0.16305 | 0.36705 | 66 | 81 | NG_CCS | 0.037998 | 7.16 | 8.54 | 8.54 | 8.54 | 8.54 | 8.54 | 8.54 | 442.87 | 442.87 | 442.87 | 442.87 | 442.87 | 442.87 | 20 | 10 | 0 | 0 | 0 | 0 | 0 | 0 | 0 | 0 | 0 | 0 | 0 | 0 | 0 | 0 | 0 | 0 | 0 | 0 | 0 | 0 | 0 | 0 | 0 | 0 | 0 | 0 | 0 | 0 | 0 | 0 | 0 | 0 | 0 | 0 | 0 | 0 | 0 | 0 | 0 | 0 | 0 | 0 | 0 | 0 | 0 | 0 | 0 | 0
AB_326S_JCT | 46 | 240 | AB | 0.1636 | 0.36683 | 67 | 46 | NG_CCS | 0.037998 | 7.16 | 8.54 | 8.54 | 8.54 | 8.54 | 8.54 | 8.54 | 442.87 | 442.87 | 442.87 | 442.87 | 442.87 | 442.87 | 20 | 10 | 0 | 0 | 0 | 0 | 0 | 0 | 0 | 0 | 0 | 0 | 0 | 0 | 0 | 0 | 0 | 0 | 0 | 0 | 0 | 0 | 0 | 0 | 0 | 0 | 0 | 0 | 0 | 0 | 0 | 0 | 0 | 0 | 0 | 0 | 0 | 0 | 0 | 0 | 0 | 0 | 0 | 0 | 0 | 0 | 0 | 0 | 0 | 0
AB_326S_GSS | 45 | 240 | AB | 0.1636 | 0.36679 | 68 | 45 | NG_CCS | 0.037998 | 7.16 | 8.54 | 8.54 | 8.54 | 8.54 | 8.54 | 8.54 | 442.87 | 442.87 | 442.87 | 442.87 | 442.87 | 442.87 | 20 | 10 | 0 | 0 | 0 | 0 | 0 | 0 | 0 | 0 | 0 | 0 | 0 | 0 | 0 | 0 | 0 | 0 | 0 | 0 | 0 | 0 | 0 | 0 | 0 | 0 | 0 | 0 | 0 | 0 | 0 | 0 | 0 | 0 | 0 | 0 | 0 | 0 | 0 | 0 | 0 | 0 | 0 | 0 | 0 | 0 | 0 | 0 | 0 | 0
ON_KRN_TSS | 696 | 230 | ON | 0.16076 | 0.36652 | 69 | 696 | NG_CCS | 0.037998 | 7.16 | 8.54 | 8.54 | 8.54 | 8.54 | 8.54 | 8.54 | 442.87 | 442.87 | 442.87 | 442.87 | 442.87 | 442.87 | 20 | 10 | 0 | 0 | 0 | 0 | 0 | 0 | 0 | 0 | 0 | 0 | 0 | 0 | 0 | 0 | 0 | 0 | 0 | 0 | 0 | 0 | 0 | 0 | 0 | 0 | 0 | 0 | 0 | 0 | 0 | 0 | 0 | 0 | 0 | 0 | 0 | 0 | 0 | 0 | 0 | 0 | 0 | 0 | 0 | 0 | 0 | 0 | 0 | 0
ON_FST_DSS | 615 | 230 | ON | 0.15856 | 0.36646 | 70 | 615 | NG_CCS | 0.037998 | 7.16 | 8.54 | 8.54 | 8.54 | 8.54 | 8.54 | 8.54 | 442.87 | 442.87 | 442.87 | 442.87 | 442.87 | 442.87 | 20 | 10 | 0 | 0 | 0 | 0 | 0 | 0 | 0 | 0 | 0 | 0 | 0 | 0 | 0 | 0 | 0 | 0 | 0 | 0 | 0 | 0 | 0 | 0 | 0 | 0 | 0 | 0 | 0 | 0 | 0 | 0 | 0 | 0 | 0 | 0 | 0 | 0 | 0 | 0 | 0 | 0 | 0 | 0 | 0 | 0 | 0 | 0 | 0 | 0
ON_FST_JCT | 616 | 230 | ON | 0.15856 | 0.36646 | 71 | 616 | NG_CCS | 0.037998 | 7.16 | 8.54 | 8.54 | 8.54 | 8.54 | 8.54 | 8.54 | 442.87 | 442.87 | 442.87 | 442.87 | 442.87 | 442.87 | 20 | 10 | 0 | 0 | 0 | 0 | 0 | 0 | 0 | 0 | 0 | 0 | 0 | 0 | 0 | 0 | 0 | 0 | 0 | 0 | 0 | 0 | 0 | 0 | 0 | 0 | 0 | 0 | 0 | 0 | 0 | 0 | 0 | 0 | 0 | 0 | 0 | 0 | 0 | 0 | 0 | 0 | 0 | 0 | 0 | 0 | 0 | 0 | 0 | 0
ON_ING_DSS | 672 | 230 | ON | 0.16071 | 0.36623 | 72 | 672 | NG_CCS | 0.037998 | 7.16 | 8.54 | 8.54 | 8.54 | 8.54 | 8.54 | 8.54 | 442.87 | 442.87 | 442.87 | 442.87 | 442.87 | 442.87 | 20 | 10 | 0 | 0 | 0 | 0 | 0 | 0 | 0 | 0 | 0 | 0 | 0 | 0 | 0 | 0 | 0 | 0 | 0 | 0 | 0 | 0 | 0 | 0 | 0 | 0 | 0 | 0 | 0 | 0 | 0 | 0 | 0 | 0 | 0 | 0 | 0 | 0 | 0 | 0 | 0 | 0 | 0 | 0 | 0 | 0 | 0 | 0 | 0 | 0
ON_ING_JCT | 673 | 230 | ON | 0.16071 | 0.36623 | 73 | 673 | NG_CCS | 0.037998 | 7.16 | 8.54 | 8.54 | 8.54 | 8.54 | 8.54 | 8.54 | 442.87 | 442.87 | 442.87 | 442.87 | 442.87 | 442.87 | 20 | 10 | 0 | 0 | 0 | 0 | 0 | 0 | 0 | 0 | 0 | 0 | 0 | 0 | 0 | 0 | 0 | 0 | 0 | 0 | 0 | 0 | 0 | 0 | 0 | 0 | 0 | 0 | 0 | 0 | 0 | 0 | 0 | 0 | 0 | 0 | 0 | 0 | 0 | 0 | 0 | 0 | 0 | 0 | 0 | 0 | 0 | 0 | 0 | 0
ON_STF_DSS | 868 | 230 | ON | 0.15862 | 0.36603 | 74 | 868 | NG_CCS | 0.037998 | 7.16 | 8.54 | 8.54 | 8.54 | 8.54 | 8.54 | 8.54 | 442.87 | 442.87 | 442.87 | 442.87 | 442.87 | 442.87 | 20 | 10 | 0 | 0 | 0 | 0 | 0 | 0 | 0 | 0 | 0 | 0 | 0 | 0 | 0 | 0 | 0 | 0 | 0 | 0 | 0 | 0 | 0 | 0 | 0 | 0 | 0 | 0 | 0 | 0 | 0 | 0 | 0 | 0 | 0 | 0 | 0 | 0 | 0 | 0 | 0 | 0 | 0 | 0 | 0 | 0 | 0 | 0 | 0 | 0
ON_STF_JCT | 869 | 230 | ON | 0.15866 | 0.36589 | 75 | 869 | NG_CCS | 0.037998 | 7.16 | 8.54 | 8.54 | 8.54 | 8.54 | 8.54 | 8.54 | 442.87 | 442.87 | 442.87 | 442.87 | 442.87 | 442.87 | 20 | 10 | 0 | 0 | 0 | 0 | 0 | 0 | 0 | 0 | 0 | 0 | 0 | 0 | 0 | 0 | 0 | 0 | 0 | 0 | 0 | 0 | 0 | 0 | 0 | 0 | 0 | 0 | 0 | 0 | 0 | 0 | 0 | 0 | 0 | 0 | 0 | 0 | 0 | 0 | 0 | 0 | 0 | 0 | 0 | 0 | 0 | 0 | 0 | 0
QC_GRM_GSS | 1028 | 230 | QC | 0.14361 | 0.36457 | 76 | 1028 | NG_CCS | 0.037998 | 7.16 | 8.54 | 8.54 | 8.54 | 8.54 | 8.54 | 8.54 | 442.87 | 442.87 | 442.87 | 442.87 | 442.87 | 442.87 | 20 | 10 | 0 | 0 | 0 | 0 | 0 | 0 | 0 | 0 | 0 | 0 | 0 | 0 | 0 | 0 | 0 | 0 | 0 | 0 | 0 | 0 | 0 | 0 | 0 | 0 | 0 | 0 | 0 | 0 | 0 | 0 | 0 | 0 | 0 | 0 | 0 | 0 | 0 | 0 | 0 | 0 | 0 | 0 | 0 | 0 | 0 | 0 | 0 | 0
ON_BUC_DSS | 524 | 230 | ON | 0.16102 | 0.36398 | 77 | 524 | NG_CCS | 0.037998 | 7.16 | 8.54 | 8.54 | 8.54 | 8.54 | 8.54 | 8.54 | 442.87 | 442.87 | 442.87 | 442.87 | 442.87 | 442.87 | 20 | 10 | 0 | 0 | 0 | 0 | 0 | 0 | 0 | 0 | 0 | 0 | 0 | 0 | 0 | 0 | 0 | 0 | 0 | 0 | 0 | 0 | 0 | 0 | 0 | 0 | 0 | 0 | 0 | 0 | 0 | 0 | 0 | 0 | 0 | 0 | 0 | 0 | 0 | 0 | 0 | 0 | 0 | 0 | 0 | 0 | 0 | 0 | 0 | 0
ON_EDG_DSS | 587 | 230 | ON | 0.16213 | 0.36365 | 78 | 587 | NG_CCS | 0.037998 | 7.16 | 8.54 | 8.54 | 8.54 | 8.54 | 8.54 | 8.54 | 442.87 | 442.87 | 442.87 | 442.87 | 442.87 | 442.87 | 20 | 10 | 0 | 0 | 0 | 0 | 0 | 0 | 0 | 0 | 0 | 0 | 0 | 0 | 0 | 0 | 0 | 0 | 0 | 0 | 0 | 0 | 0 | 0 | 0 | 0 | 0 | 0 | 0 | 0 | 0 | 0 | 0 | 0 | 0 | 0 | 0 | 0 | 0 | 0 | 0 | 0 | 0 | 0 | 0 | 0 | 0 | 0 | 0 | 0
ON_KJ9_JCT | 684 | 230 | ON | 0.15985 | 0.36354 | 79 | 684 | NG_CCS | 0.037998 | 7.16 | 8.54 | 8.54 | 8.54 | 8.54 | 8.54 | 8.54 | 442.87 | 442.87 | 442.87 | 442.87 | 442.87 | 442.87 | 20 | 10 | 0 | 0 | 0 | 0 | 0 | 0 | 0 | 0 | 0 | 0 | 0 | 0 | 0 | 0 | 0 | 0 | 0 | 0 | 0 | 0 | 0 | 0 | 0 | 0 | 0 | 0 | 0 | 0 | 0 | 0 | 0 | 0 | 0 | 0 | 0 | 0 | 0 | 0 | 0 | 0 | 0 | 0 | 0 | 0 | 0 | 0 | 0 | 0
ON_KM9_DSS | 688 | 230 | ON | 0.15985 | 0.36354 | 80 | 688 | NG_CCS | 0.037998 | 7.16 | 8.54 | 8.54 | 8.54 | 8.54 | 8.54 | 8.54 | 442.87 | 442.87 | 442.87 | 442.87 | 442.87 | 442.87 | 20 | 10 | 0 | 0 | 0 | 0 | 0 | 0 | 0 | 0 | 0 | 0 | 0 | 0 | 0 | 0 | 0 | 0 | 0 | 0 | 0 | 0 | 0 | 0 | 0 | 0 | 0 | 0 | 0 | 0 | 0 | 0 | 0 | 0 | 0 | 0 | 0 | 0 | 0 | 0 | 0 | 0 | 0 | 0 | 0 | 0 | 0 | 0 | 0 | 0
ON_BOS_JCT | 514 | 230 | ON | 0.16122 | 0.36351 | 81 | 514 | NG_CCS | 0.037998 | 7.16 | 8.54 | 8.54 | 8.54 | 8.54 | 8.54 | 8.54 | 442.87 | 442.87 | 442.87 | 442.87 | 442.87 | 442.87 | 20 | 10 | 0 | 0 | 0 | 0 | 0 | 0 | 0 | 0 | 0 | 0 | 0 | 0 | 0 | 0 | 0 | 0 | 0 | 0 | 0 | 0 | 0 | 0 | 0 | 0 | 0 | 0 | 0 | 0 | 0 | 0 | 0 | 0 | 0 | 0 | 0 | 0 | 0 | 0 | 0 | 0 | 0 | 0 | 0 | 0 | 0 | 0 | 0 | 0
ON_WND_DSS | 933 | 230 | ON | 0.16122 | 0.36351 | 82 | 933 | NG_CCS | 0.037998 | 7.16 | 8.54 | 8.54 | 8.54 | 8.54 | 8.54 | 8.54 | 442.87 | 442.87 | 442.87 | 442.87 | 442.87 | 442.87 | 20 | 10 | 0 | 0 | 0 | 0 | 0 | 0 | 0 | 0 | 0 | 0 | 0 | 0 | 0 | 0 | 0 | 0 | 0 | 0 | 0 | 0 | 0 | 0 | 0 | 0 | 0 | 0 | 0 | 0 | 0 | 0 | 0 | 0 | 0 | 0 | 0 | 0 | 0 | 0 | 0 | 0 | 0 | 0 | 0 | 0 | 0 | 0 | 0 | 0
XX_SKUS1_INT | 1213 | 230 | US | 0.168 | 0.36301 | 83 | 1213 | NG_CCS | 0.037998 | 7.16 | 8.54 | 8.54 | 8.54 | 8.54 | 8.54 | 8.54 | 442.87 | 442.87 | 442.87 | 442.87 | 442.87 | 442.87 | 20 | 10 | 0 | 0 | 0 | 0 | 0 | 0 | 0 | 0 | 0 | 0 | 0 | 0 | 0 | 0 | 0 | 0 | 0 | 0 | 0 | 0 | 0 | 0 | 0 | 0 | 0 | 0 | 0 | 0 | 0 | 0 | 0 | 0 | 0 | 0 | 0 | 0 | 0 | 0 | 0 | 0 | 0 | 0 | 0 | 0 | 0 | 0 | 0 | 0
SK_GPL_GSS | 1179 | 230 | SK | 0.16402 | 0.36287 | 84 | 1179 | NG_CCS | 0.037998 | 7.16 | 8.54 | 8.54 | 8.54 | 8.54 | 8.54 | 8.54 | 442.87 | 442.87 | 442.87 | 442.87 | 442.87 | 442.87 | 20 | 10 | 0 | 0 | 0 | 0 | 0 | 0 | 0 | 0 | 0 | 0 | 0 | 0 | 0 | 0 | 0 | 0 | 0 | 0 | 0 | 0 | 0 | 0 | 0 | 0 | 0 | 0 | 0 | 0 | 0 | 0 | 0 | 0 | 0 | 0 | 0 | 0 | 0 | 0 | 0 | 0 | 0 | 0 | 0 | 0 | 0 | 0 | 0 | 0
QC_LF1_GSS | 1056 | 315 | QC | 0.11784 | 0.36269 | 85 | 1056 | NG_CCS | 0.037998 | 7.16 | 8.54 | 8.54 | 8.54 | 8.54 | 8.54 | 8.54 | 442.87 | 442.87 | 442.87 | 442.87 | 442.87 | 442.87 | 20 | 10 | 0 | 0 | 0 | 0 | 0 | 0 | 0 | 0 | 0 | 0 | 0 | 0 | 0 | 0 | 0 | 0 | 0 | 0 | 0 | 0 | 0 | 0 | 0 | 0 | 0 | 0 | 0 | 0 | 0 | 0 | 0 | 0 | 0 | 0 | 0 | 0 | 0 | 0 | 0 | 0 | 0 | 0 | 0 | 0 | 0 | 0 | 0 | 0
QC_NIK_SWS | 1107 | 315 | QC | 0.11784 | 0.36269 | 86 | 1107 | NG_CCS | 0.037998 | 7.16 | 8.54 | 8.54 | 8.54 | 8.54 | 8.54 | 8.54 | 442.87 | 442.87 | 442.87 | 442.87 | 442.87 | 442.87 | 20 | 10 | 0 | 0 | 0 | 0 | 0 | 0 | 0 | 0 | 0 | 0 | 0 | 0 | 0 | 0 | 0 | 0 | 0 | 0 | 0 | 0 | 0 | 0 | 0 | 0 | 0 | 0 | 0 | 0 | 0 | 0 | 0 | 0 | 0 | 0 | 0 | 0 | 0 | 0 | 0 | 0 | 0 | 0 | 0 | 0 | 0 | 0 | 0 | 0
SK_PBL_DSS | 1183 | 230 | SK | 0.16583 | 0.36252 | 87 | 1183 | NG_CCS | 0.037998 | 7.16 | 8.54 | 8.54 | 8.54 | 8.54 | 8.54 | 8.54 | 442.87 | 442.87 | 442.87 | 442.87 | 442.87 | 442.87 | 20 | 10 | 0 | 0 | 0 | 0 | 0 | 0 | 0 | 0 | 0 | 0 | 0 | 0 | 0 | 0 | 0 | 0 | 0 | 0 | 0 | 0 | 0 | 0 | 0 | 0 | 0 | 0 | 0 | 0 | 0 | 0 | 0 | 0 | 0 | 0 | 0 | 0 | 0 | 0 | 0 | 0 | 0 | 0 | 0 | 0 | 0 | 0 | 0 | 0
ON_EVG_SWS | 604 | 500 | ON | 0.15948 | 0.3621 | 88 | 604 | NG_CCS | 0.037998 | 7.16 | 8.54 | 8.54 | 8.54 | 8.54 | 8.54 | 8.54 | 442.87 | 442.87 | 442.87 | 442.87 | 442.87 | 442.87 | 20 | 10 | 0 | 0 | 0 | 0 | 0 | 0 | 0 | 0 | 0 | 0 | 0 | 0 | 0 | 0 | 0 | 0 | 0 | 0 | 0 | 0 | 0 | 0 | 0 | 0 | 0 | 0 | 0 | 0 | 0 | 0 | 0 | 0 | 0 | 0 | 0 | 0 | 0 | 0 | 0 | 0 | 0 | 0 | 0 | 0 | 0 | 0 | 0 | 0
ON_PKH_ISS | 814 | 500 | ON | 0.15948 | 0.3621 | 89 | 814 | NG_CCS | 0.037998 | 7.16 | 8.54 | 8.54 | 8.54 | 8.54 | 8.54 | 8.54 | 442.87 | 442.87 | 442.87 | 442.87 | 442.87 | 442.87 | 20 | 10 | 0 | 0 | 0 | 0 | 0 | 0 | 0 | 0 | 0 | 0 | 0 | 0 | 0 | 0 | 0 | 0 | 0 | 0 | 0 | 0 | 0 | 0 | 0 | 0 | 0 | 0 | 0 | 0 | 0 | 0 | 0 | 0 | 0 | 0 | 0 | 0 | 0 | 0 | 0 | 0 | 0 | 0 | 0 | 0 | 0 | 0 | 0 | 0
ON_COW_JCT | 556 | 230 | ON | 0.16232 | 0.36192 | 90 | 556 | NG_CCS | 0.037998 | 7.16 | 8.54 | 8.54 | 8.54 | 8.54 | 8.54 | 8.54 | 442.87 | 442.87 | 442.87 | 442.87 | 442.87 | 442.87 | 20 | 10 | 0 | 0 | 0 | 0 | 0 | 0 | 0 | 0 | 0 | 0 | 0 | 0 | 0 | 0 | 0 | 0 | 0 | 0 | 0 | 0 | 0 | 0 | 0 | 0 | 0 | 0 | 0 | 0 | 0 | 0 | 0 | 0 | 0 | 0 | 0 | 0 | 0 | 0 | 0 | 0 | 0 | 0 | 0 | 0 | 0 | 0 | 0 | 0
SK_PQA_DSS | 1185 | 230 | SK | 0.16398 | 0.36094 | 91 | 1185 | NG_CCS | 0.037998 | 7.16 | 8.54 | 8.54 | 8.54 | 8.54 | 8.54 | 8.54 | 442.87 | 442.87 | 442.87 | 442.87 | 442.87 | 442.87 | 20 | 10 | 0 | 0 | 0 | 0 | 0 | 0 | 0 | 0 | 0 | 0 | 0 | 0 | 0 | 0 | 0 | 0 | 0 | 0 | 0 | 0 | 0 | 0 | 0 | 0 | 0 | 0 | 0 | 0 | 0 | 0 | 0 | 0 | 0 | 0 | 0 | 0 | 0 | 0 | 0 | 0 | 0 | 0 | 0 | 0 | 0 | 0 | 0 | 0
ON_DET_JCT | 570 | 230 | ON | 0.15986 | 0.36053 | 92 | 570 | NG_CCS | 0.037998 | 7.16 | 8.54 | 8.54 | 8.54 | 8.54 | 8.54 | 8.54 | 442.87 | 442.87 | 442.87 | 442.87 | 442.87 | 442.87 | 20 | 10 | 0 | 0 | 0 | 0 | 0 | 0 | 0 | 0 | 0 | 0 | 0 | 0 | 0 | 0 | 0 | 0 | 0 | 0 | 0 | 0 | 0 | 0 | 0 | 0 | 0 | 0 | 0 | 0 | 0 | 0 | 0 | 0 | 0 | 0 | 0 | 0 | 0 | 0 | 0 | 0 | 0 | 0 | 0 | 0 | 0 | 0 | 0 | 0
ON_DET_TSS | 571 | 230 | ON | 0.15986 | 0.36053 | 93 | 571 | NG_CCS | 0.037998 | 7.16 | 8.54 | 8.54 | 8.54 | 8.54 | 8.54 | 8.54 | 442.87 | 442.87 | 442.87 | 442.87 | 442.87 | 442.87 | 20 | 10 | 0 | 0 | 0 | 0 | 0 | 0 | 0 | 0 | 0 | 0 | 0 | 0 | 0 | 0 | 0 | 0 | 0 | 0 | 0 | 0 | 0 | 0 | 0 | 0 | 0 | 0 | 0 | 0 | 0 | 0 | 0 | 0 | 0 | 0 | 0 | 0 | 0 | 0 | 0 | 0 | 0 | 0 | 0 | 0 | 0 | 0 | 0 | 0
ON_WTN_DSS | 938 | 230 | ON | 0.15973 | 0.36042 | 94 | 938 | NG_CCS | 0.037998 | 7.16 | 8.54 | 8.54 | 8.54 | 8.54 | 8.54 | 8.54 | 442.87 | 442.87 | 442.87 | 442.87 | 442.87 | 442.87 | 20 | 10 | 0 | 0 | 0 | 0 | 0 | 0 | 0 | 0 | 0 | 0 | 0 | 0 | 0 | 0 | 0 | 0 | 0 | 0 | 0 | 0 | 0 | 0 | 0 | 0 | 0 | 0 | 0 | 0 | 0 | 0 | 0 | 0 | 0 | 0 | 0 | 0 | 0 | 0 | 0 | 0 | 0 | 0 | 0 | 0 | 0 | 0 | 0 | 0
ON_WTN_JCT | 939 | 230 | ON | 0.15973 | 0.36042 | 95 | 939 | NG_CCS | 0.037998 | 7.16 | 8.54 | 8.54 | 8.54 | 8.54 | 8.54 | 8.54 | 442.87 | 442.87 | 442.87 | 442.87 | 442.87 | 442.87 | 20 | 10 | 0 | 0 | 0 | 0 | 0 | 0 | 0 | 0 | 0 | 0 | 0 | 0 | 0 | 0 | 0 | 0 | 0 | 0 | 0 | 0 | 0 | 0 | 0 | 0 | 0 | 0 | 0 | 0 | 0 | 0 | 0 | 0 | 0 | 0 | 0 | 0 | 0 | 0 | 0 | 0 | 0 | 0 | 0 | 0 | 0 | 0 | 0 | 0
ON_DUA_DSS | 581 | 230 | ON | 0.16361 | 0.36033 | 96 | 581 | NG_CCS | 0.037998 | 7.16 | 8.54 | 8.54 | 8.54 | 8.54 | 8.54 | 8.54 | 442.87 | 442.87 | 442.87 | 442.87 | 442.87 | 442.87 | 20 | 10 | 0 | 0 | 0 | 0 | 0 | 0 | 0 | 0 | 0 | 0 | 0 | 0 | 0 | 0 | 0 | 0 | 0 | 0 | 0 | 0 | 0 | 0 | 0 | 0 | 0 | 0 | 0 | 0 | 0 | 0 | 0 | 0 | 0 | 0 | 0 | 0 | 0 | 0 | 0 | 0 | 0 | 0 | 0 | 0 | 0 | 0 | 0 | 0
ON_DUA_JCT | 582 | 230 | ON | 0.16361 | 0.36033 | 97 | 582 | NG_CCS | 0.037998 | 7.16 | 8.54 | 8.54 | 8.54 | 8.54 | 8.54 | 8.54 | 442.87 | 442.87 | 442.87 | 442.87 | 442.87 | 442.87 | 20 | 10 | 0 | 0 | 0 | 0 | 0 | 0 | 0 | 0 | 0 | 0 | 0 | 0 | 0 | 0 | 0 | 0 | 0 | 0 | 0 | 0 | 0 | 0 | 0 | 0 | 0 | 0 | 0 | 0 | 0 | 0 | 0 | 0 | 0 | 0 | 0 | 0 | 0 | 0 | 0 | 0 | 0 | 0 | 0 | 0 | 0 | 0 | 0 | 0
ON_LGW_DSS | 710 | 500 | ON | 0.16121 | 0.35987 | 98 | 710 | NG_CCS | 0.037998 | 7.16 | 8.54 | 8.54 | 8.54 | 8.54 | 8.54 | 8.54 | 442.87 | 442.87 | 442.87 | 442.87 | 442.87 | 442.87 | 20 | 10 | 0 | 0 | 0 | 0 | 0 | 0 | 0 | 0 | 0 | 0 | 0 | 0 | 0 | 0 | 0 | 0 | 0 | 0 | 0 | 0 | 0 | 0 | 0 | 0 | 0 | 0 | 0 | 0 | 0 | 0 | 0 | 0 | 0 | 0 | 0 | 0 | 0 | 0 | 0 | 0 | 0 | 0 | 0 | 0 | 0 | 0 | 0 | 0
ON_SPC_SWS | 863 | 230 | ON | 0.16384 | 0.35963 | 99 | 863 | NG_CCS | 0.037998 | 7.16 | 8.54 | 8.54 | 8.54 | 8.54 | 8.54 | 8.54 | 442.87 | 442.87 | 442.87 | 442.87 | 442.87 | 442.87 | 20 | 10 | 0 | 0 | 0 | 0 | 0 | 0 | 0 | 0 | 0 | 0 | 0 | 0 | 0 | 0 | 0 | 0 | 0 | 0 | 0 | 0 | 0 | 0 | 0 | 0 | 0 | 0 | 0 | 0 | 0 | 0 | 0 | 0 | 0 | 0 | 0 | 0 | 0 | 0 | 0 | 0 | 0 | 0 | 0 | 0 | 0 | 0 | 0 | 0
NS_88S_GSS | 461 | 230 | NS | 0.15022 | 0.5031 | 1 | 461 | NG_CCS | 0.037998 | 7.16 | 8.54 | 8.54 | 8.54 | 8.54 | 8.54 | 8.54 | 442.87 | 442.87 | 442.87 | 442.87 | 442.87 | 442.87 | 20 | 10 | 0 | 0 | 0 | 0 | 0 | 0 | 0 | 0 | 0 | 0 | 0 | 0 | 0 | 0 | 0 | 0 | 0 | 0 | 0 | 0 | 0 | 0 | 0 | 0 | 0 | 0 | 0 | 0 | 0 | 0 | 0 | 0 | 0 | 0 | 0 | 0 | 0 | 0 | 0 | 0 | 0 | 0 | 0 | 0 | 0 | 0 | 0 | 0
NS_102S_GSS | 455 | 230 | NS | 0.14771 | 0.48642 | 2 | 455 | NG_CCS | 0.037998 | 7.16 | 8.54 | 8.54 | 8.54 | 8.54 | 8.54 | 8.54 | 442.87 | 442.87 | 442.87 | 442.87 | 442.87 | 442.87 | 20 | 10 | 0 | 0 | 0 | 0 | 0 | 0 | 0 | 0 | 0 | 0 | 0 | 0 | 0 | 0 | 0 | 0 | 0 | 0 | 0 | 0 | 0 | 0 | 0 | 0 | 0 | 0 | 0 | 0 | 0 | 0 | 0 | 0 | 0 | 0 | 0 | 0 | 0 | 0 | 0 | 0 | 0 | 0 | 0 | 0 | 0 | 0 | 0 | 0
NS_89S_DSS | 462 | 230 | NS | 0.14771 | 0.48642 | 3 | 462 | NG_CCS | 0.037998 | 7.16 | 8.54 | 8.54 | 8.54 | 8.54 | 8.54 | 8.54 | 442.87 | 442.87 | 442.87 | 442.87 | 442.87 | 442.87 | 20 | 10 | 0 | 0 | 0 | 0 | 0 | 0 | 0 | 0 | 0 | 0 | 0 | 0 | 0 | 0 | 0 | 0 | 0 | 0 | 0 | 0 | 0 | 0 | 0 | 0 | 0 | 0 | 0 | 0 | 0 | 0 | 0 | 0 | 0 | 0 | 0 | 0 | 0 | 0 | 0 | 0 | 0 | 0 | 0 | 0 | 0 | 0 | 0 | 0
NS_101S_DSS | 454 | 200 | NS | 0.1475 | 0.46437 | 4 | 454 | NG_CCS | 0.037998 | 7.16 | 8.54 | 8.54 | 8.54 | 8.54 | 8.54 | 8.54 | 442.87 | 442.87 | 442.87 | 442.87 | 442.87 | 442.87 | 20 | 10 | 0 | 0 | 0 | 0 | 0 | 0 | 0 | 0 | 0 | 0 | 0 | 0 | 0 | 0 | 0 | 0 | 0 | 0 | 0 | 0 | 0 | 0 | 0 | 0 | 0 | 0 | 0 | 0 | 0 | 0 | 0 | 0 | 0 | 0 | 0 | 0 | 0 | 0 | 0 | 0 | 0 | 0 | 0 | 0 | 0 | 0 | 0 | 0
PE_HRM_GSS | 951 | 138 | PE | 0.14971 | 0.4577 | 5 | 951 | NG_CCS | 0.037998 | 7.16 | 8.54 | 8.54 | 8.54 | 8.54 | 8.54 | 8.54 | 442.87 | 442.87 | 442.87 | 442.87 | 442.87 | 442.87 | 20 | 10 | 0 | 0 | 0 | 0 | 0 | 0 | 0 | 0 | 0 | 0 | 0 | 0 | 0 | 0 | 0 | 0 | 0 | 0 | 0 | 0 | 0 | 0 | 0 | 0 | 0 | 0 | 0 | 0 | 0 | 0 | 0 | 0 | 0 | 0 | 0 | 0 | 0 | 0 | 0 | 0 | 0 | 0 | 0 | 0 | 0 | 0 | 0 | 0
PE_EKS_GSS | 949 | 138 | PE | 0.14796 | 0.45081 | 6 | 949 | NG_CCS | 0.037998 | 7.16 | 8.54 | 8.54 | 8.54 | 8.54 | 8.54 | 8.54 | 442.87 | 442.87 | 442.87 | 442.87 | 442.87 | 442.87 | 20 | 10 | 0 | 0 | 0 | 0 | 0 | 0 | 0 | 0 | 0 | 0 | 0 | 0 | 0 | 0 | 0 | 0 | 0 | 0 | 0 | 0 | 0 | 0 | 0 | 0 | 0 | 0 | 0 | 0 | 0 | 0 | 0 | 0 | 0 | 0 | 0 | 0 | 0 | 0 | 0 | 0 | 0 | 0 | 0 | 0 | 0 | 0 | 0 | 0
PE_CHR_TSS | 948 | 138 | PE | 0.15013 | 0.4431 | 7 | 948 | NG_CCS | 0.037998 | 7.16 | 8.54 | 8.54 | 8.54 | 8.54 | 8.54 | 8.54 | 442.87 | 442.87 | 442.87 | 442.87 | 442.87 | 442.87 | 20 | 10 | 0 | 0 | 0 | 0 | 0 | 0 | 0 | 0 | 0 | 0 | 0 | 0 | 0 | 0 | 0 | 0 | 0 | 0 | 0 | 0 | 0 | 0 | 0 | 0 | 0 | 0 | 0 | 0 | 0 | 0 | 0 | 0 | 0 | 0 | 0 | 0 | 0 | 0 | 0 | 0 | 0 | 0 | 0 | 0 | 0 | 0 | 0 | 0
PE_HRM_JCT | 952 | 138 | PE | 0.14907 | 0.43989 | 8 | 952 | NG_CCS | 0.037998 | 7.16 | 8.54 | 8.54 | 8.54 | 8.54 | 8.54 | 8.54 | 442.87 | 442.87 | 442.87 | 442.87 | 442.87 | 442.87 | 20 | 10 | 0 | 0 | 0 | 0 | 0 | 0 | 0 | 0 | 0 | 0 | 0 | 0 | 0 | 0 | 0 | 0 | 0 | 0 | 0 | 0 | 0 | 0 | 0 | 0 | 0 | 0 | 0 | 0 | 0 | 0 | 0 | 0 | 0 | 0 | 0 | 0 | 0 | 0 | 0 | 0 | 0 | 0 | 0 | 0 | 0 | 0 | 0 | 0
PE_WSP_DSS | 959 | 138 | PE | 0.15033 | 0.43794 | 9 | 959 | NG_CCS | 0.037998 | 7.16 | 8.54 | 8.54 | 8.54 | 8.54 | 8.54 | 8.54 | 442.87 | 442.87 | 442.87 | 442.87 | 442.87 | 442.87 | 20 | 10 | 0 | 0 | 0 | 0 | 0 | 0 | 0 | 0 | 0 | 0 | 0 | 0 | 0 | 0 | 0 | 0 | 0 | 0 | 0 | 0 | 0 | 0 | 0 | 0 | 0 | 0 | 0 | 0 | 0 | 0 | 0 | 0 | 0 | 0 | 0 | 0 | 0 | 0 | 0 | 0 | 0 | 0 | 0 | 0 | 0 | 0 | 0 | 0
NL_OXP_DSS | 443 | 230 | NL | 0.13248 | 0.42581 | 10 | 443 | NG_CCS | 0.037998 | 7.16 | 8.54 | 8.54 | 8.54 | 8.54 | 8.54 | 8.54 | 442.87 | 442.87 | 442.87 | 442.87 | 442.87 | 442.87 | 20 | 10 | 0 | 0 | 0 | 0 | 0 | 0 | 0 | 0 | 0 | 0 | 0 | 0 | 0 | 0 | 0 | 0 | 0 | 0 | 0 | 0 | 0 | 0 | 0 | 0 | 0 | 0 | 0 | 0 | 0 | 0 | 0 | 0 | 0 | 0 | 0 | 0 | 0 | 0 | 0 | 0 | 0 | 0 | 0 | 0 | 0 | 0 | 0 | 0
NL_HWD_DSS | 439 | 230 | NL | 0.13248 | 0.42581 | 11 | 439 | NG_CCS | 0.037998 | 7.16 | 8.54 | 8.54 | 8.54 | 8.54 | 8.54 | 8.54 | 442.87 | 442.87 | 442.87 | 442.87 | 442.87 | 442.87 | 20 | 10 | 0 | 0 | 0 | 0 | 0 | 0 | 0 | 0 | 0 | 0 | 0 | 0 | 0 | 0 | 0 | 0 | 0 | 0 | 0 | 0 | 0 | 0 | 0 | 0 | 0 | 0 | 0 | 0 | 0 | 0 | 0 | 0 | 0 | 0 | 0 | 0 | 0 | 0 | 0 | 0 | 0 | 0 | 0 | 0 | 0 | 0 | 0 | 0
PE_SCF_DSS | 954 | 138 | PE | 0.14995 | 0.41458 | 12 | 954 | NG_CCS | 0.037998 | 7.16 | 8.54 | 8.54 | 8.54 | 8.54 | 8.54 | 8.54 | 442.87 | 442.87 | 442.87 | 442.87 | 442.87 | 442.87 | 20 | 10 | 0 | 0 | 0 | 0 | 0 | 0 | 0 | 0 | 0 | 0 | 0 | 0 | 0 | 0 | 0 | 0 | 0 | 0 | 0 | 0 | 0 | 0 | 0 | 0 | 0 | 0 | 0 | 0 | 0 | 0 | 0 | 0 | 0 | 0 | 0 | 0 | 0 | 0 | 0 | 0 | 0 | 0 | 0 | 0 | 0 | 0 | 0 | 0
XX_ABUS1_INT | 1194 | 230 | US | 0.16634 | 0.40679 | 13 | 1194 | NG_CCS | 0.037998 | 7.16 | 8.54 | 8.54 | 8.54 | 8.54 | 8.54 | 8.54 | 442.87 | 442.87 | 442.87 | 442.87 | 442.87 | 442.87 | 20 | 10 | 0 | 0 | 0 | 0 | 0 | 0 | 0 | 0 | 0 | 0 | 0 | 0 | 0 | 0 | 0 | 0 | 0 | 0 | 0 | 0 | 0 | 0 | 0 | 0 | 0 | 0 | 0 | 0 | 0 | 0 | 0 | 0 | 0 | 0 | 0 | 0 | 0 | 0 | 0 | 0 | 0 | 0 | 0 | 0 | 0 | 0 | 0 | 0
PE_ERY_DSS | 950 | 138 | PE | 0.14983 | 0.39596 | 14 | 950 | NG_CCS | 0.037998 | 7.16 | 8.54 | 8.54 | 8.54 | 8.54 | 8.54 | 8.54 | 442.87 | 442.87 | 442.87 | 442.87 | 442.87 | 442.87 | 20 | 10 | 0 | 0 | 0 | 0 | 0 | 0 | 0 | 0 | 0 | 0 | 0 | 0 | 0 | 0 | 0 | 0 | 0 | 0 | 0 | 0 | 0 | 0 | 0 | 0 | 0 | 0 | 0 | 0 | 0 | 0 | 0 | 0 | 0 | 0 | 0 | 0 | 0 | 0 | 0 | 0 | 0 | 0 | 0 | 0 | 0 | 0 | 0 | 0
SK_SWC_DSS | 1191 | 230 | SK | 0.16284 | 0.39313 | 15 | 1191 | NG_CCS | 0.037998 | 7.16 | 8.54 | 8.54 | 8.54 | 8.54 | 8.54 | 8.54 | 442.87 | 442.87 | 442.87 | 442.87 | 442.87 | 442.87 | 20 | 10 | 0 | 0 | 0 | 0 | 0 | 0 | 0 | 0 | 0 | 0 | 0 | 0 | 0 | 0 | 0 | 0 | 0 | 0 | 0 | 0 | 0 | 0 | 0 | 0 | 0 | 0 | 0 | 0 | 0 | 0 | 0 | 0 | 0 | 0 | 0 | 0 | 0 | 0 | 0 | 0 | 0 | 0 | 0 | 0 | 0 | 0 | 0 | 0
QC_BSY_GSS | 992 | 315 | QC | 0.1212 | 0.39263 | 16 | 992 | NG_CCS | 0.037998 | 7.16 | 8.54 | 8.54 | 8.54 | 8.54 | 8.54 | 8.54 | 442.87 | 442.87 | 442.87 | 442.87 | 442.87 | 442.87 | 20 | 10 | 0 | 0 | 0 | 0 | 0 | 0 | 0 | 0 | 0 | 0 | 0 | 0 | 0 | 0 | 0 | 0 | 0 | 0 | 0 | 0 | 0 | 0 | 0 | 0 | 0 | 0 | 0 | 0 | 0 | 0 | 0 | 0 | 0 | 0 | 0 | 0 | 0 | 0 | 0 | 0 | 0 | 0 | 0 | 0 | 0 | 0 | 0 | 0
NL_SOL_CSS | 445 | 230 | NL | 0.13236 | 0.39133 | 17 | 445 | NG_CCS | 0.037998 | 7.16 | 8.54 | 8.54 | 8.54 | 8.54 | 8.54 | 8.54 | 442.87 | 442.87 | 442.87 | 442.87 | 442.87 | 442.87 | 20 | 10 | 0 | 0 | 0 | 0 | 0 | 0 | 0 | 0 | 0 | 0 | 0 | 0 | 0 | 0 | 0 | 0 | 0 | 0 | 0 | 0 | 0 | 0 | 0 | 0 | 0 | 0 | 0 | 0 | 0 | 0 | 0 | 0 | 0 | 0 | 0 | 0 | 0 | 0 | 0 | 0 | 0 | 0 | 0 | 0 | 0 | 0 | 0 | 0
SK_ASS_DSS | 1168 | 230 | SK | 0.16756 | 0.39037 | 18 | 1168 | NG_CCS | 0.037998 | 7.16 | 8.54 | 8.54 | 8.54 | 8.54 | 8.54 | 8.54 | 442.87 | 442.87 | 442.87 | 442.87 | 442.87 | 442.87 | 20 | 10 | 0 | 0 | 0 | 0 | 0 | 0 | 0 | 0 | 0 | 0 | 0 | 0 | 0 | 0 | 0 | 0 | 0 | 0 | 0 | 0 | 0 | 0 | 0 | 0 | 0 | 0 | 0 | 0 | 0 | 0 | 0 | 0 | 0 | 0 | 0 | 0 | 0 | 0 | 0 | 0 | 0 | 0 | 0 | 0 | 0 | 0 | 0 | 0
PE_WSK_SWS | 958 | 138 | PE | 0.15185 | 0.38936 | 19 | 958 | NG_CCS | 0.037998 | 7.16 | 8.54 | 8.54 | 8.54 | 8.54 | 8.54 | 8.54 | 442.87 | 442.87 | 442.87 | 442.87 | 442.87 | 442.87 | 20 | 10 | 0 | 0 | 0 | 0 | 0 | 0 | 0 | 0 | 0 | 0 | 0 | 0 | 0 | 0 | 0 | 0 | 0 | 0 | 0 | 0 | 0 | 0 | 0 | 0 | 0 | 0 | 0 | 0 | 0 | 0 | 0 | 0 | 0 | 0 | 0 | 0 | 0 | 0 | 0 | 0 | 0 | 0 | 0 | 0 | 0 | 0 | 0 | 0
SK_RUC_DSS | 1188 | 230 | SK | 0.16322 | 0.38788 | 20 | 1188 | NG_CCS | 0.037998 | 7.16 | 8.54 | 8.54 | 8.54 | 8.54 | 8.54 | 8.54 | 442.87 | 442.87 | 442.87 | 442.87 | 442.87 | 442.87 | 20 | 10 | 0 | 0 | 0 | 0 | 0 | 0 | 0 | 0 | 0 | 0 | 0 | 0 | 0 | 0 | 0 | 0 | 0 | 0 | 0 | 0 | 0 | 0 | 0 | 0 | 0 | 0 | 0 | 0 | 0 | 0 | 0 | 0 | 0 | 0 | 0 | 0 | 0 | 0 | 0 | 0 | 0 | 0 | 0 | 0 | 0 | 0 | 0 | 0
PE_WRY_DSS | 957 | 138 | PE | 0.14981 | 0.38468 | 21 | 957 | NG_CCS | 0.037998 | 7.16 | 8.54 | 8.54 | 8.54 | 8.54 | 8.54 | 8.54 | 442.87 | 442.87 | 442.87 | 442.87 | 442.87 | 442.87 | 20 | 10 | 0 | 0 | 0 | 0 | 0 | 0 | 0 | 0 | 0 | 0 | 0 | 0 | 0 | 0 | 0 | 0 | 0 | 0 | 0 | 0 | 0 | 0 | 0 | 0 | 0 | 0 | 0 | 0 | 0 | 0 | 0 | 0 | 0 | 0 | 0 | 0 | 0 | 0 | 0 | 0 | 0 | 0 | 0 | 0 | 0 | 0 | 0 | 0
ON_DGP_DSS | 573 | 230 | ON | 0.15486 | 0.38373 | 22 | 573 | NG_CCS | 0.037998 | 7.16 | 8.54 | 8.54 | 8.54 | 8.54 | 8.54 | 8.54 | 442.87 | 442.87 | 442.87 | 442.87 | 442.87 | 442.87 | 20 | 10 | 0 | 0 | 0 | 0 | 0 | 0 | 0 | 0 | 0 | 0 | 0 | 0 | 0 | 0 | 0 | 0 | 0 | 0 | 0 | 0 | 0 | 0 | 0 | 0 | 0 | 0 | 0 | 0 | 0 | 0 | 0 | 0 | 0 | 0 | 0 | 0 | 0 | 0 | 0 | 0 | 0 | 0 | 0 | 0 | 0 | 0 | 0 | 0
ON_BCB_SWS | 501 | 500 | ON | 0.15486 | 0.38373 | 23 | 501 | NG_CCS | 0.037998 | 7.16 | 8.54 | 8.54 | 8.54 | 8.54 | 8.54 | 8.54 | 442.87 | 442.87 | 442.87 | 442.87 | 442.87 | 442.87 | 20 | 10 | 0 | 0 | 0 | 0 | 0 | 0 | 0 | 0 | 0 | 0 | 0 | 0 | 0 | 0 | 0 | 0 | 0 | 0 | 0 | 0 | 0 | 0 | 0 | 0 | 0 | 0 | 0 | 0 | 0 | 0 | 0 | 0 | 0 | 0 | 0 | 0 | 0 | 0 | 0 | 0 | 0 | 0 | 0 | 0 | 0 | 0 | 0 | 0
ON_BCW_ISS | 505 | 230 | ON | 0.15486 | 0.38373 | 24 | 505 | NG_CCS | 0.037998 | 7.16 | 8.54 | 8.54 | 8.54 | 8.54 | 8.54 | 8.54 | 442.87 | 442.87 | 442.87 | 442.87 | 442.87 | 442.87 | 20 | 10 | 0 | 0 | 0 | 0 | 0 | 0 | 0 | 0 | 0 | 0 | 0 | 0 | 0 | 0 | 0 | 0 | 0 | 0 | 0 | 0 | 0 | 0 | 0 | 0 | 0 | 0 | 0 | 0 | 0 | 0 | 0 | 0 | 0 | 0 | 0 | 0 | 0 | 0 | 0 | 0 | 0 | 0 | 0 | 0 | 0 | 0 | 0 | 0
ON_BCA_TSS | 500 | 230 | ON | 0.15486 | 0.38373 | 25 | 500 | NG_CCS | 0.037998 | 7.16 | 8.54 | 8.54 | 8.54 | 8.54 | 8.54 | 8.54 | 442.87 | 442.87 | 442.87 | 442.87 | 442.87 | 442.87 | 20 | 10 | 0 | 0 | 0 | 0 | 0 | 0 | 0 | 0 | 0 | 0 | 0 | 0 | 0 | 0 | 0 | 0 | 0 | 0 | 0 | 0 | 0 | 0 | 0 | 0 | 0 | 0 | 0 | 0 | 0 | 0 | 0 | 0 | 0 | 0 | 0 | 0 | 0 | 0 | 0 | 0 | 0 | 0 | 0 | 0 | 0 | 0 | 0 | 0
ON_BCC_JCT | 502 | 500 | ON | 0.15486 | 0.38373 | 26 | 502 | NG_CCS | 0.037998 | 7.16 | 8.54 | 8.54 | 8.54 | 8.54 | 8.54 | 8.54 | 442.87 | 442.87 | 442.87 | 442.87 | 442.87 | 442.87 | 20 | 10 | 0 | 0 | 0 | 0 | 0 | 0 | 0 | 0 | 0 | 0 | 0 | 0 | 0 | 0 | 0 | 0 | 0 | 0 | 0 | 0 | 0 | 0 | 0 | 0 | 0 | 0 | 0 | 0 | 0 | 0 | 0 | 0 | 0 | 0 | 0 | 0 | 0 | 0 | 0 | 0 | 0 | 0 | 0 | 0 | 0 | 0 | 0 | 0
ON_OWS_JCT | 803 | 230 | ON | 0.1549 | 0.38166 | 27 | 803 | NG_CCS | 0.037998 | 7.16 | 8.54 | 8.54 | 8.54 | 8.54 | 8.54 | 8.54 | 442.87 | 442.87 | 442.87 | 442.87 | 442.87 | 442.87 | 20 | 10 | 0 | 0 | 0 | 0 | 0 | 0 | 0 | 0 | 0 | 0 | 0 | 0 | 0 | 0 | 0 | 0 | 0 | 0 | 0 | 0 | 0 | 0 | 0 | 0 | 0 | 0 | 0 | 0 | 0 | 0 | 0 | 0 | 0 | 0 | 0 | 0 | 0 | 0 | 0 | 0 | 0 | 0 | 0 | 0 | 0 | 0 | 0 | 0
ON_UDW_JCT | 901 | 230 | ON | 0.1549 | 0.38166 | 28 | 901 | NG_CCS | 0.037998 | 7.16 | 8.54 | 8.54 | 8.54 | 8.54 | 8.54 | 8.54 | 442.87 | 442.87 | 442.87 | 442.87 | 442.87 | 442.87 | 20 | 10 | 0 | 0 | 0 | 0 | 0 | 0 | 0 | 0 | 0 | 0 | 0 | 0 | 0 | 0 | 0 | 0 | 0 | 0 | 0 | 0 | 0 | 0 | 0 | 0 | 0 | 0 | 0 | 0 | 0 | 0 | 0 | 0 | 0 | 0 | 0 | 0 | 0 | 0 | 0 | 0 | 0 | 0 | 0 | 0 | 0 | 0 | 0 | 0
ON_UDW_GSS | 900 | 230 | ON | 0.1549 | 0.38166 | 29 | 900 | NG_CCS | 0.037998 | 7.16 | 8.54 | 8.54 | 8.54 | 8.54 | 8.54 | 8.54 | 442.87 | 442.87 | 442.87 | 442.87 | 442.87 | 442.87 | 20 | 10 | 0 | 0 | 0 | 0 | 0 | 0 | 0 | 0 | 0 | 0 | 0 | 0 | 0 | 0 | 0 | 0 | 0 | 0 | 0 | 0 | 0 | 0 | 0 | 0 | 0 | 0 | 0 | 0 | 0 | 0 | 0 | 0 | 0 | 0 | 0 | 0 | 0 | 0 | 0 | 0 | 0 | 0 | 0 | 0 | 0 | 0 | 0 | 0
ON_MAJ_ISS | 730 | 230 | ON | 0.1549 | 0.38166 | 30 | 730 | NG_CCS | 0.037998 | 7.16 | 8.54 | 8.54 | 8.54 | 8.54 | 8.54 | 8.54 | 442.87 | 442.87 | 442.87 | 442.87 | 442.87 | 442.87 | 20 | 10 | 0 | 0 | 0 | 0 | 0 | 0 | 0 | 0 | 0 | 0 | 0 | 0 | 0 | 0 | 0 | 0 | 0 | 0 | 0 | 0 | 0 | 0 | 0 | 0 | 0 | 0 | 0 | 0 | 0 | 0 | 0 | 0 | 0 | 0 | 0 | 0 | 0 | 0 | 0 | 0 | 0 | 0 | 0 | 0 | 0 | 0 | 0 | 0
ON_MAJ_JCT | 731 | 230 | ON | 0.1549 | 0.38166 | 31 | 731 | NG_CCS | 0.037998 | 7.16 | 8.54 | 8.54 | 8.54 | 8.54 | 8.54 | 8.54 | 442.87 | 442.87 | 442.87 | 442.87 | 442.87 | 442.87 | 20 | 10 | 0 | 0 | 0 | 0 | 0 | 0 | 0 | 0 | 0 | 0 | 0 | 0 | 0 | 0 | 0 | 0 | 0 | 0 | 0 | 0 | 0 | 0 | 0 | 0 | 0 | 0 | 0 | 0 | 0 | 0 | 0 | 0 | 0 | 0 | 0 | 0 | 0 | 0 | 0 | 0 | 0 | 0 | 0 | 0 | 0 | 0 | 0 | 0
AB_1019S_GSS | 2 | 240 | AB | 0.16438 | 0.38121 | 32 | 2 | NG_CCS | 0.037998 | 7.16 | 8.54 | 8.54 | 8.54 | 8.54 | 8.54 | 8.54 | 442.87 | 442.87 | 442.87 | 442.87 | 442.87 | 442.87 | 20 | 10 | 0 | 0 | 0 | 0 | 0 | 0 | 0 | 0 | 0 | 0 | 0 | 0 | 0 | 0 | 0 | 0 | 0 | 0 | 0 | 0 | 0 | 0 | 0 | 0 | 0 | 0 | 0 | 0 | 0 | 0 | 0 | 0 | 0 | 0 | 0 | 0 | 0 | 0 | 0 | 0 | 0 | 0 | 0 | 0 | 0 | 0 | 0 | 0
AB_1019S_JCT | 3 | 240 | AB | 0.16438 | 0.38115 | 33 | 3 | NG_CCS | 0.037998 | 7.16 | 8.54 | 8.54 | 8.54 | 8.54 | 8.54 | 8.54 | 442.87 | 442.87 | 442.87 | 442.87 | 442.87 | 442.87 | 20 | 10 | 0 | 0 | 0 | 0 | 0 | 0 | 0 | 0 | 0 | 0 | 0 | 0 | 0 | 0 | 0 | 0 | 0 | 0 | 0 | 0 | 0 | 0 | 0 | 0 | 0 | 0 | 0 | 0 | 0 | 0 | 0 | 0 | 0 | 0 | 0 | 0 | 0 | 0 | 0 | 0 | 0 | 0 | 0 | 0 | 0 | 0 | 0 | 0
ON_ARM_JCT | 488 | 230 | ON | 0.15492 | 0.38065 | 34 | 488 | NG_CCS | 0.037998 | 7.16 | 8.54 | 8.54 | 8.54 | 8.54 | 8.54 | 8.54 | 442.87 | 442.87 | 442.87 | 442.87 | 442.87 | 442.87 | 20 | 10 | 0 | 0 | 0 | 0 | 0 | 0 | 0 | 0 | 0 | 0 | 0 | 0 | 0 | 0 | 0 | 0 | 0 | 0 | 0 | 0 | 0 | 0 | 0 | 0 | 0 | 0 | 0 | 0 | 0 | 0 | 0 | 0 | 0 | 0 | 0 | 0 | 0 | 0 | 0 | 0 | 0 | 0 | 0 | 0 | 0 | 0 | 0 | 0
ON_ARM_GSS | 487 | 230 | ON | 0.15496 | 0.38011 | 35 | 487 | NG_CCS | 0.037998 | 7.16 | 8.54 | 8.54 | 8.54 | 8.54 | 8.54 | 8.54 | 442.87 | 442.87 | 442.87 | 442.87 | 442.87 | 442.87 | 20 | 10 | 0 | 0 | 0 | 0 | 0 | 0 | 0 | 0 | 0 | 0 | 0 | 0 | 0 | 0 | 0 | 0 | 0 | 0 | 0 | 0 | 0 | 0 | 0 | 0 | 0 | 0 | 0 | 0 | 0 | 0 | 0 | 0 | 0 | 0 | 0 | 0 | 0 | 0 | 0 | 0 | 0 | 0 | 0 | 0 | 0 | 0 | 0 | 0
ON_WLC_JCT | 928 | 500 | ON | 0.15496 | 0.38011 | 36 | 928 | NG_CCS | 0.037998 | 7.16 | 8.54 | 8.54 | 8.54 | 8.54 | 8.54 | 8.54 | 442.87 | 442.87 | 442.87 | 442.87 | 442.87 | 442.87 | 20 | 10 | 0 | 0 | 0 | 0 | 0 | 0 | 0 | 0 | 0 | 0 | 0 | 0 | 0 | 0 | 0 | 0 | 0 | 0 | 0 | 0 | 0 | 0 | 0 | 0 | 0 | 0 | 0 | 0 | 0 | 0 | 0 | 0 | 0 | 0 | 0 | 0 | 0 | 0 | 0 | 0 | 0 | 0 | 0 | 0 | 0 | 0 | 0 | 0
SK_PPR_GSS | 1184 | 230 | SK | 0.17058 | 0.38 | 37 | 1184 | NG_CCS | 0.037998 | 7.16 | 8.54 | 8.54 | 8.54 | 8.54 | 8.54 | 8.54 | 442.87 | 442.87 | 442.87 | 442.87 | 442.87 | 442.87 | 20 | 10 | 0 | 0 | 0 | 0 | 0 | 0 | 0 | 0 | 0 | 0 | 0 | 0 | 0 | 0 | 0 | 0 | 0 | 0 | 0 | 0 | 0 | 0 | 0 | 0 | 0 | 0 | 0 | 0 | 0 | 0 | 0 | 0 | 0 | 0 | 0 | 0 | 0 | 0 | 0 | 0 | 0 | 0 | 0 | 0 | 0 | 0 | 0 | 0
PE_SHB_DSS | 955 | 138 | PE | 0.15029 | 0.37977 | 38 | 955 | NG_CCS | 0.037998 | 7.16 | 8.54 | 8.54 | 8.54 | 8.54 | 8.54 | 8.54 | 442.87 | 442.87 | 442.87 | 442.87 | 442.87 | 442.87 | 20 | 10 | 0 | 0 | 0 | 0 | 0 | 0 | 0 | 0 | 0 | 0 | 0 | 0 | 0 | 0 | 0 | 0 | 0 | 0 | 0 | 0 | 0 | 0 | 0 | 0 | 0 | 0 | 0 | 0 | 0 | 0 | 0 | 0 | 0 | 0 | 0 | 0 | 0 | 0 | 0 | 0 | 0 | 0 | 0 | 0 | 0 | 0 | 0 | 0
QC_CHS_SWS | 1002 | 735 | QC | 0.12077 | 0.37816 | 39 | 1002 | NG_CCS | 0.037998 | 7.16 | 8.54 | 8.54 | 8.54 | 8.54 | 8.54 | 8.54 | 442.87 | 442.87 | 442.87 | 442.87 | 442.87 | 442.87 | 20 | 10 | 0 | 0 | 0 | 0 | 0 | 0 | 0 | 0 | 0 | 0 | 0 | 0 | 0 | 0 | 0 | 0 | 0 | 0 | 0 | 0 | 0 | 0 | 0 | 0 | 0 | 0 | 0 | 0 | 0 | 0 | 0 | 0 | 0 | 0 | 0 | 0 | 0 | 0 | 0 | 0 | 0 | 0 | 0 | 0 | 0 | 0 | 0 | 0
QC_LG3_GSS | 1061 | 735 | QC | 0.12077 | 0.37816 | 40 | 1061 | NG_CCS | 0.037998 | 7.16 | 8.54 | 8.54 | 8.54 | 8.54 | 8.54 | 8.54 | 442.87 | 442.87 | 442.87 | 442.87 | 442.87 | 442.87 | 20 | 10 | 0 | 0 | 0 | 0 | 0 | 0 | 0 | 0 | 0 | 0 | 0 | 0 | 0 | 0 | 0 | 0 | 0 | 0 | 0 | 0 | 0 | 0 | 0 | 0 | 0 | 0 | 0 | 0 | 0 | 0 | 0 | 0 | 0 | 0 | 0 | 0 | 0 | 0 | 0 | 0 | 0 | 0 | 0 | 0 | 0 | 0 | 0 | 0
ON_OWS_DSS | 802 | 230 | ON | 0.15471 | 0.37772 | 41 | 802 | NG_CCS | 0.037998 | 7.16 | 8.54 | 8.54 | 8.54 | 8.54 | 8.54 | 8.54 | 442.87 | 442.87 | 442.87 | 442.87 | 442.87 | 442.87 | 20 | 10 | 0 | 0 | 0 | 0 | 0 | 0 | 0 | 0 | 0 | 0 | 0 | 0 | 0 | 0 | 0 | 0 | 0 | 0 | 0 | 0 | 0 | 0 | 0 | 0 | 0 | 0 | 0 | 0 | 0 | 0 | 0 | 0 | 0 | 0 | 0 | 0 | 0 | 0 | 0 | 0 | 0 | 0 | 0 | 0 | 0 | 0 | 0 | 0
ON_ASH_SWS | 492 | 500 | ON | 0.15617 | 0.37611 | 42 | 492 | NG_CCS | 0.037998 | 7.16 | 8.54 | 8.54 | 8.54 | 8.54 | 8.54 | 8.54 | 442.87 | 442.87 | 442.87 | 442.87 | 442.87 | 442.87 | 20 | 10 | 0 | 0 | 0 | 0 | 0 | 0 | 0 | 0 | 0 | 0 | 0 | 0 | 0 | 0 | 0 | 0 | 0 | 0 | 0 | 0 | 0 | 0 | 0 | 0 | 0 | 0 | 0 | 0 | 0 | 0 | 0 | 0 | 0 | 0 | 0 | 0 | 0 | 0 | 0 | 0 | 0 | 0 | 0 | 0 | 0 | 0 | 0 | 0
ON_K2W_GSS | 678 | 500 | ON | 0.15617 | 0.37611 | 43 | 678 | NG_CCS | 0.037998 | 7.16 | 8.54 | 8.54 | 8.54 | 8.54 | 8.54 | 8.54 | 442.87 | 442.87 | 442.87 | 442.87 | 442.87 | 442.87 | 20 | 10 | 0 | 0 | 0 | 0 | 0 | 0 | 0 | 0 | 0 | 0 | 0 | 0 | 0 | 0 | 0 | 0 | 0 | 0 | 0 | 0 | 0 | 0 | 0 | 0 | 0 | 0 | 0 | 0 | 0 | 0 | 0 | 0 | 0 | 0 | 0 | 0 | 0 | 0 | 0 | 0 | 0 | 0 | 0 | 0 | 0 | 0 | 0 | 0
QC_LEM_SWS | 1055 | 735 | QC | 0.11952 | 0.3746 | 44 | 1055 | NG_CCS | 0.037998 | 7.16 | 8.54 | 8.54 | 8.54 | 8.54 | 8.54 | 8.54 | 442.87 | 442.87 | 442.87 | 442.87 | 442.87 | 442.87 | 20 | 10 | 0 | 0 | 0 | 0 | 0 | 0 | 0 | 0 | 0 | 0 | 0 | 0 | 0 | 0 | 0 | 0 | 0 | 0 | 0 | 0 | 0 | 0 | 0 | 0 | 0 | 0 | 0 | 0 | 0 | 0 | 0 | 0 | 0 | 0 | 0 | 0 | 0 | 0 | 0 | 0 | 0 | 0 | 0 | 0 | 0 | 0 | 0 | 0
SK_KDY_DSS | 1180 | 230 | SK | 0.16539 | 0.37433 | 45 | 1180 | NG_CCS | 0.037998 | 7.16 | 8.54 | 8.54 | 8.54 | 8.54 | 8.54 | 8.54 | 442.87 | 442.87 | 442.87 | 442.87 | 442.87 | 442.87 | 20 | 10 | 0 | 0 | 0 | 0 | 0 | 0 | 0 | 0 | 0 | 0 | 0 | 0 | 0 | 0 | 0 | 0 | 0 | 0 | 0 | 0 | 0 | 0 | 0 | 0 | 0 | 0 | 0 | 0 | 0 | 0 | 0 | 0 | 0 | 0 | 0 | 0 | 0 | 0 | 0 | 0 | 0 | 0 | 0 | 0 | 0 | 0 | 0 | 0
ON_WNG_DSS | 934 | 230 | ON | 0.15594 | 0.37358 | 46 | 934 | NG_CCS | 0.037998 | 7.16 | 8.54 | 8.54 | 8.54 | 8.54 | 8.54 | 8.54 | 442.87 | 442.87 | 442.87 | 442.87 | 442.87 | 442.87 | 20 | 10 | 0 | 0 | 0 | 0 | 0 | 0 | 0 | 0 | 0 | 0 | 0 | 0 | 0 | 0 | 0 | 0 | 0 | 0 | 0 | 0 | 0 | 0 | 0 | 0 | 0 | 0 | 0 | 0 | 0 | 0 | 0 | 0 | 0 | 0 | 0 | 0 | 0 | 0 | 0 | 0 | 0 | 0 | 0 | 0 | 0 | 0 | 0 | 0
ON_WNG_JCT | 935 | 230 | ON | 0.15594 | 0.37358 | 47 | 935 | NG_CCS | 0.037998 | 7.16 | 8.54 | 8.54 | 8.54 | 8.54 | 8.54 | 8.54 | 442.87 | 442.87 | 442.87 | 442.87 | 442.87 | 442.87 | 20 | 10 | 0 | 0 | 0 | 0 | 0 | 0 | 0 | 0 | 0 | 0 | 0 | 0 | 0 | 0 | 0 | 0 | 0 | 0 | 0 | 0 | 0 | 0 | 0 | 0 | 0 | 0 | 0 | 0 | 0 | 0 | 0 | 0 | 0 | 0 | 0 | 0 | 0 | 0 | 0 | 0 | 0 | 0 | 0 | 0 | 0 | 0 | 0 | 0
ON_HNV_DSS | 657 | 230 | ON | 0.15526 | 0.37328 | 48 | 657 | NG_CCS | 0.037998 | 7.16 | 8.54 | 8.54 | 8.54 | 8.54 | 8.54 | 8.54 | 442.87 | 442.87 | 442.87 | 442.87 | 442.87 | 442.87 | 20 | 10 | 0 | 0 | 0 | 0 | 0 | 0 | 0 | 0 | 0 | 0 | 0 | 0 | 0 | 0 | 0 | 0 | 0 | 0 | 0 | 0 | 0 | 0 | 0 | 0 | 0 | 0 | 0 | 0 | 0 | 0 | 0 | 0 | 0 | 0 | 0 | 0 | 0 | 0 | 0 | 0 | 0 | 0 | 0 | 0 | 0 | 0 | 0 | 0
QC_LF2_GSS | 1057 | 315 | QC | 0.11924 | 0.37311 | 49 | 1057 | NG_CCS | 0.037998 | 7.16 | 8.54 | 8.54 | 8.54 | 8.54 | 8.54 | 8.54 | 442.87 | 442.87 | 442.87 | 442.87 | 442.87 | 442.87 | 20 | 10 | 0 | 0 | 0 | 0 | 0 | 0 | 0 | 0 | 0 | 0 | 0 | 0 | 0 | 0 | 0 | 0 | 0 | 0 | 0 | 0 | 0 | 0 | 0 | 0 | 0 | 0 | 0 | 0 | 0 | 0 | 0 | 0 | 0 | 0 | 0 | 0 | 0 | 0 | 0 | 0 | 0 | 0 | 0 | 0 | 0 | 0 | 0 | 0
ON_SFT_DSS | 844 | 230 | ON | 0.15693 | 0.37203 | 50 | 844 | NG_CCS | 0.037998 | 7.16 | 8.54 | 8.54 | 8.54 | 8.54 | 8.54 | 8.54 | 442.87 | 442.87 | 442.87 | 442.87 | 442.87 | 442.87 | 20 | 10 | 0 | 0 | 0 | 0 | 0 | 0 | 0 | 0 | 0 | 0 | 0 | 0 | 0 | 0 | 0 | 0 | 0 | 0 | 0 | 0 | 0 | 0 | 0 | 0 | 0 | 0 | 0 | 0 | 0 | 0 | 0 | 0 | 0 | 0 | 0 | 0 | 0 | 0 | 0 | 0 | 0 | 0 | 0 | 0 | 0 | 0 | 0 | 0
ON_ZUR_DSS | 944 | 230 | ON | 0.15693 | 0.37203 | 51 | 944 | NG_CCS | 0.037998 | 7.16 | 8.54 | 8.54 | 8.54 | 8.54 | 8.54 | 8.54 | 442.87 | 442.87 | 442.87 | 442.87 | 442.87 | 442.87 | 20 | 10 | 0 | 0 | 0 | 0 | 0 | 0 | 0 | 0 | 0 | 0 | 0 | 0 | 0 | 0 | 0 | 0 | 0 | 0 | 0 | 0 | 0 | 0 | 0 | 0 | 0 | 0 | 0 | 0 | 0 | 0 | 0 | 0 | 0 | 0 | 0 | 0 | 0 | 0 | 0 | 0 | 0 | 0 | 0 | 0 | 0 | 0 | 0 | 0
ON_ZUR_JCT | 945 | 230 | ON | 0.15693 | 0.37203 | 52 | 945 | NG_CCS | 0.037998 | 7.16 | 8.54 | 8.54 | 8.54 | 8.54 | 8.54 | 8.54 | 442.87 | 442.87 | 442.87 | 442.87 | 442.87 | 442.87 | 20 | 10 | 0 | 0 | 0 | 0 | 0 | 0 | 0 | 0 | 0 | 0 | 0 | 0 | 0 | 0 | 0 | 0 | 0 | 0 | 0 | 0 | 0 | 0 | 0 | 0 | 0 | 0 | 0 | 0 | 0 | 0 | 0 | 0 | 0 | 0 | 0 | 0 | 0 | 0 | 0 | 0 | 0 | 0 | 0 | 0 | 0 | 0 | 0 | 0
MB_STL_GSS | 398 | 230 | MB | 0.15971 | 0.37189 | 53 | 398 | NG_CCS | 0.037998 | 7.16 | 8.54 | 8.54 | 8.54 | 8.54 | 8.54 | 8.54 | 442.87 | 442.87 | 442.87 | 442.87 | 442.87 | 442.87 | 20 | 10 | 0 | 0 | 0 | 0 | 0 | 0 | 0 | 0 | 0 | 0 | 0 | 0 | 0 | 0 | 0 | 0 | 0 | 0 | 0 | 0 | 0 | 0 | 0 | 0 | 0 | 0 | 0 | 0 | 0 | 0 | 0 | 0 | 0 | 0 | 0 | 0 | 0 | 0 | 0 | 0 | 0 | 0 | 0 | 0 | 0 | 0 | 0 | 0
NL_WTS_DSS | 453 | 230 | NL | 0.12851 | 0.37115 | 54 | 453 | NG_CCS | 0.037998 | 7.16 | 8.54 | 8.54 | 8.54 | 8.54 | 8.54 | 8.54 | 442.87 | 442.87 | 442.87 | 442.87 | 442.87 | 442.87 | 20 | 10 | 0 | 0 | 0 | 0 | 0 | 0 | 0 | 0 | 0 | 0 | 0 | 0 | 0 | 0 | 0 | 0 | 0 | 0 | 0 | 0 | 0 | 0 | 0 | 0 | 0 | 0 | 0 | 0 | 0 | 0 | 0 | 0 | 0 | 0 | 0 | 0 | 0 | 0 | 0 | 0 | 0 | 0 | 0 | 0 | 0 | 0 | 0 | 0
AB_251S_DSS | 32 | 240 | AB | 0.16371 | 0.36988 | 55 | 32 | NG_CCS | 0.037998 | 7.16 | 8.54 | 8.54 | 8.54 | 8.54 | 8.54 | 8.54 | 442.87 | 442.87 | 442.87 | 442.87 | 442.87 | 442.87 | 20 | 10 | 0 | 0 | 0 | 0 | 0 | 0 | 0 | 0 | 0 | 0 | 0 | 0 | 0 | 0 | 0 | 0 | 0 | 0 | 0 | 0 | 0 | 0 | 0 | 0 | 0 | 0 | 0 | 0 | 0 | 0 | 0 | 0 | 0 | 0 | 0 | 0 | 0 | 0 | 0 | 0 | 0 | 0 | 0 | 0 | 0 | 0 | 0 | 0
NL_HOL_GSS | 438 | 230 | NL | 0.13217 | 0.36872 | 56 | 438 | NG_CCS | 0.037998 | 7.16 | 8.54 | 8.54 | 8.54 | 8.54 | 8.54 | 8.54 | 442.87 | 442.87 | 442.87 | 442.87 | 442.87 | 442.87 | 20 | 10 | 0 | 0 | 0 | 0 | 0 | 0 | 0 | 0 | 0 | 0 | 0 | 0 | 0 | 0 | 0 | 0 | 0 | 0 | 0 | 0 | 0 | 0 | 0 | 0 | 0 | 0 | 0 | 0 | 0 | 0 | 0 | 0 | 0 | 0 | 0 | 0 | 0 | 0 | 0 | 0 | 0 | 0 | 0 | 0 | 0 | 0 | 0 | 0
QC_LPL_DSS | 1071 | 230 | QC | 0.14442 | 0.36851 | 57 | 1071 | NG_CCS | 0.037998 | 7.16 | 8.54 | 8.54 | 8.54 | 8.54 | 8.54 | 8.54 | 442.87 | 442.87 | 442.87 | 442.87 | 442.87 | 442.87 | 20 | 10 | 0 | 0 | 0 | 0 | 0 | 0 | 0 | 0 | 0 | 0 | 0 | 0 | 0 | 0 | 0 | 0 | 0 | 0 | 0 | 0 | 0 | 0 | 0 | 0 | 0 | 0 | 0 | 0 | 0 | 0 | 0 | 0 | 0 | 0 | 0 | 0 | 0 | 0 | 0 | 0 | 0 | 0 | 0 | 0 | 0 | 0 | 0 | 0
QC_MTL_GSS | 1099 | 230 | QC | 0.14442 | 0.36851 | 58 | 1099 | NG_CCS | 0.037998 | 7.16 | 8.54 | 8.54 | 8.54 | 8.54 | 8.54 | 8.54 | 442.87 | 442.87 | 442.87 | 442.87 | 442.87 | 442.87 | 20 | 10 | 0 | 0 | 0 | 0 | 0 | 0 | 0 | 0 | 0 | 0 | 0 | 0 | 0 | 0 | 0 | 0 | 0 | 0 | 0 | 0 | 0 | 0 | 0 | 0 | 0 | 0 | 0 | 0 | 0 | 0 | 0 | 0 | 0 | 0 | 0 | 0 | 0 | 0 | 0 | 0 | 0 | 0 | 0 | 0 | 0 | 0 | 0 | 0
QC_LG1_GSS | 1058 | 315 | QC | 0.12608 | 0.36822 | 59 | 1058 | NG_CCS | 0.037998 | 7.16 | 8.54 | 8.54 | 8.54 | 8.54 | 8.54 | 8.54 | 442.87 | 442.87 | 442.87 | 442.87 | 442.87 | 442.87 | 20 | 10 | 0 | 0 | 0 | 0 | 0 | 0 | 0 | 0 | 0 | 0 | 0 | 0 | 0 | 0 | 0 | 0 | 0 | 0 | 0 | 0 | 0 | 0 | 0 | 0 | 0 | 0 | 0 | 0 | 0 | 0 | 0 | 0 | 0 | 0 | 0 | 0 | 0 | 0 | 0 | 0 | 0 | 0 | 0 | 0 | 0 | 0 | 0 | 0
ON_SOG_GSS | 860 | 230 | ON | 0.15577 | 0.36797 | 60 | 860 | NG_CCS | 0.037998 | 7.16 | 8.54 | 8.54 | 8.54 | 8.54 | 8.54 | 8.54 | 442.87 | 442.87 | 442.87 | 442.87 | 442.87 | 442.87 | 20 | 10 | 0 | 0 | 0 | 0 | 0 | 0 | 0 | 0 | 0 | 0 | 0 | 0 | 0 | 0 | 0 | 0 | 0 | 0 | 0 | 0 | 0 | 0 | 0 | 0 | 0 | 0 | 0 | 0 | 0 | 0 | 0 | 0 | 0 | 0 | 0 | 0 | 0 | 0 | 0 | 0 | 0 | 0 | 0 | 0 | 0 | 0 | 0 | 0
ON_SOG_JCT | 861 | 230 | ON | 0.15577 | 0.36797 | 61 | 861 | NG_CCS | 0.037998 | 7.16 | 8.54 | 8.54 | 8.54 | 8.54 | 8.54 | 8.54 | 442.87 | 442.87 | 442.87 | 442.87 | 442.87 | 442.87 | 20 | 10 | 0 | 0 | 0 | 0 | 0 | 0 | 0 | 0 | 0 | 0 | 0 | 0 | 0 | 0 | 0 | 0 | 0 | 0 | 0 | 0 | 0 | 0 | 0 | 0 | 0 | 0 | 0 | 0 | 0 | 0 | 0 | 0 | 0 | 0 | 0 | 0 | 0 | 0 | 0 | 0 | 0 | 0 | 0 | 0 | 0 | 0 | 0 | 0
MB_STY_DSS | 400 | 230 | MB | 0.15876 | 0.36768 | 62 | 400 | NG_CCS | 0.037998 | 7.16 | 8.54 | 8.54 | 8.54 | 8.54 | 8.54 | 8.54 | 442.87 | 442.87 | 442.87 | 442.87 | 442.87 | 442.87 | 20 | 10 | 0 | 0 | 0 | 0 | 0 | 0 | 0 | 0 | 0 | 0 | 0 | 0 | 0 | 0 | 0 | 0 | 0 | 0 | 0 | 0 | 0 | 0 | 0 | 0 | 0 | 0 | 0 | 0 | 0 | 0 | 0 | 0 | 0 | 0 | 0 | 0 | 0 | 0 | 0 | 0 | 0 | 0 | 0 | 0 | 0 | 0 | 0 | 0
AB_244S_DSS | 31 | 240 | AB | 0.16306 | 0.36734 | 63 | 31 | NG_CCS | 0.037998 | 7.16 | 8.54 | 8.54 | 8.54 | 8.54 | 8.54 | 8.54 | 442.87 | 442.87 | 442.87 | 442.87 | 442.87 | 442.87 | 20 | 10 | 0 | 0 | 0 | 0 | 0 | 0 | 0 | 0 | 0 | 0 | 0 | 0 | 0 | 0 | 0 | 0 | 0 | 0 | 0 | 0 | 0 | 0 | 0 | 0 | 0 | 0 | 0 | 0 | 0 | 0 | 0 | 0 | 0 | 0 | 0 | 0 | 0 | 0 | 0 | 0 | 0 | 0 | 0 | 0 | 0 | 0 | 0 | 0
ON_SFD_JCT | 843 | 230 | ON | 0.16137 | 0.36734 | 64 | 843 | NG_CCS | 0.037998 | 7.16 | 8.54 | 8.54 | 8.54 | 8.54 | 8.54 | 8.54 | 442.87 | 442.87 | 442.87 | 442.87 | 442.87 | 442.87 | 20 | 10 | 0 | 0 | 0 | 0 | 0 | 0 | 0 | 0 | 0 | 0 | 0 | 0 | 0 | 0 | 0 | 0 | 0 | 0 | 0 | 0 | 0 | 0 | 0 | 0 | 0 | 0 | 0 | 0 | 0 | 0 | 0 | 0 | 0 | 0 | 0 | 0 | 0 | 0 | 0 | 0 | 0 | 0 | 0 | 0 | 0 | 0 | 0 | 0
AB_1018S_DSS | 1 | 240 | AB | 0.16351 | 0.36714 | 65 | 1 | NG_CCS | 0.037998 | 7.16 | 8.54 | 8.54 | 8.54 | 8.54 | 8.54 | 8.54 | 442.87 | 442.87 | 442.87 | 442.87 | 442.87 | 442.87 | 20 | 10 | 0 | 0 | 0 | 0 | 0 | 0 | 0 | 0 | 0 | 0 | 0 | 0 | 0 | 0 | 0 | 0 | 0 | 0 | 0 | 0 | 0 | 0 | 0 | 0 | 0 | 0 | 0 | 0 | 0 | 0 | 0 | 0 | 0 | 0 | 0 | 0 | 0 | 0 | 0 | 0 | 0 | 0 | 0 | 0 | 0 | 0 | 0 | 0
AB_649S_DSS | 81 | 138 | AB | 0.16305 | 0.36705 | 66 | 81 | NG_CCS | 0.037998 | 7.16 | 8.54 | 8.54 | 8.54 | 8.54 | 8.54 | 8.54 | 442.87 | 442.87 | 442.87 | 442.87 | 442.87 | 442.87 | 20 | 10 | 0 | 0 | 0 | 0 | 0 | 0 | 0 | 0 | 0 | 0 | 0 | 0 | 0 | 0 | 0 | 0 | 0 | 0 | 0 | 0 | 0 | 0 | 0 | 0 | 0 | 0 | 0 | 0 | 0 | 0 | 0 | 0 | 0 | 0 | 0 | 0 | 0 | 0 | 0 | 0 | 0 | 0 | 0 | 0 | 0 | 0 | 0 | 0
AB_326S_JCT | 46 | 240 | AB | 0.1636 | 0.36683 | 67 | 46 | NG_CCS | 0.037998 | 7.16 | 8.54 | 8.54 | 8.54 | 8.54 | 8.54 | 8.54 | 442.87 | 442.87 | 442.87 | 442.87 | 442.87 | 442.87 | 20 | 10 | 0 | 0 | 0 | 0 | 0 | 0 | 0 | 0 | 0 | 0 | 0 | 0 | 0 | 0 | 0 | 0 | 0 | 0 | 0 | 0 | 0 | 0 | 0 | 0 | 0 | 0 | 0 | 0 | 0 | 0 | 0 | 0 | 0 | 0 | 0 | 0 | 0 | 0 | 0 | 0 | 0 | 0 | 0 | 0 | 0 | 0 | 0 | 0
AB_326S_GSS | 45 | 240 | AB | 0.1636 | 0.36679 | 68 | 45 | NG_CCS | 0.037998 | 7.16 | 8.54 | 8.54 | 8.54 | 8.54 | 8.54 | 8.54 | 442.87 | 442.87 | 442.87 | 442.87 | 442.87 | 442.87 | 20 | 10 | 0 | 0 | 0 | 0 | 0 | 0 | 0 | 0 | 0 | 0 | 0 | 0 | 0 | 0 | 0 | 0 | 0 | 0 | 0 | 0 | 0 | 0 | 0 | 0 | 0 | 0 | 0 | 0 | 0 | 0 | 0 | 0 | 0 | 0 | 0 | 0 | 0 | 0 | 0 | 0 | 0 | 0 | 0 | 0 | 0 | 0 | 0 | 0
ON_KRN_TSS | 696 | 230 | ON | 0.16076 | 0.36652 | 69 | 696 | NG_CCS | 0.037998 | 7.16 | 8.54 | 8.54 | 8.54 | 8.54 | 8.54 | 8.54 | 442.87 | 442.87 | 442.87 | 442.87 | 442.87 | 442.87 | 20 | 10 | 0 | 0 | 0 | 0 | 0 | 0 | 0 | 0 | 0 | 0 | 0 | 0 | 0 | 0 | 0 | 0 | 0 | 0 | 0 | 0 | 0 | 0 | 0 | 0 | 0 | 0 | 0 | 0 | 0 | 0 | 0 | 0 | 0 | 0 | 0 | 0 | 0 | 0 | 0 | 0 | 0 | 0 | 0 | 0 | 0 | 0 | 0 | 0
ON_FST_DSS | 615 | 230 | ON | 0.15856 | 0.36646 | 70 | 615 | NG_CCS | 0.037998 | 7.16 | 8.54 | 8.54 | 8.54 | 8.54 | 8.54 | 8.54 | 442.87 | 442.87 | 442.87 | 442.87 | 442.87 | 442.87 | 20 | 10 | 0 | 0 | 0 | 0 | 0 | 0 | 0 | 0 | 0 | 0 | 0 | 0 | 0 | 0 | 0 | 0 | 0 | 0 | 0 | 0 | 0 | 0 | 0 | 0 | 0 | 0 | 0 | 0 | 0 | 0 | 0 | 0 | 0 | 0 | 0 | 0 | 0 | 0 | 0 | 0 | 0 | 0 | 0 | 0 | 0 | 0 | 0 | 0
ON_FST_JCT | 616 | 230 | ON | 0.15856 | 0.36646 | 71 | 616 | NG_CCS | 0.037998 | 7.16 | 8.54 | 8.54 | 8.54 | 8.54 | 8.54 | 8.54 | 442.87 | 442.87 | 442.87 | 442.87 | 442.87 | 442.87 | 20 | 10 | 0 | 0 | 0 | 0 | 0 | 0 | 0 | 0 | 0 | 0 | 0 | 0 | 0 | 0 | 0 | 0 | 0 | 0 | 0 | 0 | 0 | 0 | 0 | 0 | 0 | 0 | 0 | 0 | 0 | 0 | 0 | 0 | 0 | 0 | 0 | 0 | 0 | 0 | 0 | 0 | 0 | 0 | 0 | 0 | 0 | 0 | 0 | 0
ON_ING_DSS | 672 | 230 | ON | 0.16071 | 0.36623 | 72 | 672 | NG_CCS | 0.037998 | 7.16 | 8.54 | 8.54 | 8.54 | 8.54 | 8.54 | 8.54 | 442.87 | 442.87 | 442.87 | 442.87 | 442.87 | 442.87 | 20 | 10 | 0 | 0 | 0 | 0 | 0 | 0 | 0 | 0 | 0 | 0 | 0 | 0 | 0 | 0 | 0 | 0 | 0 | 0 | 0 | 0 | 0 | 0 | 0 | 0 | 0 | 0 | 0 | 0 | 0 | 0 | 0 | 0 | 0 | 0 | 0 | 0 | 0 | 0 | 0 | 0 | 0 | 0 | 0 | 0 | 0 | 0 | 0 | 0
ON_ING_JCT | 673 | 230 | ON | 0.16071 | 0.36623 | 73 | 673 | NG_CCS | 0.037998 | 7.16 | 8.54 | 8.54 | 8.54 | 8.54 | 8.54 | 8.54 | 442.87 | 442.87 | 442.87 | 442.87 | 442.87 | 442.87 | 20 | 10 | 0 | 0 | 0 | 0 | 0 | 0 | 0 | 0 | 0 | 0 | 0 | 0 | 0 | 0 | 0 | 0 | 0 | 0 | 0 | 0 | 0 | 0 | 0 | 0 | 0 | 0 | 0 | 0 | 0 | 0 | 0 | 0 | 0 | 0 | 0 | 0 | 0 | 0 | 0 | 0 | 0 | 0 | 0 | 0 | 0 | 0 | 0 | 0
ON_STF_DSS | 868 | 230 | ON | 0.15862 | 0.36603 | 74 | 868 | NG_CCS | 0.037998 | 7.16 | 8.54 | 8.54 | 8.54 | 8.54 | 8.54 | 8.54 | 442.87 | 442.87 | 442.87 | 442.87 | 442.87 | 442.87 | 20 | 10 | 0 | 0 | 0 | 0 | 0 | 0 | 0 | 0 | 0 | 0 | 0 | 0 | 0 | 0 | 0 | 0 | 0 | 0 | 0 | 0 | 0 | 0 | 0 | 0 | 0 | 0 | 0 | 0 | 0 | 0 | 0 | 0 | 0 | 0 | 0 | 0 | 0 | 0 | 0 | 0 | 0 | 0 | 0 | 0 | 0 | 0 | 0 | 0
ON_STF_JCT | 869 | 230 | ON | 0.15866 | 0.36589 | 75 | 869 | NG_CCS | 0.037998 | 7.16 | 8.54 | 8.54 | 8.54 | 8.54 | 8.54 | 8.54 | 442.87 | 442.87 | 442.87 | 442.87 | 442.87 | 442.87 | 20 | 10 | 0 | 0 | 0 | 0 | 0 | 0 | 0 | 0 | 0 | 0 | 0 | 0 | 0 | 0 | 0 | 0 | 0 | 0 | 0 | 0 | 0 | 0 | 0 | 0 | 0 | 0 | 0 | 0 | 0 | 0 | 0 | 0 | 0 | 0 | 0 | 0 | 0 | 0 | 0 | 0 | 0 | 0 | 0 | 0 | 0 | 0 | 0 | 0
QC_GRM_GSS | 1028 | 230 | QC | 0.14361 | 0.36457 | 76 | 1028 | NG_CCS | 0.037998 | 7.16 | 8.54 | 8.54 | 8.54 | 8.54 | 8.54 | 8.54 | 442.87 | 442.87 | 442.87 | 442.87 | 442.87 | 442.87 | 20 | 10 | 0 | 0 | 0 | 0 | 0 | 0 | 0 | 0 | 0 | 0 | 0 | 0 | 0 | 0 | 0 | 0 | 0 | 0 | 0 | 0 | 0 | 0 | 0 | 0 | 0 | 0 | 0 | 0 | 0 | 0 | 0 | 0 | 0 | 0 | 0 | 0 | 0 | 0 | 0 | 0 | 0 | 0 | 0 | 0 | 0 | 0 | 0 | 0
ON_BUC_DSS | 524 | 230 | ON | 0.16102 | 0.36398 | 77 | 524 | NG_CCS | 0.037998 | 7.16 | 8.54 | 8.54 | 8.54 | 8.54 | 8.54 | 8.54 | 442.87 | 442.87 | 442.87 | 442.87 | 442.87 | 442.87 | 20 | 10 | 0 | 0 | 0 | 0 | 0 | 0 | 0 | 0 | 0 | 0 | 0 | 0 | 0 | 0 | 0 | 0 | 0 | 0 | 0 | 0 | 0 | 0 | 0 | 0 | 0 | 0 | 0 | 0 | 0 | 0 | 0 | 0 | 0 | 0 | 0 | 0 | 0 | 0 | 0 | 0 | 0 | 0 | 0 | 0 | 0 | 0 | 0 | 0
ON_EDG_DSS | 587 | 230 | ON | 0.16213 | 0.36365 | 78 | 587 | NG_CCS | 0.037998 | 7.16 | 8.54 | 8.54 | 8.54 | 8.54 | 8.54 | 8.54 | 442.87 | 442.87 | 442.87 | 442.87 | 442.87 | 442.87 | 20 | 10 | 0 | 0 | 0 | 0 | 0 | 0 | 0 | 0 | 0 | 0 | 0 | 0 | 0 | 0 | 0 | 0 | 0 | 0 | 0 | 0 | 0 | 0 | 0 | 0 | 0 | 0 | 0 | 0 | 0 | 0 | 0 | 0 | 0 | 0 | 0 | 0 | 0 | 0 | 0 | 0 | 0 | 0 | 0 | 0 | 0 | 0 | 0 | 0
ON_KJ9_JCT | 684 | 230 | ON | 0.15985 | 0.36354 | 79 | 684 | NG_CCS | 0.037998 | 7.16 | 8.54 | 8.54 | 8.54 | 8.54 | 8.54 | 8.54 | 442.87 | 442.87 | 442.87 | 442.87 | 442.87 | 442.87 | 20 | 10 | 0 | 0 | 0 | 0 | 0 | 0 | 0 | 0 | 0 | 0 | 0 | 0 | 0 | 0 | 0 | 0 | 0 | 0 | 0 | 0 | 0 | 0 | 0 | 0 | 0 | 0 | 0 | 0 | 0 | 0 | 0 | 0 | 0 | 0 | 0 | 0 | 0 | 0 | 0 | 0 | 0 | 0 | 0 | 0 | 0 | 0 | 0 | 0
ON_KM9_DSS | 688 | 230 | ON | 0.15985 | 0.36354 | 80 | 688 | NG_CCS | 0.037998 | 7.16 | 8.54 | 8.54 | 8.54 | 8.54 | 8.54 | 8.54 | 442.87 | 442.87 | 442.87 | 442.87 | 442.87 | 442.87 | 20 | 10 | 0 | 0 | 0 | 0 | 0 | 0 | 0 | 0 | 0 | 0 | 0 | 0 | 0 | 0 | 0 | 0 | 0 | 0 | 0 | 0 | 0 | 0 | 0 | 0 | 0 | 0 | 0 | 0 | 0 | 0 | 0 | 0 | 0 | 0 | 0 | 0 | 0 | 0 | 0 | 0 | 0 | 0 | 0 | 0 | 0 | 0 | 0 | 0
ON_BOS_JCT | 514 | 230 | ON | 0.16122 | 0.36351 | 81 | 514 | NG_CCS | 0.037998 | 7.16 | 8.54 | 8.54 | 8.54 | 8.54 | 8.54 | 8.54 | 442.87 | 442.87 | 442.87 | 442.87 | 442.87 | 442.87 | 20 | 10 | 0 | 0 | 0 | 0 | 0 | 0 | 0 | 0 | 0 | 0 | 0 | 0 | 0 | 0 | 0 | 0 | 0 | 0 | 0 | 0 | 0 | 0 | 0 | 0 | 0 | 0 | 0 | 0 | 0 | 0 | 0 | 0 | 0 | 0 | 0 | 0 | 0 | 0 | 0 | 0 | 0 | 0 | 0 | 0 | 0 | 0 | 0 | 0
ON_WND_DSS | 933 | 230 | ON | 0.16122 | 0.36351 | 82 | 933 | NG_CCS | 0.037998 | 7.16 | 8.54 | 8.54 | 8.54 | 8.54 | 8.54 | 8.54 | 442.87 | 442.87 | 442.87 | 442.87 | 442.87 | 442.87 | 20 | 10 | 0 | 0 | 0 | 0 | 0 | 0 | 0 | 0 | 0 | 0 | 0 | 0 | 0 | 0 | 0 | 0 | 0 | 0 | 0 | 0 | 0 | 0 | 0 | 0 | 0 | 0 | 0 | 0 | 0 | 0 | 0 | 0 | 0 | 0 | 0 | 0 | 0 | 0 | 0 | 0 | 0 | 0 | 0 | 0 | 0 | 0 | 0 | 0
XX_SKUS1_INT | 1213 | 230 | US | 0.168 | 0.36301 | 83 | 1213 | NG_CCS | 0.037998 | 7.16 | 8.54 | 8.54 | 8.54 | 8.54 | 8.54 | 8.54 | 442.87 | 442.87 | 442.87 | 442.87 | 442.87 | 442.87 | 20 | 10 | 0 | 0 | 0 | 0 | 0 | 0 | 0 | 0 | 0 | 0 | 0 | 0 | 0 | 0 | 0 | 0 | 0 | 0 | 0 | 0 | 0 | 0 | 0 | 0 | 0 | 0 | 0 | 0 | 0 | 0 | 0 | 0 | 0 | 0 | 0 | 0 | 0 | 0 | 0 | 0 | 0 | 0 | 0 | 0 | 0 | 0 | 0 | 0
SK_GPL_GSS | 1179 | 230 | SK | 0.16402 | 0.36287 | 84 | 1179 | NG_CCS | 0.037998 | 7.16 | 8.54 | 8.54 | 8.54 | 8.54 | 8.54 | 8.54 | 442.87 | 442.87 | 442.87 | 442.87 | 442.87 | 442.87 | 20 | 10 | 0 | 0 | 0 | 0 | 0 | 0 | 0 | 0 | 0 | 0 | 0 | 0 | 0 | 0 | 0 | 0 | 0 | 0 | 0 | 0 | 0 | 0 | 0 | 0 | 0 | 0 | 0 | 0 | 0 | 0 | 0 | 0 | 0 | 0 | 0 | 0 | 0 | 0 | 0 | 0 | 0 | 0 | 0 | 0 | 0 | 0 | 0 | 0
QC_LF1_GSS | 1056 | 315 | QC | 0.11784 | 0.36269 | 85 | 1056 | NG_CCS | 0.037998 | 7.16 | 8.54 | 8.54 | 8.54 | 8.54 | 8.54 | 8.54 | 442.87 | 442.87 | 442.87 | 442.87 | 442.87 | 442.87 | 20 | 10 | 0 | 0 | 0 | 0 | 0 | 0 | 0 | 0 | 0 | 0 | 0 | 0 | 0 | 0 | 0 | 0 | 0 | 0 | 0 | 0 | 0 | 0 | 0 | 0 | 0 | 0 | 0 | 0 | 0 | 0 | 0 | 0 | 0 | 0 | 0 | 0 | 0 | 0 | 0 | 0 | 0 | 0 | 0 | 0 | 0 | 0 | 0 | 0
QC_NIK_SWS | 1107 | 315 | QC | 0.11784 | 0.36269 | 86 | 1107 | NG_CCS | 0.037998 | 7.16 | 8.54 | 8.54 | 8.54 | 8.54 | 8.54 | 8.54 | 442.87 | 442.87 | 442.87 | 442.87 | 442.87 | 442.87 | 20 | 10 | 0 | 0 | 0 | 0 | 0 | 0 | 0 | 0 | 0 | 0 | 0 | 0 | 0 | 0 | 0 | 0 | 0 | 0 | 0 | 0 | 0 | 0 | 0 | 0 | 0 | 0 | 0 | 0 | 0 | 0 | 0 | 0 | 0 | 0 | 0 | 0 | 0 | 0 | 0 | 0 | 0 | 0 | 0 | 0 | 0 | 0 | 0 | 0
SK_PBL_DSS | 1183 | 230 | SK | 0.16583 | 0.36252 | 87 | 1183 | NG_CCS | 0.037998 | 7.16 | 8.54 | 8.54 | 8.54 | 8.54 | 8.54 | 8.54 | 442.87 | 442.87 | 442.87 | 442.87 | 442.87 | 442.87 | 20 | 10 | 0 | 0 | 0 | 0 | 0 | 0 | 0 | 0 | 0 | 0 | 0 | 0 | 0 | 0 | 0 | 0 | 0 | 0 | 0 | 0 | 0 | 0 | 0 | 0 | 0 | 0 | 0 | 0 | 0 | 0 | 0 | 0 | 0 | 0 | 0 | 0 | 0 | 0 | 0 | 0 | 0 | 0 | 0 | 0 | 0 | 0 | 0 | 0
ON_EVG_SWS | 604 | 500 | ON | 0.15948 | 0.3621 | 88 | 604 | NG_CCS | 0.037998 | 7.16 | 8.54 | 8.54 | 8.54 | 8.54 | 8.54 | 8.54 | 442.87 | 442.87 | 442.87 | 442.87 | 442.87 | 442.87 | 20 | 10 | 0 | 0 | 0 | 0 | 0 | 0 | 0 | 0 | 0 | 0 | 0 | 0 | 0 | 0 | 0 | 0 | 0 | 0 | 0 | 0 | 0 | 0 | 0 | 0 | 0 | 0 | 0 | 0 | 0 | 0 | 0 | 0 | 0 | 0 | 0 | 0 | 0 | 0 | 0 | 0 | 0 | 0 | 0 | 0 | 0 | 0 | 0 | 0
ON_PKH_ISS | 814 | 500 | ON | 0.15948 | 0.3621 | 89 | 814 | NG_CCS | 0.037998 | 7.16 | 8.54 | 8.54 | 8.54 | 8.54 | 8.54 | 8.54 | 442.87 | 442.87 | 442.87 | 442.87 | 442.87 | 442.87 | 20 | 10 | 0 | 0 | 0 | 0 | 0 | 0 | 0 | 0 | 0 | 0 | 0 | 0 | 0 | 0 | 0 | 0 | 0 | 0 | 0 | 0 | 0 | 0 | 0 | 0 | 0 | 0 | 0 | 0 | 0 | 0 | 0 | 0 | 0 | 0 | 0 | 0 | 0 | 0 | 0 | 0 | 0 | 0 | 0 | 0 | 0 | 0 | 0 | 0
ON_COW_JCT | 556 | 230 | ON | 0.16232 | 0.36192 | 90 | 556 | NG_CCS | 0.037998 | 7.16 | 8.54 | 8.54 | 8.54 | 8.54 | 8.54 | 8.54 | 442.87 | 442.87 | 442.87 | 442.87 | 442.87 | 442.87 | 20 | 10 | 0 | 0 | 0 | 0 | 0 | 0 | 0 | 0 | 0 | 0 | 0 | 0 | 0 | 0 | 0 | 0 | 0 | 0 | 0 | 0 | 0 | 0 | 0 | 0 | 0 | 0 | 0 | 0 | 0 | 0 | 0 | 0 | 0 | 0 | 0 | 0 | 0 | 0 | 0 | 0 | 0 | 0 | 0 | 0 | 0 | 0 | 0 | 0
SK_PQA_DSS | 1185 | 230 | SK | 0.16398 | 0.36094 | 91 | 1185 | NG_CCS | 0.037998 | 7.16 | 8.54 | 8.54 | 8.54 | 8.54 | 8.54 | 8.54 | 442.87 | 442.87 | 442.87 | 442.87 | 442.87 | 442.87 | 20 | 10 | 0 | 0 | 0 | 0 | 0 | 0 | 0 | 0 | 0 | 0 | 0 | 0 | 0 | 0 | 0 | 0 | 0 | 0 | 0 | 0 | 0 | 0 | 0 | 0 | 0 | 0 | 0 | 0 | 0 | 0 | 0 | 0 | 0 | 0 | 0 | 0 | 0 | 0 | 0 | 0 | 0 | 0 | 0 | 0 | 0 | 0 | 0 | 0
ON_DET_JCT | 570 | 230 | ON | 0.15986 | 0.36053 | 92 | 570 | NG_CCS | 0.037998 | 7.16 | 8.54 | 8.54 | 8.54 | 8.54 | 8.54 | 8.54 | 442.87 | 442.87 | 442.87 | 442.87 | 442.87 | 442.87 | 20 | 10 | 0 | 0 | 0 | 0 | 0 | 0 | 0 | 0 | 0 | 0 | 0 | 0 | 0 | 0 | 0 | 0 | 0 | 0 | 0 | 0 | 0 | 0 | 0 | 0 | 0 | 0 | 0 | 0 | 0 | 0 | 0 | 0 | 0 | 0 | 0 | 0 | 0 | 0 | 0 | 0 | 0 | 0 | 0 | 0 | 0 | 0 | 0 | 0
ON_DET_TSS | 571 | 230 | ON | 0.15986 | 0.36053 | 93 | 571 | NG_CCS | 0.037998 | 7.16 | 8.54 | 8.54 | 8.54 | 8.54 | 8.54 | 8.54 | 442.87 | 442.87 | 442.87 | 442.87 | 442.87 | 442.87 | 20 | 10 | 0 | 0 | 0 | 0 | 0 | 0 | 0 | 0 | 0 | 0 | 0 | 0 | 0 | 0 | 0 | 0 | 0 | 0 | 0 | 0 | 0 | 0 | 0 | 0 | 0 | 0 | 0 | 0 | 0 | 0 | 0 | 0 | 0 | 0 | 0 | 0 | 0 | 0 | 0 | 0 | 0 | 0 | 0 | 0 | 0 | 0 | 0 | 0
ON_WTN_DSS | 938 | 230 | ON | 0.15973 | 0.36042 | 94 | 938 | NG_CCS | 0.037998 | 7.16 | 8.54 | 8.54 | 8.54 | 8.54 | 8.54 | 8.54 | 442.87 | 442.87 | 442.87 | 442.87 | 442.87 | 442.87 | 20 | 10 | 0 | 0 | 0 | 0 | 0 | 0 | 0 | 0 | 0 | 0 | 0 | 0 | 0 | 0 | 0 | 0 | 0 | 0 | 0 | 0 | 0 | 0 | 0 | 0 | 0 | 0 | 0 | 0 | 0 | 0 | 0 | 0 | 0 | 0 | 0 | 0 | 0 | 0 | 0 | 0 | 0 | 0 | 0 | 0 | 0 | 0 | 0 | 0
ON_WTN_JCT | 939 | 230 | ON | 0.15973 | 0.36042 | 95 | 939 | NG_CCS | 0.037998 | 7.16 | 8.54 | 8.54 | 8.54 | 8.54 | 8.54 | 8.54 | 442.87 | 442.87 | 442.87 | 442.87 | 442.87 | 442.87 | 20 | 10 | 0 | 0 | 0 | 0 | 0 | 0 | 0 | 0 | 0 | 0 | 0 | 0 | 0 | 0 | 0 | 0 | 0 | 0 | 0 | 0 | 0 | 0 | 0 | 0 | 0 | 0 | 0 | 0 | 0 | 0 | 0 | 0 | 0 | 0 | 0 | 0 | 0 | 0 | 0 | 0 | 0 | 0 | 0 | 0 | 0 | 0 | 0 | 0
ON_DUA_DSS | 581 | 230 | ON | 0.16361 | 0.36033 | 96 | 581 | NG_CCS | 0.037998 | 7.16 | 8.54 | 8.54 | 8.54 | 8.54 | 8.54 | 8.54 | 442.87 | 442.87 | 442.87 | 442.87 | 442.87 | 442.87 | 20 | 10 | 0 | 0 | 0 | 0 | 0 | 0 | 0 | 0 | 0 | 0 | 0 | 0 | 0 | 0 | 0 | 0 | 0 | 0 | 0 | 0 | 0 | 0 | 0 | 0 | 0 | 0 | 0 | 0 | 0 | 0 | 0 | 0 | 0 | 0 | 0 | 0 | 0 | 0 | 0 | 0 | 0 | 0 | 0 | 0 | 0 | 0 | 0 | 0
ON_DUA_JCT | 582 | 230 | ON | 0.16361 | 0.36033 | 97 | 582 | NG_CCS | 0.037998 | 7.16 | 8.54 | 8.54 | 8.54 | 8.54 | 8.54 | 8.54 | 442.87 | 442.87 | 442.87 | 442.87 | 442.87 | 442.87 | 20 | 10 | 0 | 0 | 0 | 0 | 0 | 0 | 0 | 0 | 0 | 0 | 0 | 0 | 0 | 0 | 0 | 0 | 0 | 0 | 0 | 0 | 0 | 0 | 0 | 0 | 0 | 0 | 0 | 0 | 0 | 0 | 0 | 0 | 0 | 0 | 0 | 0 | 0 | 0 | 0 | 0 | 0 | 0 | 0 | 0 | 0 | 0 | 0 | 0
ON_LGW_DSS | 710 | 500 | ON | 0.16121 | 0.35987 | 98 | 710 | NG_CCS | 0.037998 | 7.16 | 8.54 | 8.54 | 8.54 | 8.54 | 8.54 | 8.54 | 442.87 | 442.87 | 442.87 | 442.87 | 442.87 | 442.87 | 20 | 10 | 0 | 0 | 0 | 0 | 0 | 0 | 0 | 0 | 0 | 0 | 0 | 0 | 0 | 0 | 0 | 0 | 0 | 0 | 0 | 0 | 0 | 0 | 0 | 0 | 0 | 0 | 0 | 0 | 0 | 0 | 0 | 0 | 0 | 0 | 0 | 0 | 0 | 0 | 0 | 0 | 0 | 0 | 0 | 0 | 0 | 0 | 0 | 0
ON_SPC_SWS | 863 | 230 | ON | 0.16384 | 0.35963 | 99 | 863 | NG_CCS | 0.037998 | 7.16 | 8.54 | 8.54 | 8.54 | 8.54 | 8.54 | 8.54 | 442.87 | 442.87 | 442.87 | 442.87 | 442.87 | 442.87 | 20 | 10 | 0 | 0 | 0 | 0 | 0 | 0 | 0 | 0 | 0 | 0 | 0 | 0 | 0 | 0 | 0 | 0 | 0 | 0 | 0 | 0 | 0 | 0 | 0 | 0 | 0 | 0 | 0 | 0 | 0 | 0 | 0 | 0 | 0 | 0 | 0 | 0 | 0 | 0 | 0 | 0 | 0 | 0 | 0 | 0 | 0 | 0 | 0 | 0
[25 empty] | 840.3758 | 954.5973 | 911.9403 | 892.3412 | 888.8826 | 887.7297 | 920.0106 | 945.3742 | 959.2088 | 886.5768 | 868.1305 | 913.0932 | 952.2915 | 890.0354 | 934.9981 | 945.3742 | 894.647 | 884.271 | 971.8906 | 905.023 | 906.1759 | 907.3288 | 883.1181 | 892.3412 | 915.399 | 886.5768 | 881.9652 | 917.7048 | 961.5146 | 916.5519 | 871.5892 | 902.7172 | 884.271 | 937.3039 | 888.8826 | 924.6221 | 899.2586 | 871.5892 | 906.1759 | 973.0435 | 907.3288 | 895.7999 | 960.3617 | 868.1305 | 946.527 | 921.1635 | 906.1759 | 971.8906

## lines
ID | province | number_of_circuits | network_node_code_starting | network_node_code_ending | voltage | line_length_km | reactance | ttc_summer | ttc_winter | From | To | x_pu | Susceptance | Capacity
1 | AB | 1 | AB_1018S_DSS | AB_251S_DSS | 240 | 10.5 | 5.01 | 439 | 476 | 1 | 32 | 0.0086979 | 114.9701 | 4.76
2 | AB | 1 | AB_1019S_JCT | AB_1019S_GSS | 240 | 0.1 | 0.05 | 857 | 942 | 3 | 2 | 8.6806e-05 | 11520 | 9.42
3 | AB | 1 | AB_1019S_JCT | AB_251S_DSS | 240 | 80 | 38.15 | 857 | 942 | 3 | 32 | 0.066233 | 15.0983 | 9.42
4 | AB | 1 | AB_103S_DSS | AB_205S_GSS | 240 | 21 | 10.01 | 870 | 1083 | 5 | 27 | 0.017378 | 57.5425 | 10.83
5 | AB | 1 | AB_103S_DSS | AB_59S_DSS | 240 | 30 | 14.31 | 550 | 676 | 5 | 73 | 0.024844 | 40.2516 | 6.76
6 | AB | 1 | AB_103S_DSS | AB_59S_DSS | 240 | 30 | 14.31 | 550 | 676 | 5 | 73 | 0.024844 | 40.2516 | 6.76
7 | AB | 1 | AB_103S_DSS | AB_312S_DSS | 240 | 25 | 11.92 | 748 | 972 | 5 | 42 | 0.020694 | 48.3221 | 9.72
8 | AB | 1 | AB_1045S_GSS | AB_1045S_JCT | 240 | 0.1 | 0.05 | 494 | 631 | 6 | 7 | 8.6806e-05 | 11520 | 6.31
9 | AB | 1 | AB_1045S_JCT | AB_801S_DSS | 240 | 120 | 57.22 | 494 | 631 | 7 | 106 | 0.09934 | 10.0664 | 6.31
10 | AB | 1 | AB_1045S_JCT | AB_972S_DSS | 240 | 120 | 57.22 | 494 | 631 | 7 | 147 | 0.09934 | 10.0664 | 6.31
11 | AB | 1 | AB_108S_DSS | AB_410S_DSS | 240 | 35 | 16.69 | 535 | 635 | 8 | 58 | 0.028976 | 34.5117 | 6.35
12 | AB | 1 | AB_120S_DSS | XX_ABUS1_INT | 230 | 131 | 62.88 | 300 | 300 | 9 | 1194 | 0.11887 | 8.4128 | 3
13 | AB | 1 | AB_120S_DSS | AB_370S_DSS | 240 | 21 | 10.01 | 433 | 449 | 9 | 53 | 0.017378 | 57.5425 | 4.49
14 | AB | 1 | AB_122S_GSS | AB_77S_DSS | 240 | 10 | 4.77 | 439 | 476 | 10 | 104 | 0.0082812 | 120.7547 | 4.76
15 | AB | 1 | AB_12S_ISS | AB_681S_DSS | 240 | 12 | 5.72 | 439 | 476 | 11 | 89 | 0.0099306 | 100.6993 | 4.76
16 | AB | 1 | AB_12S_ISS | AB_2029S_TSS | 500 | 12 | 4.74 | 2550 | 3225 | 11 | 25 | 0.001896 | 527.4262 | 32.25
17 | AB | 1 | AB_12S_ISS | AB_2029S_TSS | 500 | 12 | 4.74 | 2550 | 3225 | 11 | 25 | 0.001896 | 527.4262 | 32.25
18 | AB | 1 | AB_132S_DSS | AB_801S_DSS | 240 | 70 | 33.38 | 467 | 597 | 12 | 106 | 0.057951 | 17.2558 | 5.97
19 | AB | 1 | AB_132S_DSS | AB_801S_DSS | 240 | 70 | 33.38 | 467 | 597 | 12 | 106 | 0.057951 | 17.2558 | 5.97
20 | AB | 1 | AB_132S_DSS | AB_801S_DSS | 240 | 75 | 35.76 | 467 | 597 | 12 | 106 | 0.062083 | 16.1074 | 5.97
21 | AB | 1 | AB_138S_DSS | AB_266S_TSS | 240 | 87.5 | 41.72 | 876 | 1087 | 13 | 33 | 0.072431 | 13.8063 | 10.87
22 | AB | 1 | AB_138S_DSS | AB_266S_TSS | 240 | 87.5 | 41.72 | 876 | 1087 | 13 | 33 | 0.072431 | 13.8063 | 10.87
23 | AB | 1 | AB_138S_DSS | AB_59S_DSS | 240 | 14 | 6.68 | 550 | 676 | 13 | 73 | 0.011597 | 86.2275 | 6.76
24 | AB | 1 | AB_138S_DSS | AB_59S_DSS | 240 | 14 | 6.68 | 550 | 676 | 13 | 73 | 0.011597 | 86.2275 | 6.76
25 | AB | 1 | AB_138S_DSS | AB_370S_DSS | 240 | 38.5 | 18.36 | 449 | 449 | 13 | 53 | 0.031875 | 31.3725 | 4.49
26 | AB | 1 | AB_138S_DSS | AB_370S_DSS | 240 | 38.5 | 18.36 | 449 | 449 | 13 | 53 | 0.031875 | 31.3725 | 4.49
27 | AB | 1 | AB_13S_DSS | AB_12S_ISS | 240 | 25 | 11.92 | 535 | 562 | 14 | 11 | 0.020694 | 48.3221 | 5.62
28 | AB | 1 | AB_13S_DSS | AB_108S_DSS | 240 | 13 | 6.2 | 411 | 411 | 14 | 8 | 0.010764 | 92.9032 | 4.11
29 | AB | 1 | AB_13S_DSS | AB_825S_DSS | 240 | 90 | 42.92 | 448 | 448 | 14 | 113 | 0.074514 | 13.4203 | 4.48
30 | AB | 1 | AB_13S_DSS | AB_825S_DSS | 240 | 90 | 42.92 | 448 | 448 | 14 | 113 | 0.074514 | 13.4203 | 4.48
31 | AB | 1 | AB_154S_DSS | AB_698S_DSS | 240 | 40 | 19.07 | 494 | 631 | 15 | 92 | 0.033108 | 30.2045 | 6.31
32 | AB | 1 | AB_162S_DSS | AB_XCEC_GSS | 240 | 120.85 | 57.63 | 361 | 392 | 16 | 170 | 0.10005 | 9.9948 | 3.92
33 | AB | 1 | AB_163S_ISS | AB_275S_DSS | 240 | 85 | 40.53 | 495 | 611 | 17 | 34 | 0.070365 | 14.2117 | 6.11
34 | AB | 1 | AB_163S_ISS | AB_562S_DSS | 240 | 35 | 16.69 | 439 | 476 | 17 | 71 | 0.028976 | 34.5117 | 4.76
35 | AB | 1 | AB_170S_DSS | AB_154S_DSS | 240 | 25.2 | 12.02 | 787 | 993 | 19 | 15 | 0.020868 | 47.9201 | 9.93
36 | AB | 1 | AB_170S_DSS | AB_167S_DSS | 240 | 29.4 | 14.02 | 787 | 993 | 19 | 18 | 0.02434 | 41.0842 | 9.93
37 | AB | 1 | AB_17S_DSS | AB_281S_DSS | 240 | 90 | 42.92 | 438 | 476 | 20 | 35 | 0.074514 | 13.4203 | 4.76
38 | AB | 1 | AB_17S_DSS | AB_63S_DSS | 240 | 37.5 | 17.88 | 439 | 476 | 20 | 79 | 0.031042 | 32.2148 | 4.76
39 | AB | 1 | AB_17S_DSS | AB_42S_DSS | 240 | 180 | 85.83 | 277 | 301 | 20 | 59 | 0.14901 | 6.7109 | 3.01
40 | AB | 1 | AB_17S_DSS | AB_42S_DSS | 240 | 180 | 85.83 | 277 | 301 | 20 | 59 | 0.14901 | 6.7109 | 3.01
41 | AB | 1 | AB_2011S_DSS | AB_951S_DSS | 240 | 40 | 19.07 | 576 | 730 | 23 | 142 | 0.033108 | 30.2045 | 7.3
42 | AB | 1 | AB_2029S_TSS | AB_2075S_DSS | 500 | 360 | 142.2 | 1021 | 1291 | 25 | 28 | 0.05688 | 17.5809 | 12.91
43 | AB | 1 | AB_2049S_DSS | AB_856S_DSS | 240 | 29.4 | 14.02 | 299 | 299 | 26 | 124 | 0.02434 | 41.0842 | 2.99
44 | AB | 1 | AB_2049S_DSS | AB_72S_DSS | 240 | 25.2 | 12.02 | 500 | 673 | 26 | 97 | 0.020868 | 47.9201 | 6.73
45 | AB | 1 | AB_205S_GSS | AB_312S_DSS | 240 | 24.5 | 11.68 | 857 | 1083 | 27 | 42 | 0.020278 | 49.3151 | 10.83
46 | AB | 1 | AB_237S_DSS | AB_266S_TSS | 240 | 87.5 | 41.72 | 876 | 1087 | 29 | 33 | 0.072431 | 13.8063 | 10.87
47 | AB | 1 | AB_237S_DSS | AB_266S_TSS | 240 | 87.5 | 41.72 | 876 | 1087 | 29 | 33 | 0.072431 | 13.8063 | 10.87
48 | AB | 1 | AB_237S_DSS | AB_SS65_DSS | 240 | 25 | 11.92 | 874 | 1086 | 29 | 168 | 0.020694 | 48.3221 | 10.86
49 | AB | 1 | AB_237S_DSS | AB_SS65_DSS | 240 | 25 | 11.92 | 874 | 1086 | 29 | 168 | 0.020694 | 48.3221 | 10.86
50 | AB | 1 | AB_244S_DSS | AB_498S_DSS | 240 | 129.5 | 61.75 | 838 | 922 | 31 | 63 | 0.1072 | 9.3279 | 9.22
51 | AB | 1 | AB_244S_DSS | AB_2075S_DSS | 240 | 125 | 59.61 | 857 | 942 | 31 | 28 | 0.10349 | 9.6628 | 9.42
52 | AB | 1 | AB_244S_DSS | AB_326S_JCT | 240 | 110 | 52.45 | 857 | 942 | 31 | 46 | 0.091059 | 10.9819 | 9.42
53 | AB | 1 | AB_244S_DSS | AB_1019S_JCT | 240 | 80 | 38.15 | 857 | 942 | 31 | 3 | 0.066233 | 15.0983 | 9.42
54 | AB | 1 | AB_275S_DSS | AB_132S_DSS | 240 | 73.5 | 35.05 | 495 | 611 | 34 | 12 | 0.060851 | 16.4337 | 6.11
55 | AB | 1 | AB_275S_DSS | AB_562S_DSS | 240 | 70 | 33.38 | 495 | 611 | 34 | 71 | 0.057951 | 17.2558 | 6.11
56 | AB | 1 | AB_275S_DSS | AB_132S_DSS | 240 | 73.5 | 35.05 | 495 | 611 | 34 | 12 | 0.060851 | 16.4337 | 6.11
57 | AB | 1 | AB_281S_DSS | AB_162S_DSS | 240 | 120.85 | 57.63 | 361 | 392 | 35 | 16 | 0.10005 | 9.9948 | 3.92
58 | AB | 1 | AB_288S_DSS | AB_63S_DSS | 240 | 42 | 20.03 | 439 | 476 | 37 | 79 | 0.034774 | 28.7569 | 4.76
59 | AB | 1 | AB_289S_DSS | AB_89S_DSS | 240 | 15 | 7.15 | 439 | 476 | 38 | 133 | 0.012413 | 80.5594 | 4.76
60 | AB | 1 | AB_289S_DSS | AB_89S_DSS | 240 | 15 | 7.15 | 439 | 476 | 38 | 133 | 0.012413 | 80.5594 | 4.76
61 | AB | 1 | AB_289S_DSS | AB_288S_DSS | 240 | 70 | 33.38 | 439 | 476 | 38 | 37 | 0.057951 | 17.2558 | 4.76
62 | AB | 1 | AB_289S_DSS | AB_86S_DSS | 240 | 160 | 76.3 | 300 | 325 | 38 | 126 | 0.13247 | 7.5491 | 3.25
63 | AB | 1 | AB_28S_DSS | AB_324S_DSS | 240 | 10 | 4.77 | 439 | 476 | 39 | 44 | 0.0082812 | 120.7547 | 4.76
64 | AB | 1 | AB_28S_DSS | AB_324S_DSS | 240 | 10 | 4.77 | 439 | 476 | 39 | 44 | 0.0082812 | 120.7547 | 4.76
65 | AB | 1 | AB_28S_DSS | AB_132S_DSS | 240 | 31.5 | 15.02 | 439 | 476 | 39 | 12 | 0.026076 | 38.3489 | 4.76
66 | AB | 1 | AB_28S_DSS | AB_132S_DSS | 240 | 31.5 | 15.02 | 533 | 599 | 39 | 12 | 0.026076 | 38.3489 | 5.99
67 | AB | 1 | AB_306S_GSS | AB_275S_DSS | 240 | 15 | 7.15 | 456 | 552 | 40 | 34 | 0.012413 | 80.5594 | 5.52
68 | AB | 1 | AB_310P_GSS | AB_338S_DSS | 240 | 65 | 31 | 303 | 364 | 41 | 48 | 0.053819 | 18.5806 | 3.64
69 | AB | 1 | AB_310P_GSS | AB_19S_DSS | 240 | 25 | 11.92 | 449 | 449 | 41 | 21 | 0.020694 | 48.3221 | 4.49
70 | AB | 1 | AB_310P_GSS | AB_77S_DSS | 240 | 140 | 66.76 | 440 | 539 | 41 | 104 | 0.1159 | 8.6279 | 5.39
71 | AB | 1 | AB_310P_GSS | AB_17S_DSS | 240 | 145 | 69.14 | 419 | 449 | 41 | 20 | 0.12003 | 8.3309 | 4.49
72 | AB | 1 | AB_310P_GSS | AB_17S_DSS | 240 | 145 | 69.14 | 433 | 449 | 41 | 20 | 0.12003 | 8.3309 | 4.49
73 | AB | 1 | AB_310P_GSS | AB_39S_DSS | 240 | 150 | 71.53 | 300 | 300 | 41 | 57 | 0.12418 | 8.0526 | 3
74 | AB | 1 | AB_310P_GSS | AB_39S_DSS | 240 | 150 | 71.53 | 300 | 300 | 41 | 57 | 0.12418 | 8.0526 | 3
75 | AB | 1 | AB_310P_GSS | AB_77S_DSS | 240 | 140 | 66.76 | 449 | 539 | 41 | 104 | 0.1159 | 8.6279 | 5.39
76 | AB | 1 | AB_320P_GSS | AB_367S_DSS | 240 | 45 | 21.46 | 439 | 476 | 43 | 52 | 0.037257 | 26.8406 | 4.76
77 | AB | 1 | AB_320P_GSS | AB_17S_DSS | 240 | 140 | 66.76 | 419 | 449 | 43 | 20 | 0.1159 | 8.6279 | 4.49
78 | AB | 1 | AB_320P_GSS | AB_17S_DSS | 240 | 140 | 66.76 | 403 | 449 | 43 | 20 | 0.1159 | 8.6279 | 4.49
79 | AB | 1 | AB_324S_DSS | AB_132S_DSS | 240 | 45.5 | 21.7 | 439 | 476 | 44 | 12 | 0.037674 | 26.5438 | 4.76
80 | AB | 1 | AB_324S_DSS | AB_2075S_DSS | 240 | 21 | 10.01 | 492 | 640 | 44 | 28 | 0.017378 | 57.5425 | 6.4
81 | AB | 1 | AB_324S_DSS | AB_2075S_DSS | 240 | 17.5 | 8.34 | 838 | 1089 | 44 | 28 | 0.014479 | 69.0647 | 10.89
82 | AB | 1 | AB_324S_DSS | AB_356S_DSS | 240 | 60 | 28.61 | 492 | 608 | 44 | 49 | 0.04967 | 20.1328 | 6.08
83 | AB | 1 | AB_326S_JCT | AB_326S_GSS | 240 | 0.1 | 0.05 | 857 | 942 | 46 | 45 | 8.6806e-05 | 11520 | 9.42
84 | AB | 1 | AB_326S_JCT | AB_251S_DSS | 240 | 110 | 52.45 | 857 | 942 | 46 | 32 | 0.091059 | 10.9819 | 9.42
85 | AB | 1 | AB_338S_DSS | AB_69S_DSS | 240 | 155 | 73.91 | 404 | 547 | 48 | 93 | 0.12832 | 7.7933 | 5.47
86 | AB | 1 | AB_356S_DSS | AB_2075S_DSS | 240 | 50 | 23.84 | 492 | 608 | 49 | 28 | 0.041389 | 24.1611 | 6.08
87 | AB | 1 | AB_356S_DSS | AB_102S_DSS | 240 | 105 | 50.07 | 492 | 608 | 49 | 4 | 0.086927 | 11.5039 | 6.08
88 | AB | 1 | AB_356S_DSS | AB_102S_DSS | 240 | 105 | 50.07 | 518 | 640 | 49 | 4 | 0.086927 | 11.5039 | 6.4
89 | AB | 1 | AB_363S_GSS | AB_363S_JCT | 240 | 0.05 | 0.02 | 299 | 299 | 50 | 51 | 3.4722e-05 | 28800 | 2.99
90 | AB | 1 | AB_363S_JCT | AB_932S_DSS | 240 | 80 | 38.15 | 299 | 299 | 51 | 136 | 0.066233 | 15.0983 | 2.99
91 | AB | 1 | AB_363S_JCT | AB_959S_DSS | 240 | 80 | 38.15 | 299 | 299 | 51 | 144 | 0.066233 | 15.0983 | 2.99
92 | AB | 1 | AB_37S_DSS | AB_19S_DSS | 240 | 70 | 33.38 | 269 | 393 | 54 | 21 | 0.057951 | 17.2558 | 3.93
93 | AB | 1 | AB_396S_DSS | AB_103S_DSS | 138 | 10.5 | 4.55 | 107 | 132 | 56 | 5 | 0.023892 | 41.8549 | 1.32
94 | AB | 1 | AB_430S_DSS | AB_410S_DSS | 240 | 10 | 4.77 | 449 | 449 | 60 | 58 | 0.0082812 | 120.7547 | 4.49
95 | AB | 1 | AB_498S_DSS | AB_324S_DSS | 240 | 129.5 | 61.75 | 838 | 922 | 63 | 44 | 0.1072 | 9.3279 | 9.22
96 | AB | 1 | AB_505S_GSS | AB_2005S_DSS | 240 | 8.4 | 4.01 | 439 | 476 | 64 | 22 | 0.0069618 | 143.6409 | 4.76
97 | AB | 1 | AB_505S_GSS | AB_2005S_DSS | 240 | 8.4 | 4.01 | 439 | 476 | 64 | 22 | 0.0069618 | 143.6409 | 4.76
98 | AB | 1 | AB_510S_DSS | AB_320P_GSS | 500 | 21 | 8.3 | 2250 | 2250 | 65 | 43 | 0.00332 | 301.2048 | 22.5
99 | AB | 1 | AB_510S_DSS | AB_330P_DSS | 500 | 12 | 4.74 | 3118 | 3118 | 65 | 47 | 0.001896 | 527.4262 | 31.18
100 | AB | 1 | AB_510S_DSS | AB_330P_DSS | 500 | 12 | 4.74 | 3118 | 3118 | 65 | 47 | 0.001896 | 527.4262 | 31.18
101 | AB | 1 | AB_510S_DSS | AB_939S_DSS | 500 | 360 | 142.2 | 1021 | 1291 | 65 | 139 | 0.05688 | 17.5809 | 12.91
102 | AB | 1 | AB_510S_DSS | AB_511S_DSS | 500 | 300.85 | 118.84 | 1149 | 1454 | 65 | 66 | 0.047536 | 21.0367 | 14.54
103 | AB | 1 | AB_511S_DSS | AB_102S_DSS | 500 | 300.85 | 118.84 | 1149 | 1454 | 66 | 4 | 0.047536 | 21.0367 | 14.54
104 | AB | 1 | AB_520S_DSS | AB_102S_DSS | 500 | 0.85 | 0.34 | 2550 | 3225 | 67 | 4 | 0.000136 | 7352.9412 | 32.25
105 | AB | 1 | AB_520S_DSS | AB_491S_DSS | 500 | 180 | 71.1 | 1613 | 2040 | 67 | 62 | 0.02844 | 35.1617 | 20.4
106 | AB | 1 | AB_539S_DSS | AB_154S_DSS | 240 | 5 | 2.38 | 582 | 722 | 68 | 15 | 0.0041319 | 242.0168 | 7.22
107 | AB | 1 | AB_554S_DSS | AB_356S_DSS | 240 | 35 | 16.69 | 433 | 523 | 69 | 49 | 0.028976 | 34.5117 | 5.23
108 | AB | 1 | AB_554S_DSS | AB_370S_DSS | 240 | 38.5 | 18.36 | 433 | 449 | 69 | 53 | 0.031875 | 31.3725 | 4.49
109 | AB | 1 | AB_554S_DSS | AB_485S_DSS | 240 | 14 | 6.68 | 439 | 545 | 69 | 61 | 0.011597 | 86.2275 | 5.45
110 | AB | 1 | AB_557S_DSS | AB_37S_DSS | 240 | 32 | 15.26 | 439 | 476 | 70 | 54 | 0.026493 | 37.7457 | 4.76
111 | AB | 1 | AB_562S_DSS | AB_840S_CSS | 138 | 28 | 12.14 | 141 | 156 | 71 | 117 | 0.063747 | 15.687 | 1.56
112 | AB | 1 | AB_574S_DSS | AB_650S_DSS | 240 | 60 | 28.61 | 449 | 449 | 72 | 84 | 0.04967 | 20.1328 | 4.49
113 | AB | 1 | AB_5S_DSS | AB_42S_DSS | 240 | 22.1 | 10.54 | 367 | 445 | 74 | 59 | 0.018299 | 54.649 | 4.45
114 | AB | 1 | AB_5S_DSS | AB_102S_DSS | 240 | 30 | 14.31 | 433 | 523 | 74 | 4 | 0.024844 | 40.2516 | 5.23
115 | AB | 1 | AB_5S_DSS | AB_102S_DSS | 240 | 30 | 14.31 | 433 | 523 | 74 | 4 | 0.024844 | 40.2516 | 5.23
116 | AB | 1 | AB_62S_GSS | AB_68S_JCT | 240 | 66 | 31.47 | 300 | 300 | 77 | 91 | 0.054635 | 18.3031 | 3
117 | AB | 1 | AB_632S_DSS | AB_239S_GSS | 138 | 14 | 6.07 | 108 | 133 | 78 | 30 | 0.031874 | 31.374 | 1.33
118 | AB | 1 | AB_632S_DSS | AB_396S_DSS | 138 | 17.5 | 7.59 | 109 | 133 | 78 | 56 | 0.039855 | 25.0909 | 1.33
119 | AB | 1 | AB_63S_DSS | AB_287S_DSS | 240 | 12 | 5.72 | 439 | 476 | 79 | 36 | 0.0099306 | 100.6993 | 4.76
120 | AB | 1 | AB_63S_DSS | AB_766S_DSS | 240 | 60 | 28.61 | 456 | 561 | 79 | 103 | 0.04967 | 20.1328 | 5.61
121 | AB | 1 | AB_648S_DSS | AB_650S_DSS | 240 | 6 | 2.86 | 300 | 300 | 80 | 84 | 0.0049653 | 201.3986 | 3
122 | AB | 1 | AB_649S_DSS | AB_244S_DSS | 138 | 10.5 | 4.55 | 109 | 120 | 81 | 31 | 0.023892 | 41.8549 | 1.2
123 | AB | 1 | AB_64S_JCT | AB_64S_DSS | 240 | 2.04 | 0.97 | 439 | 476 | 83 | 82 | 0.001684 | 593.8144 | 4.76
124 | AB | 1 | AB_64S_JCT | AB_63S_DSS | 240 | 145.7 | 69.48 | 319 | 346 | 83 | 79 | 0.12063 | 8.2902 | 3.46
125 | AB | 1 | AB_657S_DSS | AB_89S_DSS | 240 | 4.6 | 2.19 | 535 | 642 | 85 | 133 | 0.0038021 | 263.0137 | 6.42
126 | AB | 1 | AB_657S_DSS | AB_E803S_DSS | 240 | 2.3 | 1.1 | 449 | 449 | 85 | 164 | 0.0019097 | 523.6364 | 4.49
127 | AB | 1 | AB_662S_GSS | AB_662S_JCT | 138 | 0.2 | 0.09 | 73 | 80 | 86 | 87 | 0.00047259 | 2116 | 0.8
128 | AB | 1 | AB_662S_JCT | AB_562S_DSS | 138 | 61 | 26.45 | 73 | 80 | 87 | 71 | 0.13889 | 7.2 | 0.8
129 | AB | 1 | AB_662S_JCT | AB_649S_DSS | 138 | 61 | 26.45 | 73 | 80 | 87 | 81 | 0.13889 | 7.2 | 0.8
130 | AB | 1 | AB_665S_DSS | AB_310P_GSS | 240 | 82 | 39.1 | 433 | 449 | 88 | 41 | 0.067882 | 14.7315 | 4.49
131 | AB | 1 | AB_665S_DSS | AB_89S_DSS | 240 | 82 | 39.1 | 449 | 449 | 88 | 133 | 0.067882 | 14.7315 | 4.49
132 | AB | 1 | AB_68S_JCT | AB_68S_DSS | 240 | 9 | 4.29 | 439 | 476 | 91 | 90 | 0.0074479 | 134.2657 | 4.76
133 | AB | 1 | AB_68S_JCT | AB_17S_DSS | 240 | 66 | 31.47 | 300 | 300 | 91 | 20 | 0.054635 | 18.3031 | 3
134 | AB | 1 | AB_69S_DSS | AB_732S_DSS | 240 | 155 | 73.91 | 306 | 332 | 93 | 98 | 0.12832 | 7.7933 | 3.32
135 | AB | 1 | AB_71S_DSS | AB_410S_DSS | 240 | 25 | 11.92 | 439 | 476 | 94 | 58 | 0.020694 | 48.3221 | 4.76
136 | AB | 1 | AB_71S_DSS | AB_557S_DSS | 240 | 32 | 15.26 | 439 | 476 | 94 | 70 | 0.026493 | 37.7457 | 4.76
137 | AB | 1 | AB_71S_DSS | AB_987S_GSS | 240 | 20 | 9.54 | 375 | 449 | 94 | 151 | 0.016562 | 60.3774 | 4.49
138 | AB | 1 | AB_71S_DSS | AB_681S_DSS | 240 | 25 | 11.92 | 449 | 449 | 94 | 89 | 0.020694 | 48.3221 | 4.49
139 | AB | 1 | AB_71S_DSS | AB_430S_DSS | 240 | 10 | 4.77 | 449 | 449 | 94 | 60 | 0.0082812 | 120.7547 | 4.49
140 | AB | 1 | AB_720S_DSS | AB_732S_DSS | 240 | 130 | 61.99 | 439 | 562 | 95 | 98 | 0.10762 | 9.2918 | 5.62
141 | AB | 1 | AB_723S_GSS | AB_698S_DSS | 240 | 5 | 2.38 | 535 | 642 | 96 | 92 | 0.0041319 | 242.0168 | 6.42
142 | AB | 1 | AB_723S_GSS | AB_72S_DSS | 240 | 33.6 | 16.02 | 535 | 642 | 96 | 97 | 0.027813 | 35.9551 | 6.42
143 | AB | 1 | AB_732S_DSS | AB_809S_DSS | 240 | 90 | 42.92 | 299 | 299 | 98 | 109 | 0.074514 | 13.4203 | 2.99
144 | AB | 1 | AB_74S_DSS | AB_102S_DSS | 240 | 17 | 8.11 | 877 | 1087 | 99 | 4 | 0.01408 | 71.0234 | 10.87
145 | AB | 1 | AB_74S_DSS | AB_102S_DSS | 240 | 17 | 8.11 | 877 | 1087 | 99 | 4 | 0.01408 | 71.0234 | 10.87
146 | AB | 1 | AB_74S_DSS | AB_64S_JCT | 240 | 145.7 | 69.48 | 319 | 346 | 99 | 83 | 0.12063 | 8.2902 | 3.46
147 | AB | 1 | AB_74S_DSS | AB_63S_DSS | 240 | 154 | 73.44 | 307 | 334 | 99 | 79 | 0.1275 | 7.8431 | 3.34
148 | AB | 1 | AB_74S_DSS | AB_287S_DSS | 240 | 125 | 59.61 | 353 | 383 | 99 | 36 | 0.10349 | 9.6628 | 3.83
149 | AB | 1 | AB_74S_DSS | AB_162S_DSS | 240 | 21 | 10.01 | 439 | 476 | 99 | 16 | 0.017378 | 57.5425 | 4.76
150 | AB | 1 | AB_755S_DSS | AB_574S_DSS | 240 | 80 | 38.15 | 468 | 597 | 100 | 72 | 0.066233 | 15.0983 | 5.97
151 | AB | 1 | AB_755S_DSS | AB_972S_DSS | 240 | 15 | 7.15 | 494 | 597 | 100 | 147 | 0.012413 | 80.5594 | 5.97
152 | AB | 1 | AB_755S_DSS | AB_766S_DSS | 240 | 30 | 14.31 | 439 | 448 | 100 | 103 | 0.024844 | 40.2516 | 4.48
153 | AB | 1 | AB_755S_DSS | AB_863S_ISS | 240 | 50 | 23.84 | 359 | 359 | 100 | 125 | 0.041389 | 24.1611 | 3.59
154 | AB | 1 | AB_755S_DSS | AB_757S_GSS | 240 | 10 | 4.77 | 448 | 448 | 100 | 101 | 0.0082812 | 120.7547 | 4.48
155 | AB | 1 | AB_755S_DSS | AB_757S_GSS | 240 | 10 | 4.77 | 374 | 374 | 100 | 101 | 0.0082812 | 120.7547 | 3.74
156 | AB | 1 | AB_762S_DSS | AB_154S_DSS | 240 | 25.2 | 12.02 | 494 | 631 | 102 | 15 | 0.020868 | 47.9201 | 6.31
157 | AB | 1 | AB_799S_DSS | AB_632S_DSS | 138 | 24.5 | 10.62 | 109 | 133 | 105 | 78 | 0.055766 | 17.9322 | 1.33
158 | AB | 1 | AB_805S_DSS | AB_310P_GSS | 240 | 90 | 42.92 | 433 | 523 | 107 | 41 | 0.074514 | 13.4203 | 5.23
159 | AB | 1 | AB_807S_GSS | AB_801S_DSS | 240 | 10.5 | 5.01 | 448 | 448 | 108 | 106 | 0.0086979 | 114.9701 | 4.48
160 | AB | 1 | AB_807S_GSS | AB_801S_DSS | 240 | 10.5 | 5.01 | 439 | 476 | 108 | 106 | 0.0086979 | 114.9701 | 4.76
161 | AB | 1 | AB_809S_DSS | AB_77S_DSS | 240 | 95 | 45.3 | 448 | 448 | 109 | 104 | 0.078646 | 12.7152 | 4.48
162 | AB | 1 | AB_809S_DSS | AB_77S_DSS | 240 | 95 | 45.3 | 448 | 448 | 109 | 104 | 0.078646 | 12.7152 | 4.48
163 | AB | 1 | AB_813S_DSS | AB_809S_DSS | 240 | 70 | 33.38 | 448 | 448 | 110 | 109 | 0.057951 | 17.2558 | 4.48
164 | AB | 1 | AB_813S_DSS | AB_809S_DSS | 240 | 70 | 33.38 | 448 | 448 | 110 | 109 | 0.057951 | 17.2558 | 4.48
165 | AB | 1 | AB_814S_DSS | AB_629S_DSS | 240 | 7.2 | 3.43 | 360 | 431 | 111 | 76 | 0.0059549 | 167.93 | 4.31
166 | AB | 1 | AB_814S_DSS | AB_629S_DSS | 240 | 7.2 | 3.43 | 360 | 431 | 111 | 76 | 0.0059549 | 167.93 | 4.31
167 | AB | 1 | AB_816S_DSS | AB_805S_DSS | 240 | 30 | 14.31 | 433 | 523 | 112 | 107 | 0.024844 | 40.2516 | 5.23
168 | AB | 1 | AB_816S_DSS | AB_629S_DSS | 240 | 36 | 17.17 | 377 | 465 | 112 | 76 | 0.029809 | 33.5469 | 4.65
169 | AB | 1 | AB_816S_DSS | AB_367S_DSS | 240 | 21 | 10.01 | 439 | 476 | 112 | 52 | 0.017378 | 57.5425 | 4.76
170 | AB | 1 | AB_816S_DSS | AB_89S_DSS | 240 | 53.375 | 25.45 | 455 | 583 | 112 | 133 | 0.044184 | 22.6326 | 5.83
171 | AB | 1 | AB_826S_DSS | AB_825S_DSS | 240 | 90 | 42.92 | 448 | 448 | 114 | 113 | 0.074514 | 13.4203 | 4.48
172 | AB | 1 | AB_826S_DSS | AB_825S_DSS | 240 | 90 | 42.92 | 448 | 448 | 114 | 113 | 0.074514 | 13.4203 | 4.48
173 | AB | 1 | AB_834S_DSS | AB_813S_DSS | 240 | 180 | 85.83 | 448 | 448 | 115 | 110 | 0.14901 | 6.7109 | 4.48
174 | AB | 1 | AB_840S_CSS | SK_SWC_DSS | 138 | 184 | 79.78 | 88 | 97 | 117 | 1191 | 0.41892 | 2.3871 | 0.97
175 | AB | 1 | AB_842S_GSS | AB_838S_ISS | 240 | 5 | 2.38 | 439 | 476 | 118 | 116 | 0.0041319 | 242.0168 | 4.76
176 | AB | 1 | AB_842S_GSS | AB_838S_ISS | 240 | 5 | 2.38 | 439 | 476 | 118 | 116 | 0.0041319 | 242.0168 | 4.76
177 | AB | 1 | AB_848S_DSS | AB_E1S_ISS | 240 | 10 | 4.77 | 439 | 476 | 120 | 156 | 0.0082812 | 120.7547 | 4.76
178 | AB | 1 | AB_848S_DSS | AB_E1S_ISS | 240 | 10 | 4.77 | 439 | 476 | 120 | 156 | 0.0082812 | 120.7547 | 4.76
179 | AB | 1 | AB_848S_DSS | AB_951S_DSS | 240 | 25 | 11.92 | 577 | 727 | 120 | 142 | 0.020694 | 48.3221 | 7.27
180 | AB | 1 | AB_848S_DSS | AB_977S_DSS | 240 | 55 | 26.23 | 498 | 668 | 120 | 150 | 0.045538 | 21.9596 | 6.68
181 | AB | 1 | AB_848S_DSS | AB_D05S_ISS | 240 | 15 | 7.15 | 439 | 476 | 120 | 155 | 0.012413 | 80.5594 | 4.76
182 | AB | 1 | AB_848S_DSS | AB_D05S_ISS | 240 | 15 | 7.15 | 439 | 476 | 120 | 155 | 0.012413 | 80.5594 | 4.76
183 | AB | 1 | AB_849S_DSS | AB_838S_ISS | 240 | 10 | 4.77 | 439 | 476 | 121 | 116 | 0.0082812 | 120.7547 | 4.76
184 | AB | 1 | AB_849S_DSS | AB_838S_ISS | 240 | 10 | 4.77 | 439 | 476 | 121 | 116 | 0.0082812 | 120.7547 | 4.76
185 | AB | 1 | AB_849S_DSS | AB_941S_ISS | 240 | 57 | 27.18 | 685 | 748 | 121 | 140 | 0.047188 | 21.1921 | 7.48
186 | AB | 1 | AB_849S_DSS | AB_847S_GSS | 240 | 20 | 9.54 | 342 | 464 | 121 | 119 | 0.016562 | 60.3774 | 4.64
187 | AB | 1 | AB_852S_JCT | AB_852S_DSS | 240 | 21 | 10.01 | 439 | 476 | 123 | 122 | 0.017378 | 57.5425 | 4.76
188 | AB | 1 | AB_852S_JCT | AB_852S_DSS | 240 | 21 | 10.01 | 543 | 651 | 123 | 122 | 0.017378 | 57.5425 | 6.51
189 | AB | 1 | AB_863S_ISS | AB_650S_DSS | 240 | 90 | 42.92 | 456 | 552 | 125 | 84 | 0.074514 | 13.4203 | 5.52
190 | AB | 1 | AB_86S_DSS | AB_87S_DSS | 240 | 160 | 76.3 | 300 | 325 | 126 | 129 | 0.13247 | 7.5491 | 3.25
191 | AB | 1 | AB_876S_DSS | AB_720S_DSS | 240 | 130 | 61.99 | 439 | 562 | 128 | 95 | 0.10762 | 9.2918 | 5.62
192 | AB | 1 | AB_876S_DSS | AB_834S_DSS | 240 | 230 | 109.68 | 494 | 631 | 128 | 115 | 0.19042 | 5.2516 | 6.31
193 | AB | 1 | AB_87S_DSS | AB_63S_DSS | 240 | 160 | 76.3 | 300 | 325 | 129 | 79 | 0.13247 | 7.5491 | 3.25
194 | AB | 1 | AB_885S_DSS | AB_852S_JCT | 240 | 16.8 | 8.01 | 439 | 476 | 130 | 123 | 0.013906 | 71.9101 | 4.76
195 | AB | 1 | AB_885S_DSS | AB_2011S_DSS | 240 | 55 | 26.23 | 449 | 548 | 130 | 23 | 0.045538 | 21.9596 | 5.48
196 | AB | 1 | AB_888S_DSS | AB_874S_GSS | 240 | 6 | 2.86 | 411 | 520 | 131 | 127 | 0.0049653 | 201.3986 | 5.2
197 | AB | 1 | AB_888S_DSS | AB_848S_DSS | 240 | 10 | 4.77 | 374 | 509 | 131 | 120 | 0.0082812 | 120.7547 | 5.09
198 | AB | 1 | AB_888S_DSS | AB_951S_DSS | 240 | 25 | 11.92 | 411 | 520 | 131 | 142 | 0.020694 | 48.3221 | 5.2
199 | AB | 1 | AB_888S_DSS | AB_849S_DSS | 240 | 30 | 14.31 | 411 | 520 | 131 | 121 | 0.024844 | 40.2516 | 5.2
200 | AB | 1 | AB_888S_DSS | AB_849S_DSS | 240 | 30 | 14.31 | 411 | 520 | 131 | 121 | 0.024844 | 40.2516 | 5.2
201 | AB | 1 | AB_888S_DSS | AB_951S_DSS | 240 | 30 | 14.31 | 411 | 520 | 131 | 142 | 0.024844 | 40.2516 | 5.2
202 | AB | 1 | AB_888S_DSS | AB_960S_DSS | 240 | 30 | 14.31 | 381 | 518 | 131 | 145 | 0.024844 | 40.2516 | 5.18
203 | AB | 1 | AB_898S_DSS | AB_167S_DSS | 240 | 45 | 21.46 | 787 | 993 | 132 | 18 | 0.037257 | 26.8406 | 9.93
204 | AB | 1 | AB_898S_DSS | AB_825S_DSS | 240 | 75 | 35.76 | 411 | 520 | 132 | 113 | 0.062083 | 16.1074 | 5.2
205 | AB | 1 | AB_898S_DSS | AB_825S_DSS | 240 | 75 | 35.76 | 448 | 448 | 132 | 113 | 0.062083 | 16.1074 | 4.48
206 | AB | 1 | AB_898S_DSS | AB_72S_DSS | 240 | 90 | 42.92 | 482 | 645 | 132 | 97 | 0.074514 | 13.4203 | 6.45
207 | AB | 1 | AB_898S_DSS | AB_852S_JCT | 240 | 155 | 73.91 | 495 | 632 | 132 | 123 | 0.12832 | 7.7933 | 6.32
208 | AB | 1 | AB_89S_DSS | AB_38S_DSS | 240 | 16.1 | 7.68 | 445 | 449 | 133 | 55 | 0.013333 | 75 | 4.49
209 | AB | 1 | AB_89S_DSS | AB_629S_DSS | 240 | 33 | 15.74 | 377 | 465 | 133 | 76 | 0.027326 | 36.5947 | 4.65
210 | AB | 1 | AB_89S_DSS | AB_12S_ISS | 500 | 56 | 22.12 | 2338 | 2338 | 133 | 11 | 0.008848 | 113.0199 | 23.38
211 | AB | 1 | AB_89S_DSS | AB_12S_ISS | 500 | 56 | 22.12 | 2338 | 2338 | 133 | 11 | 0.008848 | 113.0199 | 23.38
212 | AB | 1 | AB_89S_DSS | AB_E52S_JCT | 240 | 53.375 | 25.45 | 455 | 583 | 133 | 161 | 0.044184 | 22.6326 | 5.83
213 | AB | 1 | AB_89S_DSS | AB_330P_DSS | 500 | 65 | 25.68 | 2250 | 2250 | 133 | 47 | 0.010272 | 97.352 | 22.5
214 | AB | 1 | AB_89S_DSS | AB_320P_GSS | 500 | 70 | 27.65 | 2338 | 2338 | 133 | 43 | 0.01106 | 90.4159 | 23.38
215 | AB | 1 | AB_920S_DSS | AB_847S_GSS | 240 | 29.4 | 14.02 | 439 | 476 | 134 | 119 | 0.02434 | 41.0842 | 4.76
216 | AB | 1 | AB_920S_DSS | AB_847S_GSS | 240 | 29.4 | 14.02 | 439 | 476 | 134 | 119 | 0.02434 | 41.0842 | 4.76
217 | AB | 1 | AB_925S_DSS | AB_934S_ISS | 240 | 15 | 7.15 | 504 | 678 | 135 | 137 | 0.012413 | 80.5594 | 6.78
218 | AB | 1 | AB_925S_DSS | AB_934S_ISS | 240 | 15 | 7.15 | 504 | 678 | 135 | 137 | 0.012413 | 80.5594 | 6.78
219 | AB | 1 | AB_932S_DSS | AB_650S_DSS | 240 | 60 | 28.61 | 299 | 299 | 136 | 84 | 0.04967 | 20.1328 | 2.99
220 | AB | 1 | AB_937S_ISS | AB_960S_DSS | 240 | 21 | 10.01 | 439 | 476 | 138 | 145 | 0.017378 | 57.5425 | 4.76
221 | AB | 1 | AB_937S_ISS | AB_960S_DSS | 240 | 21 | 10.01 | 390 | 448 | 138 | 145 | 0.017378 | 57.5425 | 4.48
222 | AB | 1 | AB_939S_DSS | AB_876S_DSS | 240 | 40 | 19.07 | 442 | 592 | 139 | 128 | 0.033108 | 30.2045 | 5.92
223 | AB | 1 | AB_939S_DSS | AB_960S_DSS | 240 | 63 | 30.04 | 444 | 594 | 139 | 145 | 0.052153 | 19.1744 | 5.94
224 | AB | 1 | AB_941S_ISS | AB_2005S_DSS | 240 | 57 | 27.18 | 685 | 748 | 140 | 22 | 0.047188 | 21.1921 | 7.48
225 | AB | 1 | AB_946S_DSS | AB_801S_DSS | 240 | 10.5 | 5.01 | 389 | 389 | 141 | 106 | 0.0086979 | 114.9701 | 3.89
226 | AB | 1 | AB_946S_DSS | AB_801S_DSS | 240 | 10.5 | 5.01 | 439 | 476 | 141 | 106 | 0.0086979 | 114.9701 | 4.76
227 | AB | 1 | AB_946S_DSS | AB_963S_DSS | 240 | 42 | 20.03 | 299 | 299 | 141 | 146 | 0.034774 | 28.7569 | 2.99
228 | AB | 1 | AB_946S_DSS | AB_959S_DSS | 240 | 95 | 45.3 | 299 | 299 | 141 | 144 | 0.078646 | 12.7152 | 2.99
229 | AB | 1 | AB_951S_DSS | AB_939S_DSS | 500 | 80 | 31.6 | 2550 | 3225 | 142 | 139 | 0.01264 | 79.1139 | 32.25
230 | AB | 1 | AB_957S_DSS | AB_9900S_GSS | 240 | 5 | 2.38 | 439 | 476 | 143 | 152 | 0.0041319 | 242.0168 | 4.76
231 | AB | 1 | AB_957S_DSS | AB_934S_ISS | 240 | 29.4 | 14.02 | 699 | 748 | 143 | 137 | 0.02434 | 41.0842 | 7.48
232 | AB | 1 | AB_957S_DSS | AB_2005S_DSS | 240 | 33.6 | 16.02 | 683 | 748 | 143 | 22 | 0.027813 | 35.9551 | 7.48
233 | AB | 1 | AB_960S_DSS | AB_2015S_DSS | 240 | 5 | 2.38 | 390 | 472 | 145 | 24 | 0.0041319 | 242.0168 | 4.72
234 | AB | 1 | AB_972S_DSS | AB_973S_JCT | 240 | 15.2 | 7.25 | 224 | 224 | 147 | 149 | 0.012587 | 79.4483 | 2.24
235 | AB | 1 | AB_973S_JCT | AB_973S_GSS | 240 | 12 | 5.72 | 224 | 224 | 149 | 148 | 0.0099306 | 100.6993 | 2.24
236 | AB | 1 | AB_973S_JCT | AB_615S_GSS | 240 | 15.2 | 7.25 | 224 | 224 | 149 | 75 | 0.012587 | 79.4483 | 2.24
237 | AB | 1 | AB_977S_DSS | AB_856S_DSS | 240 | 30 | 14.31 | 503 | 675 | 150 | 124 | 0.024844 | 40.2516 | 6.75
238 | AB | 1 | AB_977S_DSS | AB_934S_ISS | 240 | 60 | 28.61 | 698 | 748 | 150 | 137 | 0.04967 | 20.1328 | 7.48
239 | AB | 1 | AB_987S_GSS | AB_38S_DSS | 240 | 8.05 | 3.84 | 443 | 449 | 151 | 55 | 0.0066667 | 150 | 4.49
240 | AB | 1 | AB_987S_GSS | AB_89S_DSS | 240 | 23.575 | 11.24 | 444 | 550 | 151 | 133 | 0.019514 | 51.2456 | 5.5
241 | AB | 1 | AB_991S_GSS | AB_991S_JCT | 240 | 0.05 | 0.02 | 433 | 523 | 153 | 154 | 3.4722e-05 | 28800 | 5.23
242 | AB | 1 | AB_991S_JCT | AB_120S_DSS | 240 | 84 | 40.06 | 433 | 523 | 154 | 9 | 0.069549 | 14.3784 | 5.23
243 | AB | 1 | AB_991S_JCT | AB_356S_DSS | 240 | 84 | 40.06 | 433 | 523 | 154 | 49 | 0.069549 | 14.3784 | 5.23
244 | AB | 1 | AB_E1S_ISS | AB_E94S_ISS | 240 | 5 | 2.38 | 439 | 476 | 156 | 165 | 0.0041319 | 242.0168 | 4.76
245 | AB | 1 | AB_E1S_ISS | AB_E3S_ISS | 240 | 5 | 2.38 | 439 | 476 | 156 | 158 | 0.0041319 | 242.0168 | 4.76
246 | AB | 1 | AB_E1S_ISS | AB_E3S_ISS | 240 | 5 | 2.38 | 439 | 476 | 156 | 158 | 0.0041319 | 242.0168 | 4.76
247 | AB | 1 | AB_E1S_ISS | AB_E94S_ISS | 240 | 22.6 | 10.78 | 439 | 476 | 156 | 165 | 0.018715 | 53.4323 | 4.76
248 | AB | 1 | AB_E1S_ISS | AB_E34S_ISS | 240 | 30 | 14.31 | 439 | 476 | 156 | 157 | 0.024844 | 40.2516 | 4.76
249 | AB | 1 | AB_E1S_ISS | AB_E34S_ISS | 240 | 30 | 14.31 | 439 | 476 | 156 | 157 | 0.024844 | 40.2516 | 4.76
250 | AB | 1 | AB_E511S_DSS | AB_XBLA_DSS | 240 | 8.05 | 3.84 | 428 | 453 | 159 | 169 | 0.0066667 | 150 | 4.53
251 | AB | 1 | AB_E52S_JCT | AB_E52S_DSS | 240 | 2.07 | 0.99 | 449 | 449 | 161 | 160 | 0.0017188 | 581.8182 | 4.49
252 | AB | 1 | AB_E52S_JCT | AB_E52S_DSS | 240 | 2.3 | 1.1 | 449 | 449 | 161 | 160 | 0.0019097 | 523.6364 | 4.49
253 | AB | 1 | AB_E52S_JCT | AB_38S_DSS | 240 | 7.475 | 3.56 | 449 | 449 | 161 | 55 | 0.0061806 | 161.7978 | 4.49
254 | AB | 1 | AB_E52S_JCT | AB_38S_DSS | 240 | 53.375 | 25.45 | 449 | 449 | 161 | 55 | 0.044184 | 22.6326 | 4.49
255 | AB | 1 | AB_E56S_ISS | AB_E34S_ISS | 240 | 15 | 7.15 | 439 | 476 | 162 | 157 | 0.012413 | 80.5594 | 4.76
256 | AB | 1 | AB_E56S_ISS | AB_E34S_ISS | 240 | 15 | 7.15 | 439 | 476 | 162 | 157 | 0.012413 | 80.5594 | 4.76
257 | AB | 1 | AB_E65S_ISS | AB_E34S_ISS | 240 | 15 | 7.15 | 439 | 476 | 163 | 157 | 0.012413 | 80.5594 | 4.76
258 | AB | 1 | AB_E65S_ISS | AB_E34S_ISS | 240 | 15 | 7.15 | 439 | 476 | 163 | 157 | 0.012413 | 80.5594 | 4.76
259 | AB | 1 | AB_E803S_DSS | AB_E52S_JCT | 240 | 7.475 | 3.56 | 449 | 449 | 164 | 161 | 0.0061806 | 161.7978 | 4.49
260 | AB | 1 | AB_G01S_DSS | AB_D05S_ISS | 240 | 71.4 | 34.05 | 439 | 476 | 166 | 155 | 0.059115 | 16.9163 | 4.76
261 | AB | 1 | AB_G01S_DSS | AB_D05S_ISS | 240 | 71.4 | 34.05 | 439 | 476 | 166 | 155 | 0.059115 | 16.9163 | 4.76
262 | AB | 1 | AB_SS25_GSS | AB_74S_DSS | 240 | 7 | 3.34 | 876 | 935 | 167 | 99 | 0.0057986 | 172.4551 | 9.35
263 | AB | 1 | AB_SS25_GSS | AB_74S_DSS | 240 | 7 | 3.34 | 439 | 476 | 167 | 99 | 0.0057986 | 172.4551 | 4.76
264 | AB | 1 | AB_SS65_DSS | AB_SS25_GSS | 240 | 11.05 | 5.27 | 438 | 544 | 168 | 167 | 0.0091493 | 109.2979 | 5.44
265 | AB | 1 | AB_SS65_DSS | AB_SS25_GSS | 240 | 11.05 | 5.27 | 439 | 476 | 168 | 167 | 0.0091493 | 109.2979 | 4.76
266 | AB | 1 | AB_XBLA_DSS | AB_557S_DSS | 240 | 8.05 | 3.84 | 428 | 453 | 169 | 70 | 0.0066667 | 150 | 4.53
267 | AB | 1 | AB_XPOU_DSS | AB_805S_DSS | 240 | 7.2 | 3.43 | 439 | 476 | 171 | 107 | 0.0059549 | 167.93 | 4.76
268 | AB | 1 | AB_XPOU_DSS | AB_37S_DSS | 240 | 18 | 8.58 | 439 | 476 | 171 | 54 | 0.014896 | 67.1329 | 4.76
269 | BC | 1 | BC_AAL_DSS | BC_CBK_DSS | 230 | 161.71 | 77.62 | 397 | 457 | 172 | 197 | 0.14673 | 6.8153 | 4.57
270 | BC | 1 | BC_ACK_DSS | BC_SAM_DSS | 230 | 37.586 | 18.04 | 385 | 461 | 173 | 294 | 0.034102 | 29.3237 | 4.61
271 | BC | 1 | BC_ACK_DSS | BC_VNT_TSS | 230 | 49.909 | 23.96 | 383 | 461 | 173 | 327 | 0.045293 | 22.0785 | 4.61
272 | BC | 1 | BC_ACK_DSS | BC_VNT_TSS | 230 | 49.957 | 23.98 | 383 | 460 | 173 | 327 | 0.045331 | 22.0601 | 4.6
273 | BC | 1 | BC_ACK_DSS | BC_NIC_TSS | 500 | 117.739 | 46.51 | 2633 | 3036 | 173 | 272 | 0.018604 | 53.7519 | 30.36
274 | BC | 1 | BC_ACK_DSS | BC_NIC_TSS | 500 | 117.776 | 46.52 | 2073 | 2842 | 173 | 272 | 0.018608 | 53.7403 | 28.42
275 | BC | 1 | BC_ALH_GSS | BC_BTS_TSS | 230 | 15 | 7.2 | 384 | 459 | 174 | 194 | 0.013611 | 73.4722 | 4.59
276 | BC | 1 | BC_ALZ_DSS | BC_ROS_DSS | 230 | 19.132 | 9.18 | 610 | 790 | 175 | 289 | 0.017353 | 57.6253 | 7.9
277 | BC | 1 | BC_ARN_DSS | BC_STV_DSS | 230 | 12.432 | 5.97 | 296 | 390 | 176 | 309 | 0.011285 | 88.6097 | 3.9
278 | BC | 1 | BC_ARN_DSS | BC_EBT_TSS | 230 | 67.24 | 32.28 | 565 | 669 | 176 | 210 | 0.061021 | 16.3879 | 6.69
279 | BC | 1 | BC_ASL_JCT | BC_ASL_GSS | 230 | 2.819 | 1.35 | 288 | 389 | 178 | 177 | 0.002552 | 391.8519 | 3.89
280 | BC | 1 | BC_ASL_JCT | BC_CMS_GSS | 230 | 19.8 | 9.5 | 288 | 389 | 178 | 201 | 0.017958 | 55.6842 | 3.89
281 | BC | 1 | BC_BDH_JCT | BC_BDH_GSS | 230 | 0.5 | 0.24 | 375 | 457 | 181 | 180 | 0.00045369 | 2204.1667 | 4.57
282 | BC | 1 | BC_BDH_JCT | BC_ULR_GSS | 230 | 49.7 | 23.86 | 376 | 438 | 181 | 324 | 0.045104 | 22.171 | 4.38
283 | BC | 1 | BC_BEN_TSS | BC_VAS_TSS | 230 | 7.5 | 3.6 | 402 | 435 | 182 | 325 | 0.0068053 | 146.9444 | 4.35
284 | BC | 1 | BC_BLW_DSS | BC_QRP_ISS | 230 | 5.348 | 2.57 | 376 | 457 | 184 | 281 | 0.0048582 | 205.8366 | 4.57
285 | BC | 1 | BC_BLW_DSS | BC_WSN_DSS | 230 | 95.324 | 45.76 | 293 | 392 | 184 | 336 | 0.086503 | 11.5603 | 3.92
286 | BC | 1 | BC_BND_DSS | BC_BSY_TSS | 230 | 12.39 | 5.95 | 379 | 452 | 186 | 193 | 0.011248 | 88.9076 | 4.52
287 | BC | 1 | BC_BND_DSS | BC_HLT_TSS | 230 | 12.39 | 5.95 | 379 | 452 | 186 | 222 | 0.011248 | 88.9076 | 4.52
288 | BC | 1 | BC_BND_DSS | BC_HPN_DSS | 230 | 16.97 | 8.15 | 390 | 451 | 186 | 224 | 0.015406 | 64.908 | 4.51
289 | BC | 1 | BC_BNT_DSS | BC_ESQ_DSS | 230 | 9.217 | 4.42 | 330 | 409 | 187 | 211 | 0.0083554 | 119.6833 | 4.09
290 | BC | 1 | BC_BQN_DSS | BC_VOL_JCT | 287 | 40.5 | 18.71 | 461 | 461 | 188 | 329 | 0.022715 | 44.0241 | 4.61
291 | BC | 1 | BC_BQN_DSS | BC_TAT_DSS | 287 | 95.758 | 44.25 | 777 | 997 | 188 | 315 | 0.053722 | 18.6145 | 9.97
292 | BC | 1 | BC_BR1_GSS | BC_BRT_TSS | 360 | 0.47 | 0.21 | 1132 | 1302 | 189 | 191 | 0.00016204 | 6171.4286 | 13.02
293 | BC | 1 | BC_BR1_GSS | BC_BRT_TSS | 360 | 1.204 | 0.53 | 637 | 1017 | 189 | 191 | 0.00040895 | 2445.283 | 10.17
294 | BC | 1 | BC_BR1_GSS | BC_BRT_TSS | 360 | 1.288 | 0.57 | 1097 | 1302 | 189 | 191 | 0.00043981 | 2273.6842 | 13.02
295 | BC | 1 | BC_BR1_GSS | BC_BRT_TSS | 230 | 1.671 | 0.8 | 182 | 319 | 189 | 191 | 0.0015123 | 661.25 | 3.19
296 | BC | 1 | BC_BR2_GSS | BC_BRT_TSS | 360 | 0.521 | 0.23 | 1132 | 1302 | 190 | 191 | 0.00017747 | 5634.7826 | 13.02
297 | BC | 1 | BC_BRT_TSS | BC_TIS_DSS | 230 | 70.072 | 33.63 | 375 | 431 | 191 | 318 | 0.063573 | 15.73 | 4.31
298 | BC | 1 | BC_BRT_TSS | BC_KLY_DSS | 230 | 75.716 | 36.34 | 183 | 319 | 191 | 241 | 0.068696 | 14.557 | 3.19
299 | BC | 1 | BC_BRT_TSS | BC_KLY_DSS | 230 | 77.004 | 36.96 | 210 | 360 | 191 | 241 | 0.069868 | 14.3128 | 3.6
300 | BC | 1 | BC_BRT_TSS | BC_SAC_DSS | 360 | 145 | 63.67 | 696 | 1017 | 191 | 293 | 0.049128 | 20.355 | 10.17
301 | BC | 1 | BC_BSY_TSS | BC_MDN_DSS | 230 | 8.004 | 3.84 | 735 | 918 | 193 | 252 | 0.007259 | 137.7604 | 9.18
302 | BC | 1 | BC_BSY_TSS | BC_MDN_DSS | 230 | 8.01 | 3.84 | 792 | 926 | 193 | 252 | 0.007259 | 137.7604 | 9.26
303 | BC | 1 | BC_BSY_TSS | BC_WLT_DSS | 230 | 14.386 | 6.91 | 301 | 416 | 193 | 335 | 0.013062 | 76.5557 | 4.16
304 | BC | 1 | BC_BSY_TSS | BC_HPN_DSS | 230 | 24.149 | 11.59 | 272 | 361 | 193 | 224 | 0.021909 | 45.6428 | 3.61
305 | BC | 1 | BC_BTS_TSS | BC_BRX_GSS | 230 | 3 | 1.44 | 402 | 435 | 194 | 192 | 0.0027221 | 367.3611 | 4.35
306 | BC | 1 | BC_BTS_TSS | BC_KCL_GSS | 230 | 15 | 7.2 | 365 | 434 | 194 | 234 | 0.013611 | 73.4722 | 4.34
307 | BC | 1 | BC_BTS_TSS | BC_SEL_TSS | 230 | 35 | 16.8 | 405 | 511 | 194 | 299 | 0.031758 | 31.4881 | 5.11
308 | BC | 1 | BC_CAM_JCT | BC_CAM_DSS | 230 | 0.059 | 0.03 | 383 | 464 | 196 | 195 | 5.6711e-05 | 17633.3333 | 4.64
309 | BC | 1 | BC_CAM_JCT | BC_CAM_DSS | 230 | 22.676 | 10.88 | 358 | 431 | 196 | 195 | 0.020567 | 48.6213 | 4.31
310 | BC | 1 | BC_CAM_JCT | BC_KI2_DSS | 230 | 22.676 | 10.88 | 358 | 431 | 196 | 239 | 0.020567 | 48.6213 | 4.31
311 | BC | 1 | BC_CAM_JCT | BC_MAN_DSS | 230 | 23.3 | 11.18 | 238 | 296 | 196 | 249 | 0.021134 | 47.3166 | 2.96
312 | BC | 1 | BC_CBK_DSS | BC_NTL_DSS | 230 | 77.295 | 37.1 | 383 | 457 | 197 | 274 | 0.070132 | 14.2588 | 4.57
313 | BC | 1 | BC_CBK_DSS | AB_491S_DSS | 500 | 147 | 58.07 | 1843 | 2331 | 197 | 62 | 0.023228 | 43.0515 | 23.31
314 | BC | 1 | BC_CBK_DSS | BC_INV_DSS | 230 | 129.802 | 62.3 | 381 | 487 | 197 | 231 | 0.11777 | 8.4912 | 4.87
315 | BC | 1 | BC_CBN_DSS | BC_ALZ_DSS | 230 | 23.956 | 11.5 | 610 | 790 | 198 | 175 | 0.021739 | 46 | 7.9
316 | BC | 1 | BC_CBN_DSS | BC_ING_DSS | 500 | 49.717 | 19.64 | 2161 | 2747 | 198 | 230 | 0.007856 | 127.2912 | 27.47
317 | BC | 1 | BC_CCB_TSS | BC_TXE_TSS | 500 | 68.73 | 27.15 | 1030 | 1099 | 199 | 321 | 0.01086 | 92.081 | 10.99
318 | BC | 1 | BC_CCB_TSS | BC_TXE_TSS | 500 | 68.73 | 27.15 | 1030 | 1099 | 199 | 321 | 0.01086 | 92.081 | 10.99
319 | BC | 1 | BC_CKY_DSS | BC_ASL_JCT | 230 | 19.8 | 9.5 | 288 | 389 | 200 | 178 | 0.017958 | 55.6842 | 3.89
320 | BC | 1 | BC_CKY_DSS | BC_MDN_DSS | 500 | 66.723 | 26.36 | 1797 | 2475 | 200 | 252 | 0.010544 | 94.8407 | 24.75
321 | BC | 1 | BC_CKY_DSS | BC_CYP_DSS | 230 | 60.304 | 28.95 | 336 | 423 | 200 | 205 | 0.054726 | 18.2729 | 4.23
322 | BC | 1 | BC_CKY_DSS | BC_LYN_DSS | 230 | 60.366 | 28.98 | 312 | 408 | 200 | 248 | 0.054783 | 18.254 | 4.08
323 | BC | 1 | BC_CKY_DSS | BC_MSA_DSS | 500 | 80.143 | 31.66 | 2524 | 3041 | 200 | 266 | 0.012664 | 78.964 | 30.41
324 | BC | 1 | BC_CKY_DSS | BC_MSA_DSS | 500 | 80.364 | 31.74 | 2524 | 3041 | 200 | 266 | 0.012696 | 78.765 | 30.41
325 | BC | 1 | BC_COK_DSS | BC_HLT_TSS | 230 | 15.51 | 7.44 | 378 | 441 | 202 | 222 | 0.014064 | 71.1022 | 4.41
326 | BC | 1 | BC_COK_DSS | BC_BND_DSS | 230 | 16.97 | 8.15 | 385 | 447 | 202 | 186 | 0.015406 | 64.908 | 4.47
327 | BC | 1 | BC_CSN_DSS | BC_SPG_DSS | 230 | 5.999 | 2.88 | 237 | 291 | 203 | 305 | 0.0054442 | 183.6806 | 2.91
328 | BC | 1 | BC_CSQ_DSS | BC_MPT_DSS | 230 | 3.364 | 1.61 | 377 | 436 | 204 | 263 | 0.0030435 | 328.5714 | 4.36
329 | BC | 1 | BC_CYP_DSS | BC_WLT_DSS | 230 | 22.895 | 10.99 | 339 | 425 | 205 | 335 | 0.020775 | 48.1347 | 4.25
330 | BC | 1 | BC_DGB_TSS | BC_RGA_TSS | 230 | 57.5 | 27.6 | 402 | 435 | 206 | 288 | 0.052174 | 19.1667 | 4.35
331 | BC | 1 | BC_DKT_DSS | BC_DKW_GSS | 230 | 40 | 19.2 | 370 | 370 | 207 | 208 | 0.036295 | 27.5521 | 3.7
332 | BC | 1 | BC_DKT_DSS | BC_SNK_DSS | 230 | 51.338 | 24.64 | 385 | 460 | 207 | 304 | 0.046578 | 21.4692 | 4.6
333 | BC | 1 | BC_DMR_DSS | BC_GLD_DSS | 230 | 148.86 | 71.45 | 362 | 476 | 209 | 217 | 0.13507 | 7.4038 | 4.76
334 | BC | 1 | BC_EBT_TSS | BC_TBY_TSS | 230 | 67.24 | 32.28 | 541 | 541 | 210 | 316 | 0.061021 | 16.3879 | 5.41
335 | BC | 1 | BC_FCN_DSS | BC_CKY_DSS | 230 | 38.472 | 18.47 | 218 | 319 | 214 | 200 | 0.034915 | 28.641 | 3.19
336 | BC | 1 | BC_FCN_DSS | BC_RBW_JCT | 230 | 97.92 | 47 | 198 | 321 | 214 | 285 | 0.088847 | 11.2553 | 3.21
337 | BC | 1 | BC_FLW_DSS | BC_MLN_DSS | 230 | 9.34 | 4.48 | 666 | 806 | 216 | 257 | 0.0084688 | 118.0804 | 8.06
338 | BC | 1 | BC_GLN_DSS | BC_TAC_DSS | 230 | 64.328 | 30.88 | 378 | 459 | 218 | 314 | 0.058374 | 17.1308 | 4.59
339 | BC | 1 | BC_GLN_DSS | BC_TKW_DSS | 500 | 130.726 | 51.64 | 1889 | 2544 | 218 | 319 | 0.020656 | 48.4121 | 25.44
340 | BC | 1 | BC_GMS_GSS | BC_PCN_GSS | 500 | 13.963 | 5.52 | 2072 | 2800 | 219 | 275 | 0.002208 | 452.8986 | 28
341 | BC | 1 | BC_GMS_GSS | BC_DKT_DSS | 230 | 23.021 | 11.05 | 385 | 461 | 219 | 207 | 0.020888 | 47.8733 | 4.61
342 | BC | 1 | BC_GMS_GSS | BC_WSN_DSS | 500 | 277.642 | 109.67 | 1718 | 2441 | 219 | 336 | 0.043868 | 22.7957 | 24.41
343 | BC | 1 | BC_GMS_GSS | BC_WSN_DSS | 500 | 277.786 | 109.73 | 1749 | 2463 | 219 | 336 | 0.043892 | 22.7832 | 24.63
344 | BC | 1 | BC_GOW_DSS | BC_HSY_DSS | 230 | 7.061 | 3.39 | 264 | 312 | 220 | 226 | 0.0064083 | 156.0472 | 3.12
345 | BC | 1 | BC_GTP_DSS | BC_HSY_DSS | 230 | 4.161 | 2 | 295 | 327 | 221 | 226 | 0.0037807 | 264.5 | 3.27
346 | BC | 1 | BC_HLT_TSS | BC_NEL_DSS | 230 | 12.39 | 5.95 | 353 | 353 | 222 | 271 | 0.011248 | 88.9076 | 3.53
347 | BC | 1 | BC_HLT_TSS | BC_NEL_DSS | 230 | 15.51 | 7.44 | 341 | 341 | 222 | 271 | 0.014064 | 71.1022 | 3.41
348 | BC | 1 | BC_HMH_DSS | BC_SCK_DSS | 230 | 103.157 | 49.52 | 385 | 457 | 223 | 298 | 0.093611 | 10.6826 | 4.57
349 | BC | 1 | BC_HPN_DSS | BC_MUR_DSS | 230 | 8.62 | 4.14 | 335 | 389 | 224 | 269 | 0.0078261 | 127.7778 | 3.89
350 | BC | 1 | BC_HPN_DSS | BC_CSQ_DSS | 230 | 8.723 | 4.19 | 436 | 455 | 224 | 204 | 0.0079206 | 126.253 | 4.55
351 | BC | 1 | BC_HPN_DSS | BC_MUR_DSS | 230 | 24.149 | 11.59 | 226 | 262 | 224 | 269 | 0.021909 | 45.6428 | 2.62
352 | BC | 1 | BC_HSY_DSS | BC_ESQ_DSS | 230 | 2.578 | 1.24 | 406 | 432 | 226 | 211 | 0.002344 | 426.6129 | 4.32
353 | BC | 1 | BC_HWW_JCT | BC_HWW_DSS | 230 | 12.169 | 5.84 | 383 | 461 | 228 | 227 | 0.01104 | 90.5822 | 4.61
354 | BC | 1 | BC_HWW_JCT | BC_HWW_DSS | 230 | 12.198 | 5.86 | 383 | 461 | 228 | 227 | 0.011078 | 90.273 | 4.61
355 | BC | 1 | BC_HWW_JCT | BC_DMR_DSS | 230 | 95.94 | 46.05 | 699 | 812 | 228 | 209 | 0.087051 | 11.4875 | 8.12
356 | BC | 1 | BC_HWW_JCT | BC_DMR_DSS | 230 | 96.11 | 46.13 | 587 | 801 | 228 | 209 | 0.087202 | 11.4676 | 8.01
357 | BC | 1 | BC_ING_DSS | BC_WHY_DSS | 230 | 5.275 | 2.53 | 355 | 430 | 230 | 334 | 0.0047826 | 209.0909 | 4.3
358 | BC | 1 | BC_ING_DSS | BC_FLW_DSS | 230 | 6.864 | 3.29 | 695 | 815 | 230 | 216 | 0.0062193 | 160.7903 | 8.15
359 | BC | 1 | BC_ING_DSS | BC_SYH_JCT | 230 | 16.85 | 8.09 | 767 | 921 | 230 | 313 | 0.015293 | 65.3894 | 9.21
360 | BC | 1 | BC_ING_DSS | BC_SYH_JCT | 230 | 16.85 | 8.09 | 767 | 921 | 230 | 313 | 0.015293 | 65.3894 | 9.21
361 | BC | 1 | BC_ING_DSS | BC_SYH_JCT | 230 | 16.88 | 8.1 | 233 | 341 | 230 | 313 | 0.015312 | 65.3086 | 3.41
362 | BC | 1 | BC_ING_DSS | BC_ARN_DSS | 230 | 16.941 | 8.13 | 233 | 341 | 230 | 176 | 0.015369 | 65.0677 | 3.41
363 | BC | 1 | BC_ING_DSS | XX_BCUS1_INT | 500 | 21.6 | 8.53 | 700 | 700 | 230 | 1195 | 0.003412 | 293.0832 | 7
364 | BC | 1 | BC_ING_DSS | XX_BCUS1_INT | 500 | 21.6 | 8.53 | 700 | 700 | 230 | 1195 | 0.003412 | 293.0832 | 7
365 | BC | 1 | BC_ING_DSS | BC_CAM_JCT | 230 | 22.676 | 10.88 | 358 | 431 | 230 | 196 | 0.020567 | 48.6213 | 4.31
366 | BC | 1 | BC_ING_DSS | BC_CAM_JCT | 230 | 23.3 | 11.18 | 359 | 437 | 230 | 196 | 0.021134 | 47.3166 | 4.37
367 | BC | 1 | BC_INV_DSS | BC_KHS_DSS | 230 | 111.677 | 53.6 | 384 | 459 | 231 | 237 | 0.10132 | 9.8694 | 4.59
368 | BC | 1 | BC_JMC_GSS | BC_MTC_GSS | 230 | 20 | 9.6 | 466 | 570 | 232 | 267 | 0.018147 | 55.1042 | 5.7
369 | BC | 1 | BC_JMC_GSS | BC_ETR_GSS | 230 | 150.03 | 72.01 | 466 | 570 | 232 | 212 | 0.13612 | 7.3462 | 5.7
370 | BC | 1 | BC_KCH_GSS | BC_CBN_DSS | 500 | 271.633 | 107.3 | 2138 | 2627 | 233 | 198 | 0.04292 | 23.2992 | 26.27
371 | BC | 1 | BC_KCL_GSS | BC_SEL_TSS | 230 | 45.854 | 22.01 | 385 | 462 | 234 | 299 | 0.041607 | 24.0345 | 4.62
372 | BC | 1 | BC_KCL_GSS | BC_SEL_TSS | 230 | 45.854 | 22.01 | 385 | 462 | 234 | 299 | 0.041607 | 24.0345 | 4.62
373 | BC | 1 | BC_KDS_DSS | BC_KMI_DSS | 230 | 0.648 | 0.31 | 261 | 351 | 235 | 242 | 0.00058601 | 1706.4516 | 3.51
374 | BC | 1 | BC_KDS_DSS | BC_MML_DSS | 230 | 90 | 43.2 | 402 | 435 | 235 | 260 | 0.081664 | 12.2454 | 4.35
375 | BC | 1 | BC_KDS_DSS | BC_WSN_DSS | 500 | 138.748 | 54.81 | 1998 | 2700 | 235 | 336 | 0.021924 | 45.6121 | 27
376 | BC | 1 | BC_KGP_JCT | BC_MNK_JCT | 230 | 29.745 | 14.28 | 388 | 459 | 236 | 262 | 0.026994 | 37.0448 | 4.59
377 | BC | 1 | BC_KI1_DSS | BC_SPG_DSS | 230 | 7.908 | 3.8 | 237 | 287 | 238 | 305 | 0.0071834 | 139.2105 | 2.87
378 | BC | 1 | BC_KI2_DSS | BC_KI1_DSS | 230 | 7.908 | 3.8 | 370 | 431 | 239 | 238 | 0.0071834 | 139.2105 | 4.31
379 | BC | 1 | BC_KIT_DSS | BC_KMO_GSS | 287 | 75 | 34.65 | 642 | 727 | 240 | 243 | 0.042067 | 23.7717 | 7.27
380 | BC | 1 | BC_KIT_DSS | BC_KMO_GSS | 287 | 75 | 34.65 | 642 | 727 | 240 | 243 | 0.042067 | 23.7717 | 7.27
381 | BC | 1 | BC_KLY_DSS | BC_HMH_DSS | 230 | 84.46 | 40.54 | 355 | 430 | 241 | 223 | 0.076635 | 13.0488 | 4.3
382 | BC | 1 | BC_KLY_DSS | BC_SVA_DSS | 230 | 89.593 | 43 | 207 | 315 | 241 | 310 | 0.081285 | 12.3023 | 3.15
383 | BC | 1 | BC_KLY_DSS | BC_SVA_DSS | 230 | 90.805 | 43.59 | 204 | 334 | 241 | 310 | 0.082401 | 12.1358 | 3.34
384 | BC | 1 | BC_KLY_DSS | BC_NIC_TSS | 500 | 145.962 | 57.65 | 2896 | 3506 | 241 | 272 | 0.02306 | 43.3651 | 35.06
385 | BC | 1 | BC_KLY_DSS | BC_SCK_DSS | 230 | 152.4 | 73.15 | 196 | 343 | 241 | 298 | 0.13828 | 7.2317 | 3.43
386 | BC | 1 | BC_KLY_DSS | BC_CKY_DSS | 500 | 196.893 | 77.77 | 2048 | 2746 | 241 | 200 | 0.031108 | 32.1461 | 27.46
387 | BC | 1 | BC_KLY_DSS | BC_KCH_GSS | 500 | 271.633 | 107.3 | 2175 | 2761 | 241 | 233 | 0.04292 | 23.2992 | 27.61
388 | BC | 1 | BC_LEE_TSS | BC_VNT_TSS | 230 | 42.5 | 20.4 | 381 | 463 | 247 | 327 | 0.038563 | 25.9314 | 4.63
389 | BC | 1 | BC_LEE_TSS | BC_VNT_TSS | 230 | 42.5 | 20.4 | 381 | 457 | 247 | 327 | 0.038563 | 25.9314 | 4.57
390 | BC | 1 | BC_LEE_TSS | BC_DGB_TSS | 230 | 57.5 | 27.6 | 402 | 435 | 247 | 206 | 0.052174 | 19.1667 | 4.35
391 | BC | 1 | BC_LYN_DSS | BC_WLT_DSS | 230 | 3.877 | 1.86 | 371 | 431 | 248 | 335 | 0.0035161 | 284.4086 | 4.31
392 | BC | 1 | BC_MAN_DSS | BC_CSN_DSS | 230 | 11.186 | 5.37 | 222 | 262 | 249 | 203 | 0.010151 | 98.5102 | 2.62
393 | BC | 1 | BC_MBO_TSS | BC_VIT_TSS | 230 | 67.24 | 32.28 | 558 | 599 | 250 | 326 | 0.061021 | 16.3879 | 5.99
394 | BC | 1 | BC_MCA_GSS | BC_NIC_TSS | 500 | 285.255 | 112.68 | 1818 | 2581 | 251 | 272 | 0.045072 | 22.1867 | 25.81
395 | BC | 1 | BC_MCA_GSS | BC_NIC_TSS | 500 | 285.302 | 112.69 | 1818 | 2581 | 251 | 272 | 0.045076 | 22.1848 | 25.81
396 | BC | 1 | BC_MDN_DSS | BC_COK_DSS | 230 | 6.346 | 3.05 | 735 | 918 | 252 | 202 | 0.0057656 | 173.4426 | 9.18
397 | BC | 1 | BC_MDN_DSS | BC_COK_DSS | 230 | 6.391 | 3.07 | 776 | 914 | 252 | 202 | 0.0058034 | 172.3127 | 9.14
398 | BC | 1 | BC_MDN_DSS | BC_ING_DSS | 500 | 19.523 | 7.71 | 1949 | 2705 | 252 | 230 | 0.003084 | 324.2542 | 27.05
399 | BC | 1 | BC_MDN_DSS | BC_HPN_DSS | 230 | 19.309 | 9.27 | 301 | 416 | 252 | 224 | 0.017524 | 57.0658 | 4.16
400 | BC | 1 | BC_MDN_DSS | BC_WHY_DSS | 230 | 22.769 | 10.93 | 355 | 430 | 252 | 334 | 0.020662 | 48.3989 | 4.3
401 | BC | 1 | BC_MIN_DSS | BC_KTB_ISS | 287 | 1.5 | 0.69 | 300 | 356 | 253 | 244 | 0.00083769 | 1193.7536 | 3.56
402 | BC | 1 | BC_MIN_DSS | BC_EUR_ISS | 287 | 1.5 | 0.69 | 300 | 532 | 253 | 213 | 0.00083769 | 1193.7536 | 5.32
403 | BC | 1 | BC_MIN_DSS | BC_KIT_DSS | 287 | 2.503 | 1.16 | 320 | 539 | 253 | 240 | 0.0014083 | 710.0776 | 5.39
404 | BC | 1 | BC_MIN_DSS | BC_SKA_DSS | 230 | 59.589 | 28.6 | 492 | 575 | 253 | 302 | 0.054064 | 18.4965 | 5.75
405 | BC | 1 | BC_MIN_DSS | BC_KTB_ISS | 230 | 59.589 | 28.6 | 240 | 285 | 253 | 244 | 0.054064 | 18.4965 | 2.85
406 | BC | 1 | BC_MKL_GSS | BC_MKT_SWS | 230 | 4.255 | 2.04 | 409 | 409 | 254 | 255 | 0.0038563 | 259.3137 | 4.09
407 | BC | 1 | BC_MKT_SWS | BC_MLW_JCT | 230 | 23.17 | 11.12 | 378 | 459 | 255 | 259 | 0.021021 | 47.5719 | 4.59
408 | BC | 1 | BC_MLE_DSS | BC_CBN_DSS | 230 | 7.936 | 3.81 | 699 | 814 | 256 | 198 | 0.0072023 | 138.8451 | 8.14
409 | BC | 1 | BC_MLN_DSS | BC_MLE_DSS | 230 | 27.562 | 13.23 | 666 | 806 | 257 | 256 | 0.025009 | 39.9849 | 8.06
410 | BC | 1 | BC_MLW_JCT | BC_MLW_GSS | 230 | 3 | 1.44 | 378 | 459 | 259 | 258 | 0.0027221 | 367.3611 | 4.59
411 | BC | 1 | BC_MLW_JCT | BC_TLR_DSS | 230 | 23.17 | 11.12 | 378 | 459 | 259 | 320 | 0.021021 | 47.5719 | 4.59
412 | BC | 1 | BC_MNK_JCT | BC_MNK_ISS | 230 | 28 | 13.44 | 402 | 435 | 262 | 261 | 0.025406 | 39.3601 | 4.35
413 | BC | 1 | BC_MNK_JCT | BC_MKT_SWS | 230 | 29.745 | 14.28 | 385 | 459 | 262 | 255 | 0.026994 | 37.0448 | 4.59
414 | BC | 1 | BC_MRC_JCT | BC_MRC_ISS | 230 | 1 | 0.48 | 402 | 435 | 265 | 264 | 0.00090737 | 1102.0833 | 4.35
415 | BC | 1 | BC_MRC_JCT | BC_QNT_DSS | 230 | 20.38 | 9.78 | 378 | 459 | 265 | 280 | 0.018488 | 54.09 | 4.59
416 | BC | 1 | BC_MSA_DSS | BC_SAY_DSS | 230 | 28.47 | 13.67 | 340 | 414 | 266 | 296 | 0.025841 | 38.6979 | 4.14
417 | BC | 1 | BC_MSA_DSS | BC_CCB_TSS | 500 | 68.73 | 27.15 | 1403 | 2226 | 266 | 199 | 0.01086 | 92.081 | 22.26
418 | BC | 1 | BC_MSA_DSS | BC_CCB_TSS | 500 | 68.73 | 27.15 | 1406 | 2226 | 266 | 199 | 0.01086 | 92.081 | 22.26
419 | BC | 1 | BC_MSA_DSS | BC_HSP_ISS | 230 | 61.557 | 29.55 | 190 | 337 | 266 | 225 | 0.05586 | 17.9019 | 3.37
420 | BC | 1 | BC_MTG_TSS | BC_MBO_TSS | 230 | 67.24 | 32.28 | 540 | 540 | 268 | 250 | 0.061021 | 16.3879 | 5.4
421 | BC | 1 | BC_MUR_DSS | BC_CSQ_DSS | 230 | 1.113 | 0.53 | 233 | 323 | 269 | 204 | 0.0010019 | 998.1132 | 3.23
422 | BC | 1 | BC_MUR_DSS | BC_CSQ_DSS | 230 | 1.113 | 0.53 | 233 | 323 | 269 | 204 | 0.0010019 | 998.1132 | 3.23
423 | BC | 1 | BC_MUR_DSS | BC_MAN_DSS | 230 | 7.11 | 3.41 | 208 | 253 | 269 | 249 | 0.0064461 | 155.132 | 2.53
424 | BC | 1 | BC_MUR_DSS | BC_CSQ_DSS | 230 | 8.62 | 4.14 | 335 | 389 | 269 | 204 | 0.0078261 | 127.7778 | 3.89
425 | BC | 1 | BC_NCT_TSS | BC_DMR_DSS | 500 | 68.73 | 27.15 | 1453 | 2363 | 270 | 209 | 0.01086 | 92.081 | 23.63
426 | BC | 1 | BC_NCT_TSS | BC_DMR_DSS | 500 | 68.73 | 27.15 | 1453 | 2363 | 270 | 209 | 0.01086 | 92.081 | 23.63
427 | BC | 1 | BC_NIC_TSS | BC_VVW_DSS | 230 | 63.357 | 30.41 | 375 | 482 | 272 | 330 | 0.057486 | 17.3956 | 4.82
428 | BC | 1 | BC_NIC_TSS | BC_VAS_TSS | 500 | 139.111 | 54.95 | 2752 | 3253 | 272 | 325 | 0.02198 | 45.4959 | 32.53
429 | BC | 1 | BC_NIC_TSS | BC_MDN_DSS | 500 | 248.189 | 98.03 | 1911 | 2610 | 272 | 252 | 0.039212 | 25.5024 | 26.1
430 | BC | 1 | BC_NIC_TSS | BC_MDN_DSS | 500 | 248.221 | 98.05 | 2896 | 3486 | 272 | 252 | 0.03922 | 25.4972 | 34.86
431 | BC | 1 | BC_NIC_TSS | BC_ING_DSS | 500 | 263.934 | 104.25 | 1892 | 2606 | 272 | 230 | 0.0417 | 23.9808 | 26.06
432 | BC | 1 | BC_NLY_DSS | XX_BCUS2_INT | 230 | 22.9 | 10.99 | 450 | 450 | 273 | 1196 | 0.020775 | 48.1347 | 4.5
433 | BC | 1 | BC_NLY_DSS | BC_AAL_DSS | 230 | 161.71 | 77.62 | 403 | 483 | 273 | 172 | 0.14673 | 6.8153 | 4.83
434 | BC | 1 | BC_NLY_DSS | XX_BCUS2_INT | 230 | 167 | 80.16 | 380 | 380 | 273 | 1196 | 0.15153 | 6.5993 | 3.8
435 | BC | 1 | BC_NTL_DSS | AB_799S_DSS | 138 | 33 | 14.31 | 141 | 156 | 274 | 105 | 0.075142 | 13.3082 | 1.56
436 | BC | 1 | BC_PCN_GSS | BC_KDS_DSS | 500 | 138.414 | 54.67 | 1715 | 2441 | 275 | 235 | 0.021868 | 45.7289 | 24.41
437 | BC | 1 | BC_PEM_JCT | BC_PEM_DSS | 230 | 0.349 | 0.17 | 402 | 435 | 277 | 276 | 0.00032136 | 3111.7647 | 4.35
438 | BC | 1 | BC_PEM_JCT | BC_BRT_TSS | 230 | 97.92 | 47 | 198 | 321 | 277 | 191 | 0.088847 | 11.2553 | 3.21
439 | BC | 1 | BC_PIK_DSS | BC_GOW_DSS | 230 | 2.751 | 1.32 | 643 | 816 | 278 | 220 | 0.0024953 | 400.7576 | 8.16
440 | BC | 1 | BC_PIK_DSS | BC_BNT_DSS | 230 | 9.217 | 4.42 | 643 | 816 | 278 | 187 | 0.0083554 | 119.6833 | 8.16
441 | BC | 1 | BC_PIK_DSS | BC_KTG_DSS | 230 | 12.397 | 5.95 | 348 | 466 | 278 | 245 | 0.011248 | 88.9076 | 4.66
442 | BC | 1 | BC_PIK_DSS | BC_KTG_DSS | 230 | 12.41 | 5.96 | 348 | 466 | 278 | 245 | 0.011267 | 88.7584 | 4.66
443 | BC | 1 | BC_PSY_TSS | BC_JMC_GSS | 230 | 150.03 | 72.01 | 408 | 419 | 279 | 232 | 0.13612 | 7.3462 | 4.19
444 | BC | 1 | BC_RBF_DSS | BC_BLW_DSS | 230 | 9.146 | 4.39 | 206 | 341 | 283 | 184 | 0.0082987 | 120.5011 | 3.41
445 | BC | 1 | BC_RBW_JCT | BC_RBW_DSS | 230 | 0.433 | 0.21 | 375 | 457 | 285 | 284 | 0.00039698 | 2519.0476 | 4.57
446 | BC | 1 | BC_RBW_JCT | BC_RBW_DSS | 230 | 0.453 | 0.22 | 402 | 435 | 285 | 284 | 0.00041588 | 2404.5455 | 4.35
447 | BC | 1 | BC_RBW_JCT | BC_CKY_DSS | 230 | 67.73 | 32.51 | 375 | 431 | 285 | 200 | 0.061456 | 16.2719 | 4.31
448 | BC | 1 | BC_RBW_JCT | BC_PEM_JCT | 230 | 97.92 | 47 | 198 | 321 | 285 | 277 | 0.088847 | 11.2553 | 3.21
449 | BC | 1 | BC_REV_GSS | BC_ILL_DSS | 230 | 11.995 | 5.76 | 384 | 462 | 287 | 229 | 0.010888 | 91.8403 | 4.62
450 | BC | 1 | BC_REV_GSS | BC_ACK_DSS | 500 | 83.696 | 33.06 | 2440 | 2826 | 287 | 173 | 0.013224 | 75.6201 | 28.26
451 | BC | 1 | BC_REV_GSS | BC_ACK_DSS | 500 | 83.732 | 33.07 | 1892 | 2684 | 287 | 173 | 0.013228 | 75.5972 | 26.84
452 | BC | 1 | BC_RGA_TSS | BC_VAS_TSS | 230 | 25 | 12 | 402 | 435 | 288 | 325 | 0.022684 | 44.0833 | 4.35
453 | BC | 1 | BC_RGA_TSS | BC_VAS_TSS | 230 | 25 | 12 | 402 | 435 | 288 | 325 | 0.022684 | 44.0833 | 4.35
454 | BC | 1 | BC_ROS_DSS | BC_WAH_GSS | 360 | 10.237 | 4.49 | 586 | 674 | 289 | 331 | 0.0034645 | 288.6414 | 6.74
455 | BC | 1 | BC_ROS_DSS | BC_UHT_DSS | 360 | 78.281 | 34.37 | 586 | 674 | 289 | 323 | 0.02652 | 37.7073 | 6.74
456 | BC | 1 | BC_RUT_JCT | BC_RUT_GSS | 230 | 1 | 0.48 | 341 | 430 | 292 | 291 | 0.00090737 | 1102.0833 | 4.3
457 | BC | 1 | BC_RUT_JCT | BC_RBW_JCT | 230 | 67.73 | 32.51 | 394 | 467 | 292 | 285 | 0.061456 | 16.2719 | 4.67
458 | BC | 1 | BC_SAC_DSS | BC_UHT_DSS | 360 | 145 | 63.67 | 586 | 674 | 293 | 323 | 0.049128 | 20.355 | 6.74
459 | BC | 1 | BC_SAT_DSS | BC_VIT_TSS | 230 | 6.978 | 3.35 | 767 | 921 | 295 | 326 | 0.0063327 | 157.9104 | 9.21
460 | BC | 1 | BC_SAT_DSS | BC_VIT_TSS | 230 | 6.991 | 3.36 | 767 | 921 | 295 | 326 | 0.0063516 | 157.4405 | 9.21
461 | BC | 1 | BC_SAT_DSS | BC_PIK_DSS | 230 | 54.109 | 25.97 | 587 | 801 | 295 | 278 | 0.049093 | 20.3697 | 8.01
462 | BC | 1 | BC_SAT_DSS | BC_PIK_DSS | 230 | 54.837 | 26.32 | 637 | 765 | 295 | 278 | 0.049754 | 20.0988 | 7.65
463 | BC | 1 | BC_SAT_DSS | BC_HWW_JCT | 230 | 95.94 | 46.05 | 666 | 806 | 295 | 228 | 0.087051 | 11.4875 | 8.06
464 | BC | 1 | BC_SAT_DSS | BC_HWW_JCT | 230 | 96.11 | 46.13 | 383 | 461 | 295 | 228 | 0.087202 | 11.4676 | 4.61
465 | BC | 1 | BC_SAY_DSS | BC_PSY_TSS | 230 | 150.03 | 72.01 | 487 | 566 | 296 | 279 | 0.13612 | 7.3462 | 5.66
466 | BC | 1 | BC_SBK_DSS | BC_PCN_GSS | 500 | 74.802 | 29.55 | 2896 | 3488 | 297 | 275 | 0.01182 | 84.6024 | 34.88
467 | BC | 1 | BC_SBK_DSS | BC_PCN_GSS | 500 | 74.92 | 29.59 | 2896 | 3488 | 297 | 275 | 0.011836 | 84.488 | 34.88
468 | BC | 1 | BC_SCK_DSS | BC_RBF_DSS | 230 | 85.337 | 40.96 | 185 | 338 | 298 | 283 | 0.077429 | 12.915 | 3.38
469 | BC | 1 | BC_SEL_TSS | BC_WAX_GSS | 230 | 9.5 | 4.56 | 420 | 420 | 299 | 332 | 0.00862 | 116.0088 | 4.2
470 | BC | 1 | BC_SEL_TSS | BC_NLY_DSS | 230 | 16.157 | 7.76 | 385 | 460 | 299 | 273 | 0.014669 | 68.1701 | 4.6
471 | BC | 1 | BC_SEL_TSS | BC_CBK_DSS | 500 | 179.853 | 71.04 | 2302 | 2859 | 299 | 197 | 0.028416 | 35.1914 | 28.59
472 | BC | 1 | BC_SEL_TSS | BC_ACK_DSS | 500 | 223.062 | 88.11 | 1957 | 2697 | 299 | 173 | 0.035244 | 28.3736 | 26.97
473 | BC | 1 | BC_SEV_GSS | BC_SEL_TSS | 230 | 3.387 | 1.63 | 470 | 470 | 300 | 299 | 0.0030813 | 324.5399 | 4.7
474 | BC | 1 | BC_SEV_GSS | BC_SEL_TSS | 230 | 3.414 | 1.64 | 470 | 470 | 300 | 299 | 0.0031002 | 322.561 | 4.7
475 | BC | 1 | BC_SGB_ISS | BC_SRN_JCT | 230 | 40 | 19.2 | 402 | 435 | 301 | 307 | 0.036295 | 27.5521 | 4.35
476 | BC | 1 | BC_SGB_ISS | BC_BMT_DSS | 230 | 44.555 | 21.39 | 701 | 840 | 301 | 185 | 0.040435 | 24.7312 | 8.4
477 | BC | 1 | BC_SGB_ISS | BC_BMT_DSS | 230 | 44.578 | 21.4 | 701 | 840 | 301 | 185 | 0.040454 | 24.7196 | 8.4
478 | BC | 1 | BC_SGB_ISS | BC_SBK_DSS | 287 | 57 | 26.34 | 601 | 602 | 301 | 297 | 0.031978 | 31.2715 | 6.02
479 | BC | 1 | BC_SGB_ISS | BC_SBK_DSS | 287 | 57 | 26.34 | 601 | 602 | 301 | 297 | 0.031978 | 31.2715 | 6.02
480 | BC | 1 | BC_SKA_DSS | BC_RUP_DSS | 287 | 125.474 | 57.98 | 286 | 512 | 302 | 290 | 0.070391 | 14.2065 | 5.12
481 | BC | 1 | BC_SKA_DSS | BC_BQN_DSS | 287 | 340.69 | 157.42 | 843 | 1007 | 302 | 188 | 0.19112 | 5.2324 | 10.07
482 | BC | 1 | BC_SLS_DSS | BC_LAP_GSS | 230 | 4.669 | 2.24 | 378 | 459 | 303 | 246 | 0.0042344 | 236.1607 | 4.59
483 | BC | 1 | BC_SLS_DSS | BC_SGB_ISS | 230 | 14.655 | 7.03 | 725 | 861 | 303 | 301 | 0.013289 | 75.2489 | 8.61
484 | BC | 1 | BC_SLS_DSS | BC_SGB_ISS | 230 | 14.643 | 7.03 | 725 | 861 | 303 | 301 | 0.013289 | 75.2489 | 8.61
485 | BC | 1 | BC_SNK_DSS | BC_KGP_JCT | 230 | 29.745 | 14.28 | 388 | 459 | 304 | 236 | 0.026994 | 37.0448 | 4.59
486 | BC | 1 | BC_SNK_DSS | BC_SLS_DSS | 230 | 30.564 | 14.67 | 382 | 459 | 304 | 303 | 0.027732 | 36.06 | 4.59
487 | BC | 1 | BC_SPG_DSS | BC_MPT_DSS | 230 | 4.634 | 2.22 | 421 | 446 | 305 | 263 | 0.0041966 | 238.2883 | 4.46
488 | BC | 1 | BC_SRN_JCT | BC_SRN_ISS | 230 | 10 | 4.8 | 402 | 435 | 307 | 306 | 0.0090737 | 110.2083 | 4.35
489 | BC | 1 | BC_SRN_JCT | BC_SST_ISS | 230 | 40 | 19.2 | 402 | 435 | 307 | 308 | 0.036295 | 27.5521 | 4.35
490 | BC | 1 | BC_STV_DSS | BC_KI2_DSS | 230 | 16.723 | 8.03 | 296 | 390 | 309 | 239 | 0.01518 | 65.878 | 3.9
491 | BC | 1 | BC_SYH_JCT | BC_SYH_DSS | 230 | 0.044 | 0.02 | 783 | 934 | 313 | 312 | 3.7807e-05 | 26450 | 9.34
492 | BC | 1 | BC_SYH_JCT | BC_SYH_DSS | 230 | 0.05 | 0.02 | 402 | 435 | 313 | 312 | 3.7807e-05 | 26450 | 4.35
493 | BC | 1 | BC_SYH_JCT | BC_SYH_DSS | 230 | 0.078 | 0.04 | 402 | 435 | 313 | 312 | 7.5614e-05 | 13225 | 4.35
494 | BC | 1 | BC_SYH_JCT | BC_ARN_DSS | 230 | 16.85 | 8.09 | 767 | 921 | 313 | 176 | 0.015293 | 65.3894 | 9.21
495 | BC | 1 | BC_SYH_JCT | BC_ARN_DSS | 230 | 16.85 | 8.09 | 787 | 914 | 313 | 176 | 0.015293 | 65.3894 | 9.14
496 | BC | 1 | BC_SYH_JCT | BC_ARN_DSS | 230 | 16.88 | 8.1 | 233 | 341 | 313 | 176 | 0.015312 | 65.3086 | 3.41
497 | BC | 1 | BC_TAT_DSS | BC_RDC_ISS | 287 | 25 | 11.55 | 777 | 997 | 315 | 286 | 0.014022 | 71.3152 | 9.97
498 | BC | 1 | BC_TBY_TSS | BC_MTG_TSS | 230 | 67.24 | 32.28 | 565 | 599 | 316 | 268 | 0.061021 | 16.3879 | 5.99
499 | BC | 1 | BC_TIR_TSS | BC_TXW_TSS | 500 | 68.73 | 27.15 | 1456 | 2345 | 317 | 322 | 0.01086 | 92.081 | 23.45
500 | BC | 1 | BC_TIR_TSS | BC_TXW_TSS | 500 | 68.73 | 27.15 | 1465 | 2348 | 317 | 322 | 0.01086 | 92.081 | 23.48
501 | BC | 1 | BC_TIS_DSS | BC_BDH_JCT | 230 | 49.7 | 23.86 | 376 | 438 | 318 | 181 | 0.045104 | 22.171 | 4.38
502 | BC | 1 | BC_TIS_DSS | BC_RUT_JCT | 230 | 67.73 | 32.51 | 394 | 467 | 318 | 292 | 0.061456 | 16.2719 | 4.67
503 | BC | 1 | BC_TKW_DSS | BC_SKA_DSS | 500 | 142.789 | 56.4 | 1740 | 2410 | 319 | 302 | 0.02256 | 44.3262 | 24.1
504 | BC | 1 | BC_TLR_DSS | BC_BCR_ISS | 230 | 0.099 | 0.05 | 402 | 435 | 320 | 179 | 9.4518e-05 | 10580 | 4.35
505 | BC | 1 | BC_TLR_DSS | BC_QTY_GSS | 230 | 1 | 0.48 | 289 | 289 | 320 | 282 | 0.00090737 | 1102.0833 | 2.89
506 | BC | 1 | BC_TLR_DSS | BC_MRC_JCT | 230 | 20.38 | 9.78 | 378 | 459 | 320 | 265 | 0.018488 | 54.09 | 4.59
507 | BC | 1 | BC_TLR_DSS | BC_BLM_DSS | 230 | 28.034 | 13.46 | 378 | 459 | 320 | 183 | 0.025444 | 39.3016 | 4.59
508 | BC | 1 | BC_TXE_TSS | BC_TIR_TSS | 500 | 68.73 | 27.15 | 1456 | 2345 | 321 | 317 | 0.01086 | 92.081 | 23.45
509 | BC | 1 | BC_TXE_TSS | BC_TIR_TSS | 500 | 68.73 | 27.15 | 1465 | 2348 | 321 | 317 | 0.01086 | 92.081 | 23.48
510 | BC | 1 | BC_TXW_TSS | BC_NCT_TSS | 500 | 68.73 | 27.15 | 1030 | 1099 | 322 | 270 | 0.01086 | 92.081 | 10.99
511 | BC | 1 | BC_TXW_TSS | BC_NCT_TSS | 500 | 68.73 | 27.15 | 1030 | 1099 | 322 | 270 | 0.01086 | 92.081 | 10.99
512 | BC | 1 | BC_VAS_TSS | BC_SEL_TSS | 500 | 162.873 | 64.33 | 2835 | 3453 | 325 | 299 | 0.025732 | 38.8621 | 34.53
513 | BC | 1 | BC_VOL_JCT | BC_FKR_GSS | 287 | 40.5 | 18.71 | 461 | 461 | 329 | 215 | 0.022715 | 44.0241 | 4.61
514 | BC | 1 | BC_VOL_JCT | BC_VOL_GSS | 287 | 40.5 | 18.71 | 461 | 461 | 329 | 328 | 0.022715 | 44.0241 | 4.61
515 | BC | 1 | BC_WHS_TSS | BC_NLY_DSS | 230 | 21 | 10.08 | 397 | 460 | 333 | 273 | 0.019055 | 52.4802 | 4.6
516 | BC | 1 | BC_WLT_DSS | BC_HPN_DSS | 230 | 5.272 | 2.53 | 375 | 431 | 335 | 224 | 0.0047826 | 209.0909 | 4.31
517 | BC | 1 | BC_WSN_DSS | BC_SVY_DSS | 230 | 33.309 | 15.99 | 350 | 423 | 336 | 311 | 0.030227 | 33.0832 | 4.23
518 | BC | 1 | BC_WSN_DSS | BC_GLN_DSS | 500 | 174.722 | 69.02 | 1726 | 2475 | 336 | 218 | 0.027608 | 36.2214 | 24.75
519 | BC | 1 | BC_WSN_DSS | BC_KLY_DSS | 500 | 330.078 | 130.38 | 1998 | 2588 | 336 | 241 | 0.052152 | 19.1747 | 25.88
520 | BC | 1 | BC_WSN_DSS | BC_KLY_DSS | 500 | 330.075 | 130.38 | 1949 | 2689 | 336 | 241 | 0.052152 | 19.1747 | 26.89
521 | BC | 1 | BC_WSN_DSS | BC_KLY_DSS | 500 | 330.139 | 130.4 | 2638 | 3560 | 336 | 241 | 0.05216 | 19.1718 | 35.6
522 | BC | 1 | BC_WTS_TSS | BC_BTS_TSS | 230 | 25 | 12 | 402 | 435 | 337 | 194 | 0.022684 | 44.0833 | 4.35
523 | MB | 1 | MB_ANO_DSS | MB_TCA_DSS | 115 | 78.246 | 32.64 | 98 | 108 | 338 | 402 | 0.24681 | 4.0518 | 1.08
524 | MB | 1 | MB_ASH_DSS | MB_VML_DSS | 230 | 130.572 | 62.67 | 314 | 340 | 339 | 406 | 0.11847 | 8.441 | 3.4
525 | MB | 1 | MB_ASH_DSS | MB_RSR_DSS | 230 | 170 | 81.6 | 264 | 286 | 339 | 388 | 0.15425 | 6.4828 | 2.86
526 | MB | 1 | MB_ASH_DSS | MB_DSY_DSS | 230 | 171.526 | 82.33 | 262 | 284 | 339 | 350 | 0.15563 | 6.4254 | 2.84
527 | MB | 1 | MB_ASH_DSS | MB_RKW_DSS | 230 | 233.782 | 112.22 | 214 | 232 | 339 | 386 | 0.21214 | 4.714 | 2.32
528 | MB | 1 | MB_BCT_DSS | MB_MYS_DSS | 230 | 4.05 | 1.94 | 402 | 435 | 340 | 372 | 0.0036673 | 272.6804 | 4.35
529 | MB | 1 | MB_BKH_DSS | MB_SKK_GSS | 115 | 74.94 | 31.26 | 98 | 108 | 341 | 394 | 0.23637 | 4.2306 | 1.08
530 | MB | 1 | MB_BRT_DSS | MB_SLK_DSS | 115 | 105 | 43.8 | 89 | 98 | 342 | 395 | 0.33119 | 3.0194 | 0.98
531 | MB | 1 | MB_BSJ_DSS | MB_TCA_DSS | 115 | 55 | 22.94 | 98 | 108 | 343 | 402 | 0.17346 | 5.765 | 1.08
532 | MB | 1 | MB_BSJ_DSS | MB_TCA_DSS | 115 | 55 | 22.94 | 98 | 108 | 343 | 402 | 0.17346 | 5.765 | 1.08
533 | MB | 1 | MB_BTS_DSS | MB_RVL_DSS | 230 | 32.287 | 15.5 | 402 | 435 | 344 | 391 | 0.029301 | 34.129 | 4.35
534 | MB | 1 | MB_BTS_DSS | MB_VDW_DSS | 230 | 57.299 | 27.5 | 402 | 435 | 344 | 404 | 0.051985 | 19.2364 | 4.35
535 | MB | 1 | MB_CBP_DSS | MB_CFL_DSS | 230 | 130.67 | 62.72 | 314 | 340 | 345 | 346 | 0.11856 | 8.4343 | 3.4
536 | MB | 1 | MB_CNW_DSS | MB_SEE_DSS | 230 | 120.31 | 57.75 | 332 | 359 | 347 | 393 | 0.10917 | 9.1602 | 3.59
537 | MB | 1 | MB_DSY_CSS | XX_MBUS3_INT | 500 | 213 | 84.14 | 883 | 883 | 349 | 1199 | 0.033656 | 29.7124 | 8.83
538 | MB | 1 | MB_DSY_DSS | MB_DSY_CSS | 230 | 0.211 | 0.1 | 402 | 435 | 350 | 349 | 0.00018904 | 5290 | 4.35
539 | MB | 1 | MB_DSY_DSS | MB_DSY_CSS | 230 | 0.211 | 0.1 | 402 | 435 | 350 | 349 | 0.00018904 | 5290 | 4.35
540 | MB | 1 | MB_DSY_DSS | MB_RSR_DSS | 230 | 19.586 | 9.4 | 402 | 435 | 350 | 388 | 0.017769 | 56.2766 | 4.35
541 | MB | 1 | MB_DSY_DSS | MB_RSR_DSS | 230 | 19.586 | 9.4 | 402 | 435 | 350 | 388 | 0.017769 | 56.2766 | 4.35
542 | MB | 1 | MB_DSY_DSS | MB_RSR_DSS | 230 | 19.586 | 9.4 | 402 | 435 | 350 | 388 | 0.017769 | 56.2766 | 4.35
543 | MB | 1 | MB_DSY_DSS | MB_LAV_DSS | 230 | 27.005 | 12.96 | 402 | 435 | 350 | 362 | 0.024499 | 40.8179 | 4.35
544 | MB | 1 | MB_DSY_DSS | MB_LAV_DSS | 230 | 27.005 | 12.96 | 402 | 435 | 350 | 362 | 0.024499 | 40.8179 | 4.35
545 | MB | 1 | MB_DSY_DSS | MB_LAV_DSS | 230 | 27.005 | 12.96 | 402 | 435 | 350 | 362 | 0.024499 | 40.8179 | 4.35
546 | MB | 1 | MB_DSY_DSS | MB_RGW_DSS | 230 | 32.87 | 15.78 | 402 | 435 | 350 | 383 | 0.02983 | 33.5234 | 4.35
547 | MB | 1 | MB_DSY_DSS | MB_RIL_CSS | 500 | 50.042 | 19.77 | 2550 | 3225 | 350 | 384 | 0.007908 | 126.4542 | 32.25
548 | MB | 1 | MB_DSY_DSS | MB_STV_DSS | 230 | 53.995 | 25.92 | 402 | 435 | 350 | 399 | 0.048998 | 20.409 | 4.35
549 | MB | 1 | MB_DSY_DSS | MB_WMZ_DSS | 230 | 66 | 31.68 | 402 | 435 | 350 | 408 | 0.059887 | 16.6982 | 4.35
550 | MB | 1 | MB_DSY_DSS | MB_PGS_DSS | 230 | 66.663 | 32 | 402 | 435 | 350 | 376 | 0.060491 | 16.5312 | 4.35
551 | MB | 1 | MB_DSY_DSS | MB_STL_GSS | 230 | 130.264 | 62.53 | 315 | 341 | 350 | 398 | 0.1182 | 8.4599 | 3.41
552 | MB | 1 | MB_DSY_DSS | MB_NPW_DSS | 230 | 169.889 | 81.55 | 264 | 286 | 350 | 373 | 0.15416 | 6.4868 | 2.86
553 | MB | 1 | MB_ESK_DSS | MB_SKK_GSS | 115 | 72.5 | 30.24 | 98 | 108 | 351 | 394 | 0.22866 | 4.3733 | 1.08
554 | MB | 1 | MB_GBS_DSS | MB_CNW_DSS | 230 | 64.249 | 30.84 | 402 | 435 | 352 | 347 | 0.058299 | 17.153 | 4.35
555 | MB | 1 | MB_GBS_DSS | XX_MBUS5_INT | 230 | 95 | 45.6 | 700 | 700 | 352 | 1201 | 0.0862 | 11.6009 | 7
556 | MB | 1 | MB_GFS_ISS | MB_RSR_DSS | 115 | 31.023 | 12.94 | 98 | 108 | 353 | 388 | 0.097845 | 10.2202 | 1.08
557 | MB | 1 | MB_GLL_DSS | MB_PKD_DSS | 115 | 84.58 | 35.28 | 98 | 108 | 354 | 377 | 0.26677 | 3.7486 | 1.08
558 | MB | 1 | MB_GRF_GSS | MB_PNF_GSS | 115 | 19.148 | 7.99 | 98 | 108 | 355 | 378 | 0.060416 | 16.5519 | 1.08
559 | MB | 1 | MB_GRF_GSS | MB_BKH_DSS | 115 | 74.94 | 31.26 | 98 | 108 | 355 | 341 | 0.23637 | 4.2306 | 1.08
560 | MB | 1 | MB_GRF_GSS | MB_SKK_GSS | 115 | 74.941 | 31.26 | 98 | 108 | 355 | 394 | 0.23637 | 4.2306 | 1.08
561 | MB | 1 | MB_GRP_GSS | MB_OVL_DSS | 230 | 144.342 | 69.28 | 294 | 318 | 356 | 375 | 0.13096 | 7.6357 | 3.18
562 | MB | 1 | MB_GRP_GSS | MB_WLR_DSS | 230 | 175 | 84 | 259 | 280 | 356 | 407 | 0.15879 | 6.2976 | 2.8
563 | MB | 1 | MB_GRP_GSS | MB_ASH_DSS | 230 | 235.904 | 113.23 | 213 | 230 | 356 | 339 | 0.21405 | 4.6719 | 2.3
564 | MB | 1 | MB_GRP_GSS | MB_ASH_DSS | 230 | 235.904 | 113.23 | 213 | 230 | 356 | 339 | 0.21405 | 4.6719 | 2.3
565 | MB | 1 | MB_GRP_GSS | MB_VML_DSS | 230 | 254.696 | 122.25 | 202 | 219 | 356 | 406 | 0.2311 | 4.3272 | 2.19
566 | MB | 1 | MB_HBL_DSS | MB_CFL_DSS | 230 | 134.784 | 64.7 | 308 | 333 | 357 | 346 | 0.12231 | 8.1762 | 3.33
567 | MB | 1 | MB_HBL_DSS | MB_RLI_DSS | 230 | 166.536 | 79.94 | 268 | 290 | 357 | 387 | 0.15112 | 6.6175 | 2.9
568 | MB | 1 | MB_HDY_CSS | MB_LSP_SWS | 230 | 20 | 9.6 | 402 | 435 | 358 | 367 | 0.018147 | 55.1042 | 4.35
569 | MB | 1 | MB_HDY_CSS | MB_LSP_SWS | 230 | 20 | 9.6 | 402 | 435 | 358 | 367 | 0.018147 | 55.1042 | 4.35
570 | MB | 1 | MB_HDY_CSS | MB_LSP_SWS | 230 | 20 | 9.6 | 402 | 435 | 358 | 367 | 0.018147 | 55.1042 | 4.35
571 | MB | 1 | MB_HDY_CSS | MB_RDS_CSS | 230 | 42 | 20.16 | 402 | 435 | 358 | 382 | 0.03811 | 26.2401 | 4.35
572 | MB | 1 | MB_HDY_CSS | MB_DSY_CSS | 500 | 937 | 0.111 | 1000 | 1000 | 358 | 349 | 4.44e-05 | 22522.5225 | 10
573 | MB | 1 | MB_HDY_CSS | MB_DSY_CSS | 500 | 937 | 0.111 | 1000 | 1000 | 358 | 349 | 4.44e-05 | 22522.5225 | 10
574 | MB | 1 | MB_JPG_GSS | MB_PTN_DSS | 230 | 79.283 | 38.06 | 402 | 435 | 359 | 379 | 0.071947 | 13.8991 | 4.35
575 | MB | 1 | MB_KLT_TSS | MB_BCT_DSS | 230 | 98.658 | 47.36 | 378 | 409 | 360 | 340 | 0.089527 | 11.1698 | 4.09
576 | MB | 1 | MB_KLT_TSS | MB_MYS_DSS | 230 | 105 | 50.4 | 363 | 393 | 360 | 372 | 0.095274 | 10.496 | 3.93
577 | MB | 1 | MB_KWT_CSS | MB_HDY_CSS | 230 | 27 | 12.96 | 402 | 435 | 361 | 358 | 0.024499 | 40.8179 | 4.35
578 | MB | 1 | MB_KWT_CSS | MB_HDY_CSS | 230 | 27 | 12.96 | 402 | 435 | 361 | 358 | 0.024499 | 40.8179 | 4.35
579 | MB | 1 | MB_KWT_CSS | MB_HDY_CSS | 230 | 27 | 12.96 | 402 | 435 | 361 | 358 | 0.024499 | 40.8179 | 4.35
580 | MB | 1 | MB_KWT_CSS | MB_HDY_CSS | 230 | 27 | 12.96 | 402 | 435 | 361 | 358 | 0.024499 | 40.8179 | 4.35
581 | MB | 1 | MB_KWT_CSS | MB_LSP_SWS | 230 | 60 | 28.8 | 402 | 435 | 361 | 367 | 0.054442 | 18.3681 | 4.35
582 | MB | 1 | MB_KWT_CSS | MB_RIL_CSS | 500 | 1376 | 0.111 | 1000 | 1000 | 361 | 384 | 4.44e-05 | 22522.5225 | 10
583 | MB | 1 | MB_KWT_CSS | MB_RIL_CSS | 500 | 1376 | 0.111 | 1000 | 1000 | 361 | 384 | 4.44e-05 | 22522.5225 | 10
584 | MB | 1 | MB_LAV_DSS | MB_STV_DSS | 230 | 37 | 17.76 | 402 | 435 | 362 | 399 | 0.033573 | 29.786 | 4.35
585 | MB | 1 | MB_LAV_DSS | MB_LTL_DSS | 230 | 80.028 | 38.41 | 402 | 435 | 362 | 368 | 0.072609 | 13.7725 | 4.35
586 | MB | 1 | MB_LDB_DSS | MB_GRF_GSS | 115 | 25.8 | 10.76 | 98 | 108 | 363 | 355 | 0.081361 | 12.2909 | 1.08
587 | MB | 1 | MB_LIB_DSS | MB_PKD_DSS | 115 | 84.58 | 35.28 | 98 | 108 | 364 | 377 | 0.26677 | 3.7486 | 1.08
588 | MB | 1 | MB_LMS_GSS | MB_HDY_CSS | 230 | 2 | 0.96 | 402 | 435 | 365 | 358 | 0.0018147 | 551.0417 | 4.35
589 | MB | 1 | MB_LMS_GSS | MB_HDY_CSS | 230 | 2 | 0.96 | 402 | 435 | 365 | 358 | 0.0018147 | 551.0417 | 4.35
590 | MB | 1 | MB_LMS_GSS | MB_HDY_CSS | 230 | 2 | 0.96 | 402 | 435 | 365 | 358 | 0.0018147 | 551.0417 | 4.35
591 | MB | 1 | MB_LMS_GSS | MB_HDY_CSS | 230 | 2 | 0.96 | 402 | 435 | 365 | 358 | 0.0018147 | 551.0417 | 4.35
592 | MB | 1 | MB_LMS_GSS | MB_HDY_CSS | 230 | 2 | 0.96 | 402 | 435 | 365 | 358 | 0.0018147 | 551.0417 | 4.35
593 | MB | 1 | MB_LSP_GSS | MB_LSP_SWS | 230 | 0.2 | 0.1 | 402 | 435 | 366 | 367 | 0.00018904 | 5290 | 4.35
594 | MB | 1 | MB_LSP_GSS | MB_LSP_SWS | 230 | 0.2 | 0.1 | 402 | 435 | 366 | 367 | 0.00018904 | 5290 | 4.35
595 | MB | 1 | MB_LSP_GSS | MB_LSP_SWS | 230 | 0.2 | 0.1 | 402 | 435 | 366 | 367 | 0.00018904 | 5290 | 4.35
596 | MB | 1 | MB_LSP_GSS | MB_LSP_SWS | 230 | 0.2 | 0.1 | 402 | 435 | 366 | 367 | 0.00018904 | 5290 | 4.35
597 | MB | 1 | MB_LSP_GSS | MB_LSP_SWS | 230 | 0.2 | 0.1 | 402 | 435 | 366 | 367 | 0.00018904 | 5290 | 4.35
598 | MB | 1 | MB_LTL_DSS | XX_MBUS1_INT | 230 | 16 | 7.68 | 100 | 100 | 368 | 1197 | 0.014518 | 68.8802 | 1
599 | MB | 1 | MB_LTL_DSS | MB_DSL_DSS | 230 | 75 | 36 | 402 | 435 | 368 | 348 | 0.068053 | 14.6944 | 4.35
600 | MB | 1 | MB_LTL_DSS | MB_STV_DSS | 230 | 119 | 57.12 | 334 | 361 | 368 | 399 | 0.10798 | 9.2612 | 3.61
601 | MB | 1 | MB_MIN_DSS | MB_VML_DSS | 230 | 132.995 | 63.84 | 310 | 336 | 371 | 406 | 0.12068 | 8.2863 | 3.36
602 | MB | 1 | MB_NPW_DSS | MB_CNW_DSS | 230 | 57.202 | 27.46 | 402 | 435 | 373 | 347 | 0.051909 | 19.2644 | 4.35
603 | MB | 1 | MB_OKB_DSS | MB_TYN_DSS | 115 | 72.5 | 30.24 | 98 | 108 | 374 | 403 | 0.22866 | 4.3733 | 1.08
604 | MB | 1 | MB_OVL_DSS | MB_RLI_DSS | 230 | 54.416 | 26.12 | 402 | 435 | 375 | 387 | 0.049376 | 20.2527 | 4.35
605 | MB | 1 | MB_OVL_DSS | MB_MIN_DSS | 230 | 146.604 | 70.37 | 291 | 315 | 375 | 371 | 0.13302 | 7.5174 | 3.15
606 | MB | 1 | MB_PGS_DSS | MB_WMZ_DSS | 230 | 125 | 60 | 323 | 350 | 376 | 408 | 0.11342 | 8.8167 | 3.5
607 | MB | 1 | MB_PKD_DSS | MB_RKW_DSS | 115 | 10.951 | 4.57 | 98 | 108 | 377 | 386 | 0.034556 | 28.9387 | 1.08
608 | MB | 1 | MB_PKD_DSS | MB_MCY_DSS | 115 | 15 | 6.26 | 98 | 108 | 377 | 370 | 0.047335 | 21.1262 | 1.08
609 | MB | 1 | MB_PKD_DSS | MB_RSR_DSS | 115 | 15.39 | 6.42 | 98 | 108 | 377 | 388 | 0.048544 | 20.5997 | 1.08
610 | MB | 1 | MB_PKD_DSS | MB_RSR_DSS | 115 | 15.39 | 6.42 | 98 | 108 | 377 | 388 | 0.048544 | 20.5997 | 1.08
611 | MB | 1 | MB_PNF_GSS | MB_MCF_GSS | 115 | 28.48 | 11.88 | 98 | 108 | 378 | 369 | 0.08983 | 11.1322 | 1.08
612 | MB | 1 | MB_PNF_GSS | MB_LIB_DSS | 115 | 84.58 | 35.28 | 98 | 108 | 378 | 364 | 0.26677 | 3.7486 | 1.08
613 | MB | 1 | MB_PNF_GSS | MB_GLL_DSS | 115 | 84.58 | 35.28 | 98 | 108 | 378 | 354 | 0.26677 | 3.7486 | 1.08
614 | MB | 1 | MB_PTN_DSS | MB_HBL_DSS | 230 | 63.715 | 30.58 | 402 | 435 | 379 | 357 | 0.057807 | 17.2989 | 4.35
615 | MB | 1 | MB_PTN_DSS | MB_MYS_DSS | 230 | 153.187 | 73.53 | 283 | 306 | 379 | 372 | 0.139 | 7.1943 | 3.06
616 | MB | 1 | MB_RCH_DSS | MB_RGW_DSS | 230 | 63.715 | 30.58 | 402 | 435 | 381 | 383 | 0.057807 | 17.2989 | 4.35
617 | MB | 1 | MB_RCH_DSS | XX_MBUS4_INT | 230 | 100 | 48 | 175 | 175 | 381 | 1200 | 0.090737 | 11.0208 | 1.75
618 | MB | 1 | MB_RDS_CSS | MB_LSP_SWS | 230 | 20 | 9.6 | 402 | 435 | 382 | 367 | 0.018147 | 55.1042 | 4.35
619 | MB | 1 | MB_RDS_CSS | MB_LSP_SWS | 230 | 20 | 9.6 | 402 | 435 | 382 | 367 | 0.018147 | 55.1042 | 4.35
620 | MB | 1 | MB_RDS_CSS | MB_LSP_SWS | 230 | 20 | 9.6 | 402 | 435 | 382 | 367 | 0.018147 | 55.1042 | 4.35
621 | MB | 1 | MB_RDS_CSS | MB_KLT_TSS | 230 | 130.199 | 62.5 | 315 | 341 | 382 | 360 | 0.11815 | 8.464 | 3.41
622 | MB | 1 | MB_RDS_CSS | MB_DSY_CSS | 464 | 895 | 0.111 | 927 | 927 | 382 | 349 | 5.1557e-05 | 19396.036 | 9.27
623 | MB | 1 | MB_RDS_CSS | MB_DSY_CSS | 464 | 895 | 0.111 | 927 | 927 | 382 | 349 | 5.1557e-05 | 19396.036 | 9.27
624 | MB | 1 | MB_RIL_CSS | XX_MBUS2_INT | 500 | 160 | 63.2 | 700 | 700 | 384 | 1198 | 0.02528 | 39.557 | 7
625 | MB | 1 | MB_RIL_DSS | MB_STV_DSS | 230 | 7.614 | 3.65 | 402 | 435 | 385 | 399 | 0.0068998 | 144.9315 | 4.35
626 | MB | 1 | MB_RIL_DSS | MB_STV_DSS | 230 | 7.614 | 3.65 | 402 | 435 | 385 | 399 | 0.0068998 | 144.9315 | 4.35
627 | MB | 1 | MB_RIL_DSS | MB_RGW_DSS | 230 | 12.474 | 5.99 | 402 | 435 | 385 | 383 | 0.011323 | 88.3139 | 4.35
628 | MB | 1 | MB_RIL_DSS | MB_RGW_DSS | 230 | 12.474 | 5.99 | 402 | 435 | 385 | 383 | 0.011323 | 88.3139 | 4.35
629 | MB | 1 | MB_RIL_DSS | MB_RCH_DSS | 230 | 134 | 64.32 | 309 | 334 | 385 | 381 | 0.12159 | 8.2245 | 3.34
630 | MB | 1 | MB_RLI_DSS | MB_CBP_DSS | 230 | 130.67 | 62.72 | 314 | 340 | 387 | 345 | 0.11856 | 8.4343 | 3.4
631 | MB | 1 | MB_RSR_DSS | MB_RKW_DSS | 230 | 12.523 | 6.01 | 402 | 435 | 388 | 386 | 0.011361 | 88.02 | 4.35
632 | MB | 1 | MB_RSR_DSS | MB_RGW_DSS | 230 | 16.443 | 7.89 | 402 | 435 | 388 | 383 | 0.014915 | 67.0469 | 4.35
633 | MB | 1 | MB_RST_DSS | MB_VDW_DSS | 230 | 48.001 | 23.04 | 402 | 435 | 389 | 404 | 0.043554 | 22.9601 | 4.35
634 | MB | 1 | MB_RTH_JCT | MB_LDB_DSS | 115 | 4.2 | 1.75 | 98 | 108 | 390 | 363 | 0.013233 | 75.5714 | 1.08
635 | MB | 1 | MB_RTH_JCT | MB_SDC_DSS | 115 | 30 | 12.51 | 98 | 108 | 390 | 392 | 0.094594 | 10.5715 | 1.08
636 | MB | 1 | MB_SDC_DSS | MB_BSJ_DSS | 115 | 10 | 4.17 | 98 | 108 | 392 | 343 | 0.031531 | 31.7146 | 1.08
637 | MB | 1 | MB_SEE_DSS | MB_RST_DSS | 230 | 120.31 | 57.75 | 332 | 359 | 393 | 389 | 0.10917 | 9.1602 | 3.59
638 | MB | 1 | MB_SKK_GSS | MB_MCY_DSS | 115 | 4.973 | 2.07 | 98 | 108 | 394 | 370 | 0.015652 | 63.8889 | 1.08
639 | MB | 1 | MB_SKK_GSS | MB_PKD_DSS | 115 | 21.335 | 8.9 | 98 | 108 | 394 | 377 | 0.067297 | 14.8596 | 1.08
640 | MB | 1 | MB_SLV_DSS | MB_RSR_DSS | 230 | 109.852 | 52.73 | 352 | 381 | 396 | 388 | 0.099679 | 10.0322 | 3.81
641 | MB | 1 | MB_STJ_GSS | MB_LTL_DSS | 230 | 5 | 2.4 | 402 | 435 | 397 | 368 | 0.0045369 | 220.4167 | 4.35
642 | MB | 1 | MB_STL_GSS | MB_GBS_DSS | 230 | 51.986 | 24.95 | 402 | 435 | 398 | 352 | 0.047164 | 21.2024 | 4.35
643 | MB | 1 | MB_STL_GSS | MB_STY_DSS | 230 | 91.903 | 44.11 | 396 | 429 | 398 | 400 | 0.083384 | 11.9927 | 4.29
644 | MB | 1 | MB_STV_DSS | MB_DSL_DSS | 230 | 41.21 | 19.78 | 402 | 435 | 399 | 348 | 0.037391 | 26.7442 | 4.35
645 | MB | 1 | MB_STY_DSS | MB_LTL_DSS | 230 | 102.708 | 49.3 | 368 | 398 | 400 | 368 | 0.093195 | 10.7302 | 3.98
646 | MB | 1 | MB_SVS_GSS | MB_WSL_DSS | 115 | 2.381 | 0.99 | 98 | 108 | 401 | 410 | 0.0074858 | 133.5859 | 1.08
647 | MB | 1 | MB_SVS_GSS | MB_WSL_DSS | 115 | 2.77 | 1.16 | 98 | 108 | 401 | 410 | 0.0087713 | 114.0086 | 1.08
648 | MB | 1 | MB_SVS_GSS | MB_WSL_DSS | 115 | 2.77 | 1.16 | 98 | 108 | 401 | 410 | 0.0087713 | 114.0086 | 1.08
649 | MB | 1 | MB_SVS_GSS | MB_WSL_DSS | 115 | 3.596 | 1.5 | 98 | 108 | 401 | 410 | 0.011342 | 88.1667 | 1.08
650 | MB | 1 | MB_SVS_GSS | MB_RTH_JCT | 115 | 13.43 | 5.6 | 98 | 108 | 401 | 390 | 0.042344 | 23.6161 | 1.08
651 | MB | 1 | MB_SVS_GSS | MB_MCF_GSS | 115 | 37.616 | 15.69 | 98 | 108 | 401 | 369 | 0.11864 | 8.4289 | 1.08
652 | MB | 1 | MB_SVS_GSS | MB_TCA_DSS | 115 | 78.246 | 32.64 | 98 | 108 | 401 | 402 | 0.24681 | 4.0518 | 1.08
653 | MB | 1 | MB_SVS_GSS | MB_VIV_DSS | 115 | 78.246 | 32.64 | 98 | 108 | 401 | 405 | 0.24681 | 4.0518 | 1.08
654 | MB | 1 | MB_SVS_GSS | MB_BRT_DSS | 115 | 105 | 43.8 | 89 | 98 | 401 | 342 | 0.33119 | 3.0194 | 0.98
655 | MB | 1 | MB_TCA_DSS | MB_GFS_ISS | 115 | 31.023 | 12.94 | 98 | 108 | 402 | 353 | 0.097845 | 10.2202 | 1.08
656 | MB | 1 | MB_TCA_DSS | MB_OKB_DSS | 115 | 72.5 | 30.24 | 98 | 108 | 402 | 374 | 0.22866 | 4.3733 | 1.08
657 | MB | 1 | MB_TYN_DSS | MB_ESK_DSS | 115 | 72.5 | 30.24 | 98 | 108 | 403 | 351 | 0.22866 | 4.3733 | 1.08
658 | MB | 1 | MB_VIV_DSS | MB_ANO_DSS | 115 | 78.246 | 32.64 | 98 | 108 | 405 | 338 | 0.24681 | 4.0518 | 1.08
659 | MB | 1 | MB_VIV_DSS | MB_RCH_DSS | 230 | 134 | 64.32 | 309 | 334 | 405 | 381 | 0.12159 | 8.2245 | 3.34
660 | MB | 1 | MB_VML_DSS | MB_RBL_DSS | 230 | 89.262 | 42.85 | 402 | 435 | 406 | 380 | 0.081002 | 12.3454 | 4.35
661 | MB | 1 | MB_VML_DSS | MB_RVL_DSS | 230 | 100.278 | 48.13 | 374 | 405 | 406 | 391 | 0.090983 | 10.9911 | 4.05
662 | MB | 1 | MB_WLR_DSS | MB_PTN_DSS | 230 | 175 | 84 | 259 | 280 | 407 | 379 | 0.15879 | 6.2976 | 2.8
663 | MB | 1 | MB_WMZ_DSS | MB_CNW_DSS | 230 | 125 | 60 | 323 | 350 | 408 | 347 | 0.11342 | 8.8167 | 3.5
664 | MB | 1 | MB_WSK_GSS | MB_BCT_DSS | 230 | 45.295 | 21.74 | 402 | 435 | 409 | 340 | 0.041096 | 24.333 | 4.35
665 | MB | 1 | MB_WSK_GSS | MB_HBL_DSS | 230 | 138.785 | 66.62 | 302 | 327 | 409 | 357 | 0.12594 | 7.9406 | 3.27
666 | MB | 1 | MB_WSK_GSS | MB_HBL_DSS | 230 | 138.785 | 66.62 | 302 | 327 | 409 | 357 | 0.12594 | 7.9406 | 3.27
667 | MB | 1 | MB_WSL_DSS | MB_TCA_DSS | 115 | 76.25 | 31.81 | 98 | 108 | 410 | 402 | 0.24053 | 4.1575 | 1.08
668 | MB | 1 | MB_WSL_DSS | MB_TCA_DSS | 115 | 76.253 | 31.81 | 98 | 108 | 410 | 402 | 0.24053 | 4.1575 | 1.08
669 | MB | 1 | MB_WSL_DSS | ON_KNO_TSS | 230 | 132 | 63.36 | 312 | 338 | 410 | 691 | 0.11977 | 8.3491 | 3.38
670 | MB | 1 | MB_WSL_DSS | ON_KNO_TSS | 230 | 132 | 63.36 | 312 | 338 | 410 | 691 | 0.11977 | 8.3491 | 3.38
671 | NB | 1 | NB_6432_DSS | NB_HBNK_TSS | 230 | 74 | 35.52 | 402 | 435 | 411 | 418 | 0.067146 | 14.893 | 4.35
672 | NB | 1 | NB_6432_DSS | NB_NWCS_TSS | 345 | 100 | 44.38 | 909 | 1188 | 411 | 424 | 0.037286 | 26.8195 | 11.88
673 | NB | 1 | NB_6514_DSS | NB_MCNR_TSS | 138 | 51 | 22.11 | 141 | 156 | 412 | 420 | 0.1161 | 8.6133 | 1.56
674 | NB | 1 | NB_6514_DSS | NB_MCNR_TSS | 138 | 51 | 22.11 | 141 | 156 | 412 | 420 | 0.1161 | 8.6133 | 1.56
675 | NB | 1 | NB_BELL_TSS | NB_BELL_GSS | 345 | 10 | 4.44 | 975 | 1275 | 414 | 413 | 0.0037303 | 268.0743 | 12.75
676 | NB | 1 | NB_BELL_TSS | NB_6432_DSS | 345 | 49 | 21.75 | 975 | 1275 | 414 | 411 | 0.018273 | 54.7241 | 12.75
677 | NB | 1 | NB_CLCV_GSS | NB_PLPR_GSS | 345 | 29 | 12.87 | 975 | 1275 | 415 | 425 | 0.010813 | 92.4825 | 12.75
678 | NB | 1 | NB_CLCV_GSS | NB_KSWK_TSS | 345 | 117 | 51.92 | 819 | 1071 | 415 | 419 | 0.043621 | 22.9247 | 10.71
679 | NB | 1 | NB_EDMN_TSS | NB_SADR_TSS | 345 | 40 | 17.75 | 975 | 1275 | 416 | 426 | 0.014913 | 67.0563 | 12.75
680 | NB | 1 | NB_EELR_TSS | NB_BELL_TSS | 345 | 47 | 20.86 | 975 | 1275 | 417 | 414 | 0.017526 | 57.059 | 12.75
681 | NB | 1 | NB_EELR_TSS | NB_6432_DSS | 230 | 86 | 41.28 | 402 | 435 | 417 | 411 | 0.078034 | 12.8149 | 4.35
682 | NB | 1 | NB_HBNK_TSS | NB_NWCS_TSS | 230 | 74 | 35.52 | 402 | 435 | 418 | 424 | 0.067146 | 14.893 | 4.35
683 | NB | 1 | NB_KSWK_TSS | XX_NBUS5_INT | 345 | 80.5 | 35.73 | 700 | 700 | 419 | 1202 | 0.030019 | 33.3123 | 7
684 | NB | 1 | NB_KSWK_TSS | NB_NWCS_TSS | 230 | 145 | 69.6 | 293 | 317 | 419 | 424 | 0.13157 | 7.6006 | 3.17
685 | NB | 1 | NB_MCNR_TSS | PE_RCV_TSS | 138 | 20.7 | 8.97 | 141 | 156 | 420 | 953 | 0.047101 | 21.2308 | 1.56
686 | NB | 1 | NB_MCNR_TSS | PE_RCV_TSS | 138 | 20.7 | 8.97 | 141 | 156 | 420 | 953 | 0.047101 | 21.2308 | 1.56
687 | NB | 1 | NB_MLBK_GSS | NB_HBNK_TSS | 230 | 13 | 6.24 | 402 | 435 | 421 | 418 | 0.011796 | 84.7756 | 4.35
688 | NB | 1 | NB_MRMK_TSS | NB_6514_DSS | 138 | 51 | 22.11 | 141 | 156 | 422 | 412 | 0.1161 | 8.6133 | 1.56
689 | NB | 1 | NB_MRMK_TSS | NB_6514_DSS | 138 | 51 | 22.11 | 141 | 156 | 422 | 412 | 0.1161 | 8.6133 | 1.56
690 | NB | 1 | NB_MRMK_TSS | NS_67N_DSS | 345 | 121 | 53.7 | 801 | 1048 | 422 | 459 | 0.045117 | 22.1648 | 10.48
691 | NB | 1 | NB_MRMK_TSS | NS_67N_DSS | 345 | 121 | 53.7 | 801 | 1048 | 422 | 459 | 0.045117 | 22.1648 | 10.48
692 | NB | 1 | NB_NRTN_TSS | NB_CLCV_GSS | 345 | 96 | 42.6 | 934 | 1221 | 423 | 415 | 0.035791 | 27.9401 | 12.21
693 | NB | 1 | NB_NWCS_TSS | NB_SLBY_TSS | 345 | 125 | 55.47 | 784 | 1026 | 424 | 427 | 0.046604 | 21.4575 | 10.26
694 | NB | 1 | NB_PLPR_GSS | XX_NBUS6_INT | 345 | 95.5 | 42.38 | 0 | 0 | 425 | 1203 | 0.035606 | 28.0852 | 0
695 | NB | 1 | NB_PLPR_GSS | NB_KSWK_TSS | 345 | 135 | 59.91 | 746 | 975 | 425 | 419 | 0.050334 | 19.8673 | 9.75
696 | NB | 1 | NB_SADR_TSS | NB_EELR_TSS | 345 | 141 | 62.58 | 724 | 947 | 426 | 417 | 0.052577 | 19.0197 | 9.47
697 | NB | 1 | NB_SADR_TSS | NB_KSWK_TSS | 345 | 160 | 71.01 | 667 | 872 | 426 | 419 | 0.05966 | 16.7617 | 8.72
698 | NB | 1 | NB_SLBY_TSS | NB_MRMK_TSS | 138 | 40 | 17.34 | 141 | 156 | 427 | 422 | 0.091052 | 10.9827 | 1.56
699 | NB | 1 | NB_SLBY_TSS | NB_MRMK_TSS | 345 | 40 | 17.75 | 975 | 1275 | 427 | 422 | 0.014913 | 67.0563 | 12.75
700 | NB | 1 | NB_SLBY_TSS | NB_MRMK_TSS | 345 | 40 | 17.75 | 975 | 1275 | 427 | 422 | 0.014913 | 67.0563 | 12.75
701 | NB | 1 | NB_SLBY_TSS | NB_NRTN_TSS | 345 | 75 | 33.28 | 975 | 1275 | 427 | 423 | 0.027961 | 35.7647 | 12.75
702 | NB | 1 | NB_SLBY_TSS | NB_KSWK_TSS | 230 | 147 | 70.56 | 291 | 314 | 427 | 419 | 0.13338 | 7.4972 | 3.14
703 | NL | 1 | NL_BB2_TSS | NL_STV_GSS | 230 | 21 | 10.08 | 277 | 333 | 428 | 446 | 0.019055 | 52.4802 | 3.33
704 | NL | 1 | NL_BB2_TSS | NL_BUC_DSS | 230 | 135.85 | 65.21 | 277 | 333 | 428 | 431 | 0.12327 | 8.1123 | 3.33
705 | NL | 1 | NL_BB2_TSS | NL_GCL_TSS | 230 | 155 | 74.4 | 281 | 304 | 428 | 437 | 0.14064 | 7.1102 | 3.04
706 | NL | 1 | NL_BD1_GSS | NL_SUN_TSS | 230 | 142 | 68.16 | 277 | 333 | 429 | 449 | 0.12885 | 7.7612 | 3.33
707 | NL | 1 | NL_BD1_GSS | NL_WAV_DSS | 230 | 188 | 90.24 | 247 | 267 | 429 | 452 | 0.17059 | 5.8621 | 2.67
708 | NL | 1 | NL_BD2_GSS | NL_USL_GSS | 230 | 51.5 | 24.72 | 352 | 423 | 430 | 451 | 0.04673 | 21.3997 | 4.23
709 | NL | 1 | NL_BD2_GSS | NL_SUN_TSS | 230 | 142 | 68.16 | 277 | 333 | 430 | 449 | 0.12885 | 7.7612 | 3.33
710 | NL | 1 | NL_BUC_DSS | NL_STY_TSS | 230 | 83.82 | 40.23 | 242 | 290 | 431 | 448 | 0.076049 | 13.1494 | 2.9
711 | NL | 1 | NL_BUC_DSS | NL_STY_TSS | 230 | 84.25 | 40.44 | 352 | 423 | 431 | 448 | 0.076446 | 13.0811 | 4.23
712 | NL | 1 | NL_CBC_ISS | NL_WAV_DSS | 230 | 34.9 | 16.75 | 345 | 414 | 433 | 452 | 0.031664 | 31.5821 | 4.14
713 | NL | 1 | NL_CFP_GSS | NL_WTS_DSS | 230 | 216 | 103.68 | 225 | 244 | 434 | 453 | 0.19599 | 5.1022 | 2.44
714 | NL | 1 | NL_CFP_GSS | NL_WTS_DSS | 230 | 216 | 103.68 | 225 | 244 | 434 | 453 | 0.19599 | 5.1022 | 2.44
715 | NL | 1 | NL_CFP_GSS | NL_TS2_CSS | 315 | 250 | 113.31 | 404 | 489 | 434 | 450 | 0.1142 | 8.7569 | 4.89
716 | NL | 1 | NL_CFP_GSS | NL_TS2_CSS | 315 | 250 | 113.31 | 404 | 489 | 434 | 450 | 0.1142 | 8.7569 | 4.89
717 | NL | 1 | NL_DLK_DSS | NL_MAS_TSS | 230 | 52.3 | 25.1 | 350 | 420 | 435 | 441 | 0.047448 | 21.0757 | 4.2
718 | NL | 1 | NL_DLK_DSS | NL_CAM_GSS | 230 | 122.1 | 58.61 | 350 | 420 | 435 | 432 | 0.11079 | 9.0258 | 4.2
719 | NL | 1 | NL_GCL_TSS | NL_GCL_GSS | 230 | 10 | 4.8 | 402 | 435 | 437 | 436 | 0.0090737 | 110.2083 | 4.35
720 | NL | 1 | NL_HOL_GSS | NL_OXP_DSS | 230 | 37 | 17.76 | 277 | 333 | 438 | 443 | 0.033573 | 29.786 | 3.33
721 | NL | 1 | NL_MAS_TSS | NL_BB2_TSS | 230 | 55.68 | 26.73 | 242 | 290 | 441 | 428 | 0.050529 | 19.7905 | 2.9
722 | NL | 1 | NL_MAS_TSS | NL_BUC_DSS | 230 | 84.77 | 40.69 | 212 | 254 | 441 | 431 | 0.076919 | 13.0007 | 2.54
723 | NL | 1 | NL_OXP_DSS | NL_HWD_DSS | 230 | 17.4 | 8.35 | 345 | 414 | 443 | 439 | 0.015784 | 63.3533 | 4.14
724 | NL | 1 | NL_SBI_JCT | NL_SOL_CSS | 350 | 1100 | 0.111 | 450 | 450 | 444 | 445 | 9.0612e-05 | 11036.036 | 4.5
725 | NL | 1 | NL_SBI_JCT | NL_SOL_CSS | 350 | 1100 | 0.111 | 450 | 450 | 444 | 445 | 9.0612e-05 | 11036.036 | 4.5
726 | NL | 1 | NL_SOL_CSS | NL_HOL_GSS | 230 | 5.8 | 2.78 | 402 | 435 | 445 | 438 | 0.0052552 | 190.2878 | 4.35
727 | NL | 1 | NL_SOL_CSS | NL_HOL_GSS | 230 | 5.8 | 2.78 | 402 | 435 | 445 | 438 | 0.0052552 | 190.2878 | 4.35
728 | NL | 1 | NL_SOL_CSS | NL_HWD_DSS | 230 | 34.9 | 16.75 | 345 | 414 | 445 | 439 | 0.031664 | 31.5821 | 4.14
729 | NL | 1 | NL_SOL_CSS | NL_HWD_DSS | 230 | 34.9 | 16.75 | 402 | 435 | 445 | 439 | 0.031664 | 31.5821 | 4.35
730 | NL | 1 | NL_STV_GSS | NL_STX_DSS | 230 | 11.6 | 5.57 | 402 | 435 | 446 | 447 | 0.010529 | 94.9731 | 4.35
731 | NL | 1 | NL_STY_TSS | NL_NGF_DSS | 230 | 11.6 | 5.57 | 242 | 290 | 448 | 442 | 0.010529 | 94.9731 | 2.9
732 | NL | 1 | NL_STY_TSS | NL_BD1_GSS | 230 | 105.2 | 50.5 | 352 | 423 | 448 | 429 | 0.095463 | 10.4752 | 4.23
733 | NL | 1 | NL_STY_TSS | NL_BD1_GSS | 230 | 105.31 | 50.55 | 352 | 423 | 448 | 429 | 0.095558 | 10.4649 | 4.23
734 | NL | 1 | NL_SUN_TSS | NL_CBC_ISS | 230 | 11.6 | 5.57 | 340 | 409 | 449 | 433 | 0.010529 | 94.9731 | 4.09
735 | NL | 1 | NL_SUN_TSS | NL_WAV_DSS | 230 | 45 | 21.6 | 260 | 312 | 449 | 452 | 0.040832 | 24.4907 | 3.12
736 | NL | 1 | NL_TS2_CSS | NL_SBI_JCT | 350 | 1100 | 0.111 | 450 | 450 | 450 | 444 | 9.0612e-05 | 11036.036 | 4.5
737 | NL | 1 | NL_TS2_CSS | NL_SBI_JCT | 350 | 1100 | 0.111 | 450 | 450 | 450 | 444 | 9.0612e-05 | 11036.036 | 4.5
738 | NL | 1 | NL_USL_GSS | NL_GCL_TSS | 230 | 69.8 | 33.5 | 277 | 333 | 451 | 437 | 0.063327 | 15.791 | 3.33
739 | NL | 1 | NL_WAV_DSS | NL_LHB_ISS | 230 | 23.3 | 11.18 | 277 | 333 | 452 | 440 | 0.021134 | 47.3166 | 3.33
740 | NL | 1 | NL_WAV_DSS | NL_SOL_CSS | 230 | 69.8 | 33.5 | 340 | 409 | 452 | 445 | 0.063327 | 15.791 | 4.09
741 | NL | 1 | NL_WAV_DSS | NL_SOL_CSS | 230 | 104.7 | 50.26 | 242 | 290 | 452 | 445 | 0.095009 | 10.5253 | 2.9
742 | NS | 1 | NS_101S_DSS | NL_BB2_TSS | 200 | 236 | 0.111 | 250 | 250 | 454 | 428 | 0.0002775 | 3603.6036 | 2.5
743 | NS | 1 | NS_101S_DSS | NL_BB2_TSS | 200 | 236 | 0.111 | 250 | 250 | 454 | 428 | 0.0002775 | 3603.6036 | 2.5
744 | NS | 1 | NS_102S_GSS | NS_89S_DSS | 230 | 46.1 | 22.13 | 402 | 435 | 455 | 462 | 0.041834 | 23.9042 | 4.35
745 | NS | 1 | NS_120H_DSS | NS_99W_DSS | 230 | 86 | 41.28 | 402 | 435 | 457 | 464 | 0.078034 | 12.8149 | 4.35
746 | NS | 1 | NS_120H_DSS | NS_99W_DSS | 230 | 92 | 44.16 | 396 | 428 | 457 | 464 | 0.083478 | 11.9792 | 4.28
747 | NS | 1 | NS_3C_DSS | NS_88S_GSS | 230 | 103.1 | 49.49 | 367 | 397 | 458 | 461 | 0.093554 | 10.689 | 3.97
748 | NS | 1 | NS_3C_DSS | NS_88S_GSS | 230 | 103.1 | 49.49 | 367 | 397 | 458 | 461 | 0.093554 | 10.689 | 3.97
749 | NS | 1 | NS_3C_DSS | NS_91N_GSS | 230 | 131 | 62.88 | 314 | 339 | 458 | 463 | 0.11887 | 8.4128 | 3.39
750 | NS | 1 | NS_67N_DSS | NS_91N_GSS | 230 | 30 | 14.4 | 402 | 435 | 459 | 463 | 0.027221 | 36.7361 | 4.35
751 | NS | 1 | NS_67N_DSS | NS_79N_DSS | 345 | 54 | 23.97 | 975 | 1275 | 459 | 460 | 0.020139 | 49.6558 | 12.75
752 | NS | 1 | NS_67N_DSS | NS_120H_DSS | 230 | 73 | 35.04 | 402 | 435 | 459 | 457 | 0.066238 | 15.097 | 4.35
753 | NS | 1 | NS_67N_DSS | NS_120H_DSS | 230 | 73 | 35.04 | 402 | 435 | 459 | 457 | 0.066238 | 15.097 | 4.35
754 | NS | 1 | NS_67N_DSS | NS_120H_DSS | 230 | 73 | 35.04 | 402 | 435 | 459 | 457 | 0.066238 | 15.097 | 4.35
755 | NS | 1 | NS_67N_DSS | NS_103H_DSS | 345 | 106 | 47.04 | 874 | 1144 | 459 | 456 | 0.039521 | 25.3029 | 11.44
756 | NS | 1 | NS_67N_DSS | NS_3C_DSS | 230 | 159 | 76.32 | 276 | 299 | 459 | 458 | 0.14427 | 6.9313 | 2.99
757 | NS | 1 | NS_67N_DSS | NS_3C_DSS | 230 | 161 | 77.28 | 274 | 296 | 459 | 458 | 0.14609 | 6.8452 | 2.96
758 | NS | 1 | NS_79N_DSS | NS_101S_DSS | 345 | 54 | 23.97 | 975 | 1275 | 460 | 454 | 0.020139 | 49.6558 | 12.75
759 | NS | 1 | NS_88S_GSS | NS_101S_DSS | 230 | 36.5 | 17.52 | 402 | 435 | 461 | 454 | 0.033119 | 30.1941 | 4.35
760 | NS | 1 | NS_88S_GSS | NS_101S_DSS | 230 | 36.5 | 17.52 | 402 | 435 | 461 | 454 | 0.033119 | 30.1941 | 4.35
761 | NS | 1 | NS_88S_GSS | NS_101S_DSS | 230 | 37 | 17.76 | 402 | 435 | 461 | 454 | 0.033573 | 29.786 | 4.35
762 | NS | 1 | NS_89S_DSS | NS_101S_DSS | 230 | 46.1 | 22.13 | 402 | 435 | 462 | 454 | 0.041834 | 23.9042 | 4.35
763 | ON | 1 | ON_ACS_JCT | ON_ALL_TSS | 230 | 16 | 7.68 | 402 | 435 | 466 | 472 | 0.014518 | 68.8802 | 4.35
764 | ON | 1 | ON_ACS_JCT | ON_CSL_JCT | 230 | 82 | 39.36 | 402 | 435 | 466 | 562 | 0.074405 | 13.44 | 4.35
765 | ON | 1 | ON_ACS_JCT | ON_CSL_JCT | 230 | 88 | 42.24 | 402 | 435 | 466 | 562 | 0.079849 | 12.5237 | 4.35
766 | ON | 1 | ON_AGN_JCT | ON_AGN_DSS | 230 | 10.8 | 5.18 | 402 | 435 | 468 | 467 | 0.0097921 | 102.1236 | 4.35
767 | ON | 1 | ON_AGN_JCT | ON_CVN_DSS | 230 | 10.8 | 5.18 | 402 | 435 | 468 | 566 | 0.0097921 | 102.1236 | 4.35
768 | ON | 1 | ON_AGN_JCT | ON_LES_JCT | 230 | 10.8 | 5.18 | 402 | 435 | 468 | 706 | 0.0097921 | 102.1236 | 4.35
769 | ON | 1 | ON_AGN_JCT | ON_LSL_DSS | 230 | 37 | 17.76 | 402 | 435 | 468 | 723 | 0.033573 | 29.786 | 4.35
770 | ON | 1 | ON_AGN_JCT | ON_AGN_DSS | 230 | 41.2 | 19.78 | 402 | 435 | 468 | 467 | 0.037391 | 26.7442 | 4.35
771 | ON | 1 | ON_AGN_JCT | ON_LSL_DSS | 230 | 41.2 | 19.78 | 402 | 435 | 468 | 723 | 0.037391 | 26.7442 | 4.35
772 | ON | 1 | ON_AGN_JCT | ON_CVN_DSS | 230 | 43.3 | 20.78 | 402 | 435 | 468 | 566 | 0.039282 | 25.4572 | 4.35
773 | ON | 1 | ON_AGN_JCT | ON_LSL_JCT | 230 | 43.3 | 20.78 | 402 | 435 | 468 | 724 | 0.039282 | 25.4572 | 4.35
774 | ON | 1 | ON_ALB_JCT | ON_ALB_DSS | 230 | 12.2 | 5.86 | 402 | 435 | 470 | 469 | 0.011078 | 90.273 | 4.35
775 | ON | 1 | ON_ALB_JCT | ON_ELW_JCT | 230 | 12.2 | 5.86 | 402 | 435 | 470 | 591 | 0.011078 | 90.273 | 4.35
776 | ON | 1 | ON_ALB_JCT | ON_ALB_DSS | 230 | 12.2 | 5.86 | 402 | 435 | 470 | 469 | 0.011078 | 90.273 | 4.35
777 | ON | 1 | ON_ALB_JCT | ON_ELW_JCT | 230 | 12.2 | 5.86 | 402 | 435 | 470 | 591 | 0.011078 | 90.273 | 4.35
778 | ON | 1 | ON_ALG_TSS | ON_MSS_DSS | 230 | 65 | 31.2 | 402 | 435 | 471 | 759 | 0.058979 | 16.9551 | 4.35
779 | ON | 1 | ON_ALG_TSS | ON_MSS_DSS | 230 | 65 | 31.2 | 402 | 435 | 471 | 759 | 0.058979 | 16.9551 | 4.35
780 | ON | 1 | ON_ALM_DSS | ON_DID_JCT | 230 | 40.1 | 19.25 | 402 | 435 | 473 | 574 | 0.036389 | 27.4805 | 4.35
781 | ON | 1 | ON_ALM_DSS | ON_CLG_TSS | 230 | 255 | 122.4 | 202 | 219 | 473 | 548 | 0.23138 | 4.3219 | 2.19
782 | ON | 1 | ON_ALM_DSS | ON_CHW_TSS | 230 | 316.1 | 151.73 | 175 | 190 | 473 | 541 | 0.28682 | 3.4865 | 1.9
783 | ON | 1 | ON_ALQ_JCT | ON_ALL_TSS | 230 | 88.1 | 42.29 | 402 | 435 | 474 | 472 | 0.079943 | 12.5089 | 4.35
784 | ON | 1 | ON_ALQ_JCT | ON_MTH_JCT | 230 | 88.1 | 42.29 | 402 | 435 | 474 | 764 | 0.079943 | 12.5089 | 4.35
785 | ON | 1 | ON_ALS_JCT | ON_ALS_DSS | 230 | 52.1 | 25.01 | 402 | 435 | 476 | 475 | 0.047278 | 21.1515 | 4.35
786 | ON | 1 | ON_ALS_JCT | ON_EVT_JCT | 230 | 52.1 | 25.01 | 402 | 435 | 476 | 606 | 0.047278 | 21.1515 | 4.35
787 | ON | 1 | ON_ALS_JCT | ON_ALS_DSS | 230 | 52.1 | 25.01 | 402 | 435 | 476 | 475 | 0.047278 | 21.1515 | 4.35
788 | ON | 1 | ON_ALS_JCT | ON_EVT_JCT | 230 | 52.1 | 25.01 | 402 | 435 | 476 | 606 | 0.047278 | 21.1515 | 4.35
789 | ON | 1 | ON_ALW_JCT | ON_STN_JCT | 230 | 82 | 39.36 | 402 | 435 | 477 | 872 | 0.074405 | 13.44 | 4.35
790 | ON | 1 | ON_ALW_JCT | ON_MPT_TSS | 230 | 88 | 42.24 | 402 | 435 | 477 | 755 | 0.079849 | 12.5237 | 4.35
791 | ON | 1 | ON_AMA_JCT | ON_AMA_TSS | 230 | 128.2 | 61.54 | 318 | 344 | 478 | 479 | 0.11633 | 8.596 | 3.44
792 | ON | 1 | ON_AMA_JCT | ON_HNV_DSS | 230 | 128.2 | 61.54 | 318 | 344 | 478 | 657 | 0.11633 | 8.596 | 3.44
793 | ON | 1 | ON_AMA_JCT | ON_AMA_TSS | 230 | 128.4 | 61.63 | 318 | 344 | 478 | 479 | 0.1165 | 8.5835 | 3.44
794 | ON | 1 | ON_AMA_JCT | ON_GV3_JCT | 230 | 128.4 | 61.63 | 318 | 344 | 478 | 644 | 0.1165 | 8.5835 | 3.44
795 | ON | 1 | ON_AMC_JCT | ON_AMC_ISS | 230 | 102.7 | 49.3 | 368 | 398 | 481 | 480 | 0.093195 | 10.7302 | 3.98
796 | ON | 1 | ON_AMC_JCT | ON_PRE_JCT | 230 | 102.7 | 49.3 | 368 | 398 | 481 | 822 | 0.093195 | 10.7302 | 3.98
797 | ON | 1 | ON_ANS_JCT | ON_ANS_TSS | 230 | 59.2 | 28.42 | 402 | 435 | 482 | 483 | 0.053724 | 18.6137 | 4.35
798 | ON | 1 | ON_APB_JCT | ON_GRT_JCT | 230 | 201 | 96.48 | 236 | 256 | 484 | 634 | 0.18238 | 5.483 | 2.56
799 | ON | 1 | ON_APK_JCT | ON_KAP_DSS | 230 | 80.1 | 38.45 | 402 | 435 | 485 | 680 | 0.072684 | 13.7581 | 4.35
800 | ON | 1 | ON_APP_JCT | ON_CKV_DSS | 230 | 7.2 | 3.46 | 402 | 435 | 486 | 543 | 0.0065406 | 152.8902 | 4.35
801 | ON | 1 | ON_APP_JCT | ON_CKV_DSS | 230 | 7.2 | 3.46 | 402 | 435 | 486 | 543 | 0.0065406 | 152.8902 | 4.35
802 | ON | 1 | ON_APP_JCT | ON_CKV_DSS | 230 | 14.1 | 6.77 | 402 | 435 | 486 | 543 | 0.012798 | 78.1388 | 4.35
803 | ON | 1 | ON_ARM_JCT | ON_ARM_GSS | 230 | 187.4 | 89.95 | 248 | 268 | 488 | 487 | 0.17004 | 5.881 | 2.68
804 | ON | 1 | ON_ARM_JCT | ON_WNG_JCT | 230 | 187.4 | 89.95 | 248 | 268 | 488 | 935 | 0.17004 | 5.881 | 2.68
805 | ON | 1 | ON_ARX_JCT | ON_ARX_ISS | 230 | 9.3 | 4.46 | 402 | 435 | 491 | 490 | 0.008431 | 118.6099 | 4.35
806 | ON | 1 | ON_ARX_JCT | ON_TRA_JCT | 230 | 9.3 | 4.46 | 402 | 435 | 491 | 893 | 0.008431 | 118.6099 | 4.35
807 | ON | 1 | ON_ARX_JCT | ON_ARX_ISS | 230 | 11.8 | 5.66 | 402 | 435 | 491 | 490 | 0.010699 | 93.4629 | 4.35
808 | ON | 1 | ON_ARX_JCT | ON_TRA_JCT | 230 | 11.8 | 5.66 | 402 | 435 | 491 | 893 | 0.010699 | 93.4629 | 4.35
809 | ON | 1 | ON_ASH_SWS | ON_K2W_GSS | 500 | 1 | 0.4 | 2550 | 3225 | 492 | 678 | 0.00016 | 6250 | 32.25
810 | ON | 1 | ON_ASH_SWS | ON_LGW_DSS | 500 | 135 | 53.33 | 1950 | 2466 | 492 | 710 | 0.021332 | 46.8779 | 24.66
811 | ON | 1 | ON_ATK_GSS | ON_MRM_JCT | 230 | 16.9 | 8.11 | 402 | 435 | 494 | 756 | 0.015331 | 65.2281 | 4.35
812 | ON | 1 | ON_ATP_JCT | ON_ATP_ISS | 230 | 39.2 | 18.82 | 402 | 435 | 496 | 495 | 0.035577 | 28.1084 | 4.35
813 | ON | 1 | ON_ATP_JCT | ON_WHI_JCT | 230 | 39.2 | 18.82 | 402 | 435 | 496 | 927 | 0.035577 | 28.1084 | 4.35
814 | ON | 1 | ON_ATP_JCT | ON_ATP_ISS | 230 | 40.3 | 19.34 | 402 | 435 | 496 | 495 | 0.03656 | 27.3526 | 4.35
815 | ON | 1 | ON_ATP_JCT | ON_GAW_ISS | 230 | 40.3 | 19.34 | 402 | 435 | 496 | 620 | 0.03656 | 27.3526 | 4.35
816 | ON | 1 | ON_AUB_JCT | ON_AUB_GSS | 230 | 204.5 | 98.16 | 234 | 253 | 498 | 497 | 0.18556 | 5.3892 | 2.53
817 | ON | 1 | ON_AUB_JCT | ON_MSS_DSS | 230 | 204.5 | 98.16 | 234 | 253 | 498 | 759 | 0.18556 | 5.3892 | 2.53
818 | ON | 1 | ON_AUB_JCT | ON_AUB_GSS | 230 | 204.5 | 98.16 | 234 | 253 | 498 | 497 | 0.18556 | 5.3892 | 2.53
819 | ON | 1 | ON_AUB_JCT | ON_MSS_DSS | 230 | 204.5 | 98.16 | 234 | 253 | 498 | 759 | 0.18556 | 5.3892 | 2.53
820 | ON | 1 | ON_B5D_JCT | QC_BEO_TSS | 230 | 47.25 | 22.68 | 402 | 435 | 499 | 979 | 0.042873 | 23.3245 | 4.35
821 | ON | 1 | ON_B5D_JCT | QC_BEO_TSS | 230 | 47.25 | 22.68 | 402 | 435 | 499 | 979 | 0.042873 | 23.3245 | 4.35
822 | ON | 1 | ON_BCA_TSS | ON_BCC_JCT | 500 | 1 | 0.4 | 2550 | 3225 | 500 | 502 | 0.00016 | 6250 | 32.25
823 | ON | 1 | ON_BCA_TSS | ON_BCW_ISS | 230 | 3 | 1.44 | 402 | 435 | 500 | 505 | 0.0027221 | 367.3611 | 4.35
824 | ON | 1 | ON_BCA_TSS | ON_DGP_DSS | 230 | 3 | 1.44 | 402 | 435 | 500 | 573 | 0.0027221 | 367.3611 | 4.35
825 | ON | 1 | ON_BCA_TSS | ON_BCW_ISS | 230 | 3 | 1.44 | 402 | 435 | 500 | 505 | 0.0027221 | 367.3611 | 4.35
826 | ON | 1 | ON_BCA_TSS | ON_DGP_DSS | 230 | 3 | 1.44 | 402 | 435 | 500 | 573 | 0.0027221 | 367.3611 | 4.35
827 | ON | 1 | ON_BCA_TSS | ON_OWS_DSS | 230 | 75 | 36 | 402 | 435 | 500 | 802 | 0.068053 | 14.6944 | 4.35
828 | ON | 1 | ON_BCA_TSS | ON_OWS_JCT | 230 | 75.1 | 36.05 | 402 | 435 | 500 | 803 | 0.068147 | 14.6741 | 4.35
829 | ON | 1 | ON_BCA_TSS | ON_WLC_JCT | 500 | 166 | 65.57 | 1701 | 2152 | 500 | 928 | 0.026228 | 38.1272 | 21.52
830 | ON | 1 | ON_BCA_TSS | ON_WLC_JCT | 500 | 176 | 69.52 | 1637 | 2070 | 500 | 928 | 0.027808 | 35.9609 | 20.7
831 | ON | 1 | ON_BCA_TSS | ON_WLC_JCT | 500 | 214 | 84.53 | 1439 | 1820 | 500 | 928 | 0.033812 | 29.5753 | 18.2
832 | ON | 1 | ON_BCA_TSS | ON_MAJ_JCT | 230 | 187.4 | 89.95 | 248 | 268 | 500 | 731 | 0.17004 | 5.881 | 2.68
833 | ON | 1 | ON_BCA_TSS | ON_MAJ_JCT | 230 | 208.4 | 100.03 | 231 | 250 | 500 | 731 | 0.18909 | 5.2884 | 2.5
834 | ON | 1 | ON_BCB_SWS | ON_BCC_JCT | 500 | 61.1 | 24.13 | 2550 | 3225 | 501 | 502 | 0.009652 | 103.6055 | 32.25
835 | ON | 1 | ON_BCB_SWS | ON_WLC_JCT | 500 | 176 | 69.52 | 1637 | 2070 | 501 | 928 | 0.027808 | 35.9609 | 20.7
836 | ON | 1 | ON_BCB_SWS | ON_BCC_JCT | 500 | 176.1 | 69.56 | 1636 | 2070 | 501 | 502 | 0.027824 | 35.9402 | 20.7
837 | ON | 1 | ON_BCC_JCT | ON_BCB_SWS | 500 | 1 | 0.4 | 2550 | 3225 | 502 | 501 | 0.00016 | 6250 | 32.25
838 | ON | 1 | ON_BCC_JCT | ON_WLC_JCT | 500 | 61.1 | 24.13 | 2550 | 3225 | 502 | 928 | 0.009652 | 103.6055 | 32.25
839 | ON | 1 | ON_BCC_JCT | ON_WLC_JCT | 500 | 176.1 | 69.56 | 1636 | 2070 | 502 | 928 | 0.027824 | 35.9402 | 20.7
840 | ON | 1 | ON_BCH_DSS | ON_DBF_ISS | 230 | 1 | 0.48 | 402 | 435 | 503 | 567 | 0.00090737 | 1102.0833 | 4.35
841 | ON | 1 | ON_BCH_DSS | ON_DBF_ISS | 230 | 1 | 0.48 | 402 | 435 | 503 | 567 | 0.00090737 | 1102.0833 | 4.35
842 | ON | 1 | ON_BCH_DSS | ON_DKW_ISS | 230 | 103.1 | 49.49 | 367 | 397 | 503 | 577 | 0.093554 | 10.689 | 3.97
843 | ON | 1 | ON_BCH_DSS | ON_DKW_ISS | 230 | 103.1 | 49.49 | 367 | 397 | 503 | 577 | 0.093554 | 10.689 | 3.97
844 | ON | 1 | ON_BCR_JCT | ON_BCH_DSS | 230 | 15.5 | 7.44 | 402 | 435 | 504 | 503 | 0.014064 | 71.1022 | 4.35
845 | ON | 1 | ON_BCR_JCT | ON_LAK_DSS | 230 | 15.5 | 7.44 | 402 | 435 | 504 | 700 | 0.014064 | 71.1022 | 4.35
846 | ON | 1 | ON_BCR_JCT | ON_BCH_DSS | 230 | 15.5 | 7.44 | 402 | 435 | 504 | 503 | 0.014064 | 71.1022 | 4.35
847 | ON | 1 | ON_BCR_JCT | ON_LAK_DSS | 230 | 15.5 | 7.44 | 402 | 435 | 504 | 700 | 0.014064 | 71.1022 | 4.35
848 | ON | 1 | ON_BK2_TSS | ON_BKP_GSS | 230 | 0.5 | 0.24 | 402 | 435 | 506 | 507 | 0.00045369 | 2204.1667 | 4.35
849 | ON | 1 | ON_BK2_TSS | ON_BKP_GSS | 230 | 0.5 | 0.24 | 402 | 435 | 506 | 507 | 0.00045369 | 2204.1667 | 4.35
850 | ON | 1 | ON_BK2_TSS | XX_ONUS5_INT | 345 | 0.9 | 0.4 | 990 | 990 | 506 | 1207 | 0.00033606 | 2975.625 | 9.9
851 | ON | 1 | ON_BK2_TSS | XX_ONUS5_INT | 345 | 0.9 | 0.4 | 0 | 0 | 506 | 1207 | 0.00033606 | 2975.625 | 0
852 | ON | 1 | ON_BK2_TSS | XX_ONUS5_INT | 230 | 1.1 | 0.53 | 0 | 0 | 506 | 1207 | 0.0010019 | 998.1132 | 0
853 | ON | 1 | ON_BK2_TSS | XX_ONUS5_INT | 230 | 1.1 | 0.53 | 480 | 480 | 506 | 1207 | 0.0010019 | 998.1132 | 4.8
854 | ON | 1 | ON_BK2_TSS | ON_ACS_JCT | 230 | 16 | 7.68 | 402 | 435 | 506 | 466 | 0.014518 | 68.8802 | 4.35
855 | ON | 1 | ON_BK2_TSS | ON_ACS_JCT | 230 | 82 | 39.36 | 402 | 435 | 506 | 466 | 0.074405 | 13.44 | 4.35
856 | ON | 1 | ON_BK2_TSS | ON_ACS_JCT | 230 | 88 | 42.24 | 402 | 435 | 506 | 466 | 0.079849 | 12.5237 | 4.35
857 | ON | 1 | ON_BK2_TSS | ON_ALQ_JCT | 230 | 88.1 | 42.29 | 402 | 435 | 506 | 474 | 0.079943 | 12.5089 | 4.35
858 | ON | 1 | ON_BK2_TSS | ON_HNN_JCT | 230 | 103.1 | 49.49 | 367 | 397 | 506 | 656 | 0.093554 | 10.689 | 3.97
859 | ON | 1 | ON_BK2_TSS | ON_HNN_JCT | 230 | 103.1 | 49.49 | 367 | 397 | 506 | 656 | 0.093554 | 10.689 | 3.97
860 | ON | 1 | ON_BK2_TSS | ON_NIW_JCT | 230 | 110.1 | 52.85 | 352 | 380 | 506 | 773 | 0.099905 | 10.0095 | 3.8
861 | ON | 1 | ON_BK2_TSS | ON_NIW_JCT | 230 | 110.1 | 52.85 | 352 | 380 | 506 | 773 | 0.099905 | 10.0095 | 3.8
862 | ON | 1 | ON_BL2_JCT | ON_BLR_GSS | 230 | 44.5 | 21.36 | 402 | 435 | 508 | 509 | 0.040378 | 24.7659 | 4.35
863 | ON | 1 | ON_BL2_JCT | ON_SNW_JCT | 230 | 44.5 | 21.36 | 402 | 435 | 508 | 858 | 0.040378 | 24.7659 | 4.35
864 | ON | 1 | ON_BLV_DSS | ON_PNC_JCT | 230 | 93 | 44.64 | 393 | 425 | 510 | 820 | 0.084386 | 11.8504 | 4.25
865 | ON | 1 | ON_BMD_DSS | ON_LES_DSS | 230 | 28 | 13.44 | 402 | 435 | 511 | 705 | 0.025406 | 39.3601 | 4.35
866 | ON | 1 | ON_BMD_DSS | ON_LES_DSS | 230 | 28.1 | 13.49 | 402 | 435 | 511 | 705 | 0.025501 | 39.2142 | 4.35
867 | ON | 1 | ON_BML_DSS | ON_CDF_JCT | 230 | 19.1 | 9.17 | 402 | 435 | 512 | 535 | 0.017335 | 57.6881 | 4.35
868 | ON | 1 | ON_BML_DSS | ON_CDF_JCT | 230 | 29.1 | 13.97 | 402 | 435 | 512 | 535 | 0.026408 | 37.8669 | 4.35
869 | ON | 1 | ON_BNK_JCT | ON_HNB_SWS | 230 | 108 | 51.84 | 356 | 385 | 513 | 652 | 0.097996 | 10.2045 | 3.85
870 | ON | 1 | ON_BNK_JCT | ON_DOB_DSS | 230 | 223 | 107.04 | 221 | 239 | 513 | 579 | 0.20234 | 4.9421 | 2.39
871 | ON | 1 | ON_BOS_JCT | ON_LUC_JCT | 230 | 122 | 58.56 | 329 | 356 | 514 | 726 | 0.1107 | 9.0335 | 3.56
872 | ON | 1 | ON_BOS_JCT | ON_WND_DSS | 230 | 122 | 58.56 | 329 | 356 | 514 | 933 | 0.1107 | 9.0335 | 3.56
873 | ON | 1 | ON_BOS_JCT | ON_WND_DSS | 230 | 133.3 | 63.98 | 310 | 335 | 514 | 933 | 0.12095 | 8.2682 | 3.35
874 | ON | 1 | ON_BOW_SWS | ON_CHW_TSS | 500 | 45 | 17.78 | 2550 | 3225 | 515 | 541 | 0.007112 | 140.6074 | 32.25
875 | ON | 1 | ON_BOW_SWS | ON_CHW_TSS | 500 | 45 | 17.78 | 2550 | 3225 | 515 | 541 | 0.007112 | 140.6074 | 32.25
876 | ON | 1 | ON_BOW_SWS | ON_CLG_JCT | 500 | 45.1 | 17.81 | 2550 | 3225 | 515 | 547 | 0.007124 | 140.3706 | 32.25
877 | ON | 1 | ON_BOW_SWS | ON_CLG_JCT | 500 | 45.1 | 17.81 | 2550 | 3225 | 515 | 547 | 0.007124 | 140.3706 | 32.25
878 | ON | 1 | ON_BRA_JCT | ON_MSK_DSS | 230 | 147 | 70.56 | 291 | 314 | 517 | 758 | 0.13338 | 7.4972 | 3.14
879 | ON | 1 | ON_BRA_JCT | ON_BRA_DSS | 230 | 147.1 | 70.61 | 290 | 314 | 517 | 516 | 0.13348 | 7.4919 | 3.14
880 | ON | 1 | ON_BRA_JCT | ON_MSK_DSS | 230 | 147.1 | 70.61 | 290 | 314 | 517 | 758 | 0.13348 | 7.4919 | 3.14
881 | ON | 1 | ON_BRW_DSS | ON_YEC_JCT | 230 | 30 | 14.4 | 402 | 435 | 520 | 943 | 0.027221 | 36.7361 | 4.35
882 | ON | 1 | ON_BRW_DSS | ON_YEC_JCT | 230 | 30 | 14.4 | 402 | 435 | 520 | 943 | 0.027221 | 36.7361 | 4.35
883 | ON | 1 | ON_BTH_JCT | ON_BTH_DSS | 230 | 30.3 | 14.54 | 402 | 435 | 522 | 521 | 0.027486 | 36.3824 | 4.35
884 | ON | 1 | ON_BTH_JCT | ON_FIN_JCT | 230 | 30.3 | 14.54 | 402 | 435 | 522 | 612 | 0.027486 | 36.3824 | 4.35
885 | ON | 1 | ON_BTH_JCT | ON_FIN_JCT | 230 | 43.3 | 20.78 | 402 | 435 | 522 | 612 | 0.039282 | 25.4572 | 4.35
886 | ON | 1 | ON_BTH_JCT | ON_BTH_DSS | 230 | 44.5 | 21.36 | 402 | 435 | 522 | 521 | 0.040378 | 24.7659 | 4.35
887 | ON | 1 | ON_BTH_JCT | ON_RCV_DSS | 230 | 44.5 | 21.36 | 402 | 435 | 522 | 825 | 0.040378 | 24.7659 | 4.35
888 | ON | 1 | ON_BUC_DSS | ON_LGW_DSS | 230 | 40 | 19.2 | 402 | 435 | 524 | 710 | 0.036295 | 27.5521 | 4.35
889 | ON | 1 | ON_BUC_DSS | ON_LGW_DSS | 230 | 40 | 19.2 | 402 | 435 | 524 | 710 | 0.036295 | 27.5521 | 4.35
890 | ON | 1 | ON_BUC_DSS | ON_SFD_JCT | 230 | 104 | 49.92 | 365 | 395 | 524 | 843 | 0.094367 | 10.597 | 3.95
891 | ON | 1 | ON_BUC_DSS | ON_COW_JCT | 230 | 110 | 52.8 | 352 | 381 | 524 | 556 | 0.099811 | 10.0189 | 3.81
892 | ON | 1 | ON_BUC_DSS | ON_EDG_DSS | 230 | 110 | 52.8 | 352 | 381 | 524 | 587 | 0.099811 | 10.0189 | 3.81
893 | ON | 1 | ON_BUC_DSS | ON_SFD_JCT | 230 | 121 | 58.08 | 330 | 358 | 524 | 843 | 0.10979 | 9.1081 | 3.58
894 | ON | 1 | ON_BUC_DSS | ON_BOS_JCT | 230 | 122 | 58.56 | 329 | 356 | 524 | 514 | 0.1107 | 9.0335 | 3.56
895 | ON | 1 | ON_BUC_DSS | ON_SFD_JCT | 230 | 127 | 60.96 | 320 | 346 | 524 | 843 | 0.11524 | 8.6778 | 3.46
896 | ON | 1 | ON_BUC_DSS | ON_BOS_JCT | 230 | 133.3 | 63.98 | 310 | 335 | 524 | 514 | 0.12095 | 8.2682 | 3.35
897 | ON | 1 | ON_BUC_DSS | ON_COW_JCT | 230 | 140 | 67.2 | 300 | 325 | 524 | 556 | 0.12703 | 7.872 | 3.25
898 | ON | 1 | ON_BUC_DSS | ON_EDG_DSS | 230 | 140 | 67.2 | 300 | 325 | 524 | 587 | 0.12703 | 7.872 | 3.25
899 | ON | 1 | ON_BUR_DSS | ON_CUM_DSS | 230 | 4 | 1.92 | 402 | 435 | 525 | 564 | 0.0036295 | 275.5208 | 4.35
900 | ON | 1 | ON_BUR_DSS | ON_CUM_DSS | 230 | 4 | 1.92 | 402 | 435 | 525 | 564 | 0.0036295 | 275.5208 | 4.35
901 | ON | 1 | ON_BUR_DSS | ON_BCR_JCT | 230 | 15.5 | 7.44 | 402 | 435 | 525 | 504 | 0.014064 | 71.1022 | 4.35
902 | ON | 1 | ON_BUR_DSS | ON_BCR_JCT | 230 | 15.5 | 7.44 | 402 | 435 | 525 | 504 | 0.014064 | 71.1022 | 4.35
903 | ON | 1 | ON_BUR_DSS | ON_PAL_JCT | 230 | 24.7 | 11.86 | 402 | 435 | 525 | 805 | 0.02242 | 44.6037 | 4.35
904 | ON | 1 | ON_BUR_DSS | ON_PAL_JCT | 230 | 24.7 | 11.86 | 402 | 435 | 525 | 805 | 0.02242 | 44.6037 | 4.35
905 | ON | 1 | ON_BUR_DSS | ON_TRM_JCT | 230 | 40.3 | 19.34 | 402 | 435 | 525 | 898 | 0.03656 | 27.3526 | 4.35
906 | ON | 1 | ON_BUR_DSS | ON_TRM_JCT | 230 | 40.3 | 19.34 | 402 | 435 | 525 | 898 | 0.03656 | 27.3526 | 4.35
907 | ON | 1 | ON_BVR_JCT | ON_BVT_DSS | 230 | 135.39 | 64.99 | 307 | 332 | 527 | 528 | 0.12285 | 8.1397 | 3.32
908 | ON | 1 | ON_BVR_JCT | ON_BRW_DSS | 230 | 135.39 | 64.99 | 307 | 332 | 527 | 520 | 0.12285 | 8.1397 | 3.32
909 | ON | 1 | ON_BVR_JCT | ON_BVT_DSS | 230 | 135.39 | 64.99 | 307 | 332 | 527 | 528 | 0.12285 | 8.1397 | 3.32
910 | ON | 1 | ON_BVR_JCT | ON_BRW_DSS | 230 | 135.39 | 64.99 | 307 | 332 | 527 | 520 | 0.12285 | 8.1397 | 3.32
911 | ON | 1 | ON_BVT_JCT | ON_BVR_JCT | 230 | 135.39 | 64.99 | 307 | 332 | 529 | 527 | 0.12285 | 8.1397 | 3.32
912 | ON | 1 | ON_BVT_JCT | ON_LND_DSS | 230 | 135.39 | 64.99 | 307 | 332 | 529 | 717 | 0.12285 | 8.1397 | 3.32
913 | ON | 1 | ON_BVT_JCT | ON_BVR_JCT | 230 | 135.39 | 64.99 | 307 | 332 | 529 | 527 | 0.12285 | 8.1397 | 3.32
914 | ON | 1 | ON_BVT_JCT | ON_LND_DSS | 230 | 135.39 | 64.99 | 307 | 332 | 529 | 717 | 0.12285 | 8.1397 | 3.32
915 | ON | 1 | ON_CAL_JCT | ON_CAL_DSS | 230 | 38.4 | 18.43 | 402 | 435 | 531 | 530 | 0.034839 | 28.7032 | 4.35
916 | ON | 1 | ON_CAL_JCT | ON_SND_JCT | 230 | 38.4 | 18.43 | 402 | 435 | 531 | 854 | 0.034839 | 28.7032 | 4.35
917 | ON | 1 | ON_CAL_JCT | ON_CAL_DSS | 230 | 40.3 | 19.34 | 402 | 435 | 531 | 530 | 0.03656 | 27.3526 | 4.35
918 | ON | 1 | ON_CAL_JCT | ON_MPT_TSS | 230 | 40.3 | 19.34 | 402 | 435 | 531 | 755 | 0.03656 | 27.3526 | 4.35
919 | ON | 1 | ON_CAL_JCT | ON_CAL_DSS | 230 | 44.4 | 21.31 | 402 | 435 | 531 | 530 | 0.040284 | 24.824 | 4.35
920 | ON | 1 | ON_CAL_JCT | ON_MPT_TSS | 230 | 44.4 | 21.31 | 402 | 435 | 531 | 755 | 0.040284 | 24.824 | 4.35
921 | ON | 1 | ON_CAL_JCT | ON_CAL_DSS | 230 | 44.5 | 21.36 | 402 | 435 | 531 | 530 | 0.040378 | 24.7659 | 4.35
922 | ON | 1 | ON_CAL_JCT | ON_MPT_TSS | 230 | 44.5 | 21.36 | 402 | 435 | 531 | 755 | 0.040378 | 24.7659 | 4.35
923 | ON | 1 | ON_CAQ_JCT | ON_MPT_TSS | 230 | 82 | 39.36 | 402 | 435 | 532 | 755 | 0.074405 | 13.44 | 4.35
924 | ON | 1 | ON_CBL_DSS | ON_SPR_JCT | 230 | 85.1 | 40.85 | 402 | 435 | 533 | 865 | 0.077221 | 12.9498 | 4.35
925 | ON | 1 | ON_CBL_DSS | ON_SPR_JCT | 230 | 85.1 | 40.85 | 402 | 435 | 533 | 865 | 0.077221 | 12.9498 | 4.35
926 | ON | 1 | ON_CDF_JCT | ON_CDF_DSS | 230 | 19.1 | 9.17 | 402 | 435 | 535 | 534 | 0.017335 | 57.6881 | 4.35
927 | ON | 1 | ON_CDF_JCT | ON_HRN_SWS | 230 | 19.1 | 9.17 | 402 | 435 | 535 | 664 | 0.017335 | 57.6881 | 4.35
928 | ON | 1 | ON_CDF_JCT | ON_CDF_DSS | 230 | 29.1 | 13.97 | 402 | 435 | 535 | 534 | 0.026408 | 37.8669 | 4.35
929 | ON | 1 | ON_CDF_JCT | ON_HRN_SWS | 230 | 29.1 | 13.97 | 402 | 435 | 535 | 664 | 0.026408 | 37.8669 | 4.35
930 | ON | 1 | ON_CHF_SWS | QC_QUY_TSS | 230 | 9.3 | 4.46 | 402 | 435 | 537 | 1124 | 0.008431 | 118.6099 | 4.35
931 | ON | 1 | ON_CHF_SWS | ON_SOM_DSS | 230 | 31 | 14.88 | 402 | 435 | 537 | 862 | 0.028129 | 35.5511 | 4.35
932 | ON | 1 | ON_CHF_SWS | QC_PAU_GSS | 230 | 41.2 | 19.78 | 402 | 435 | 537 | 1116 | 0.037391 | 26.7442 | 4.35
933 | ON | 1 | ON_CHF_SWS | ON_HVL_DSS | 230 | 175 | 84 | 259 | 280 | 537 | 665 | 0.15879 | 6.2976 | 2.8
934 | ON | 1 | ON_CHF_SWS | ON_GAL_JCT | 230 | 223 | 107.04 | 221 | 239 | 537 | 617 | 0.20234 | 4.9421 | 2.39
935 | ON | 1 | ON_CHF_SWS | ON_MAR_JCT | 230 | 268 | 128.64 | 196 | 212 | 537 | 732 | 0.24318 | 4.1123 | 2.12
936 | ON | 1 | ON_CHT_SWS | ON_SKW_JCT | 230 | 5.1 | 2.45 | 402 | 435 | 538 | 851 | 0.0046314 | 215.9184 | 4.35
937 | ON | 1 | ON_CHT_SWS | ON_RMN_JCT | 230 | 52 | 24.96 | 402 | 435 | 538 | 830 | 0.047183 | 21.1939 | 4.35
938 | ON | 1 | ON_CHT_SWS | ON_LKS_DSS | 230 | 52 | 24.96 | 402 | 435 | 538 | 712 | 0.047183 | 21.1939 | 4.35
939 | ON | 1 | ON_CHT_SWS | ON_KEP_JCT | 230 | 60.5 | 29.04 | 402 | 435 | 538 | 682 | 0.054896 | 18.2163 | 4.35
940 | ON | 1 | ON_CHT_SWS | ON_DIL_JCT | 230 | 62.5 | 30 | 402 | 435 | 538 | 576 | 0.056711 | 17.6333 | 4.35
941 | ON | 1 | ON_CHU_JCT | ON_CHU_ISS | 230 | 34.3 | 16.46 | 402 | 435 | 540 | 539 | 0.031115 | 32.1385 | 4.35
942 | ON | 1 | ON_CHU_JCT | ON_TFL_DSS | 230 | 34.3 | 16.46 | 402 | 435 | 540 | 883 | 0.031115 | 32.1385 | 4.35
943 | ON | 1 | ON_CHU_JCT | ON_CHU_ISS | 230 | 34.3 | 16.46 | 402 | 435 | 540 | 539 | 0.031115 | 32.1385 | 4.35
944 | ON | 1 | ON_CHU_JCT | ON_TFL_DSS | 230 | 34.3 | 16.46 | 402 | 435 | 540 | 883 | 0.031115 | 32.1385 | 4.35
945 | ON | 1 | ON_CHW_TSS | ON_DFN_JCT | 230 | 10.8 | 5.18 | 402 | 435 | 541 | 572 | 0.0097921 | 102.1236 | 4.35
946 | ON | 1 | ON_CHW_TSS | ON_LES_JCT | 230 | 15.4 | 7.39 | 402 | 435 | 541 | 706 | 0.01397 | 71.5832 | 4.35
947 | ON | 1 | ON_CHW_TSS | ON_MJ2_JCT | 230 | 17.7 | 8.5 | 402 | 435 | 541 | 739 | 0.016068 | 62.2353 | 4.35
948 | ON | 1 | ON_CHW_TSS | ON_MJ2_JCT | 230 | 17.7 | 8.5 | 402 | 435 | 541 | 739 | 0.016068 | 62.2353 | 4.35
949 | ON | 1 | ON_CHW_TSS | ON_SHP_DSS | 230 | 24 | 11.52 | 402 | 435 | 541 | 847 | 0.021777 | 45.9201 | 4.35
950 | ON | 1 | ON_CHW_TSS | ON_SHP_DSS | 230 | 24.1 | 11.57 | 402 | 435 | 541 | 847 | 0.021871 | 45.7217 | 4.35
951 | ON | 1 | ON_CHW_TSS | ON_ELM_JCT | 230 | 24.2 | 11.62 | 402 | 435 | 541 | 589 | 0.021966 | 45.525 | 4.35
952 | ON | 1 | ON_CHW_TSS | ON_ELM_JCT | 230 | 24.2 | 11.62 | 402 | 435 | 541 | 589 | 0.021966 | 45.525 | 4.35
953 | ON | 1 | ON_CHW_TSS | ON_SCB_JCT | 230 | 28 | 13.44 | 402 | 435 | 541 | 837 | 0.025406 | 39.3601 | 4.35
954 | ON | 1 | ON_CHW_TSS | ON_SCB_JCT | 230 | 28.1 | 13.49 | 402 | 435 | 541 | 837 | 0.025501 | 39.2142 | 4.35
955 | ON | 1 | ON_CHW_TSS | ON_DFN_JCT | 230 | 28.2 | 13.54 | 402 | 435 | 541 | 572 | 0.025595 | 39.0694 | 4.35
956 | ON | 1 | ON_CHW_TSS | ON_CLV_TSS | 500 | 42.5 | 16.79 | 2550 | 3225 | 541 | 550 | 0.006716 | 148.8982 | 32.25
957 | ON | 1 | ON_CHW_TSS | ON_CLV_TSS | 500 | 42.5 | 16.79 | 2550 | 3225 | 541 | 550 | 0.006716 | 148.8982 | 32.25
958 | ON | 1 | ON_CHW_TSS | ON_PKW_JCT | 500 | 42.6 | 16.83 | 2550 | 3225 | 541 | 815 | 0.006732 | 148.5443 | 32.25
959 | ON | 1 | ON_CHW_TSS | ON_PKW_JCT | 500 | 42.6 | 16.83 | 2550 | 3225 | 541 | 815 | 0.006732 | 148.5443 | 32.25
960 | ON | 1 | ON_CHW_TSS | ON_MLV_DSS | 230 | 37 | 17.76 | 402 | 435 | 541 | 747 | 0.033573 | 29.786 | 4.35
961 | ON | 1 | ON_CHW_TSS | ON_MLV_DSS | 230 | 41.2 | 19.78 | 402 | 435 | 541 | 747 | 0.037391 | 26.7442 | 4.35
962 | ON | 1 | ON_CHW_TSS | ON_AGN_JCT | 230 | 43.3 | 20.78 | 402 | 435 | 541 | 468 | 0.039282 | 25.4572 | 4.35
963 | ON | 1 | ON_CHW_TSS | ON_FCD_DSS | 230 | 44.5 | 21.36 | 402 | 435 | 541 | 607 | 0.040378 | 24.7659 | 4.35
964 | ON | 1 | ON_CHX_TSS | ON_MTC_JCT | 230 | 200.1 | 96.05 | 237 | 257 | 542 | 762 | 0.18157 | 5.5075 | 2.57
965 | ON | 1 | ON_CKV_DSS | ON_LNP_DSS | 230 | 19.1 | 9.17 | 402 | 435 | 543 | 718 | 0.017335 | 57.6881 | 4.35
966 | ON | 1 | ON_CKV_DSS | ON_LNP_DSS | 230 | 19.1 | 9.17 | 402 | 435 | 543 | 718 | 0.017335 | 57.6881 | 4.35
967 | ON | 1 | ON_CLA_JCT | ON_CLA_DSS | 230 | 26.2 | 12.58 | 402 | 435 | 545 | 544 | 0.023781 | 42.0509 | 4.35
968 | ON | 1 | ON_CLA_JCT | ON_VLC_ISS | 230 | 26.2 | 12.58 | 402 | 435 | 545 | 906 | 0.023781 | 42.0509 | 4.35
969 | ON | 1 | ON_CLA_JCT | ON_ALG_TSS | 230 | 160.1 | 76.85 | 275 | 297 | 545 | 471 | 0.14527 | 6.8835 | 2.97
970 | ON | 1 | ON_CLA_JCT | ON_CLA_DSS | 230 | 160.1 | 76.85 | 275 | 297 | 545 | 544 | 0.14527 | 6.8835 | 2.97
971 | ON | 1 | ON_CLB_JCT | ON_LAS_JCT | 230 | 39.2 | 18.82 | 402 | 435 | 546 | 701 | 0.035577 | 28.1084 | 4.35
972 | ON | 1 | ON_CLB_JCT | ON_WHB_JCT | 230 | 39.2 | 18.82 | 402 | 435 | 546 | 925 | 0.035577 | 28.1084 | 4.35
973 | ON | 1 | ON_CLB_JCT | ON_LAS_JCT | 230 | 40.3 | 19.34 | 402 | 435 | 546 | 701 | 0.03656 | 27.3526 | 4.35
974 | ON | 1 | ON_CLB_JCT | ON_WHB_JCT | 230 | 40.3 | 19.34 | 402 | 435 | 546 | 925 | 0.03656 | 27.3526 | 4.35
975 | ON | 1 | ON_CLG_JCT | ON_CHW_TSS | 500 | 45.1 | 17.81 | 2550 | 3225 | 547 | 541 | 0.007124 | 140.3706 | 32.25
976 | ON | 1 | ON_CLG_JCT | ON_CLG_TSS | 500 | 45.1 | 17.81 | 2550 | 3225 | 547 | 548 | 0.007124 | 140.3706 | 32.25
977 | ON | 1 | ON_CLG_JCT | ON_CHW_TSS | 500 | 45.1 | 17.81 | 2550 | 3225 | 547 | 541 | 0.007124 | 140.3706 | 32.25
978 | ON | 1 | ON_CLG_JCT | ON_CLG_TSS | 500 | 45.1 | 17.81 | 2550 | 3225 | 547 | 548 | 0.007124 | 140.3706 | 32.25
979 | ON | 1 | ON_CLG_TSS | ON_SEN_JCT | 230 | 28.2 | 13.54 | 402 | 435 | 548 | 842 | 0.025595 | 39.0694 | 4.35
980 | ON | 1 | ON_CLG_TSS | ON_WLS_JCT | 230 | 29.7 | 14.26 | 402 | 435 | 548 | 932 | 0.026957 | 37.0968 | 4.35
981 | ON | 1 | ON_CLG_TSS | ON_WLS_JCT | 230 | 31.7 | 15.22 | 402 | 435 | 548 | 932 | 0.028771 | 34.7569 | 4.35
982 | ON | 1 | ON_CLG_TSS | ON_CLB_JCT | 230 | 39.2 | 18.82 | 402 | 435 | 548 | 546 | 0.035577 | 28.1084 | 4.35
983 | ON | 1 | ON_CLG_TSS | ON_CLB_JCT | 230 | 40.3 | 19.34 | 402 | 435 | 548 | 546 | 0.03656 | 27.3526 | 4.35
984 | ON | 1 | ON_CLG_TSS | ON_PNC_JCT | 230 | 138 | 66.24 | 303 | 328 | 548 | 820 | 0.12522 | 7.9861 | 3.28
985 | ON | 1 | ON_CLK_JCT | ON_SCT_JCT | 230 | 33.1 | 15.89 | 402 | 435 | 549 | 840 | 0.030038 | 33.2914 | 4.35
986 | ON | 1 | ON_CLK_JCT | ON_SCT_JCT | 230 | 33.1 | 15.89 | 402 | 435 | 549 | 840 | 0.030038 | 33.2914 | 4.35
987 | ON | 1 | ON_CLK_JCT | ON_SCT_JCT | 230 | 35 | 16.8 | 402 | 435 | 549 | 840 | 0.031758 | 31.4881 | 4.35
988 | ON | 1 | ON_CLK_JCT | ON_MPT_TSS | 230 | 88.1 | 42.29 | 402 | 435 | 549 | 755 | 0.079943 | 12.5089 | 4.35
989 | ON | 1 | ON_CLK_JCT | ON_MPT_TSS | 230 | 102.6 | 49.25 | 368 | 399 | 549 | 755 | 0.0931 | 10.7411 | 3.99
990 | ON | 1 | ON_CLK_JCT | ON_MPT_TSS | 230 | 102.7 | 49.3 | 368 | 398 | 549 | 755 | 0.093195 | 10.7302 | 3.98
991 | ON | 1 | ON_CLK_JCT | ON_TRN_JCT | 230 | 102.7 | 49.3 | 368 | 398 | 549 | 899 | 0.093195 | 10.7302 | 3.98
992 | ON | 1 | ON_CLK_JCT | ON_MPT_TSS | 230 | 103.1 | 49.49 | 367 | 397 | 549 | 755 | 0.093554 | 10.689 | 3.97
993 | ON | 1 | ON_CLK_JCT | ON_MPT_TSS | 230 | 103.1 | 49.49 | 367 | 397 | 549 | 755 | 0.093554 | 10.689 | 3.97
994 | ON | 1 | ON_CLK_JCT | ON_MPT_TSS | 230 | 104 | 49.92 | 365 | 395 | 549 | 755 | 0.094367 | 10.597 | 3.95
995 | ON | 1 | ON_CLK_JCT | ON_MPT_TSS | 230 | 110.1 | 52.85 | 352 | 380 | 549 | 755 | 0.099905 | 10.0095 | 3.8
996 | ON | 1 | ON_CLK_JCT | ON_MPT_TSS | 230 | 110.1 | 52.85 | 352 | 380 | 549 | 755 | 0.099905 | 10.0095 | 3.8
997 | ON | 1 | ON_CLK_JCT | ON_MPT_TSS | 230 | 121 | 58.08 | 330 | 358 | 549 | 755 | 0.10979 | 9.1081 | 3.58
998 | ON | 1 | ON_CLK_JCT | ON_MPT_TSS | 230 | 127 | 60.96 | 320 | 346 | 549 | 755 | 0.11524 | 8.6778 | 3.46
999 | ON | 1 | ON_CLV_TSS | ON_RCV_DSS | 230 | 9 | 4.32 | 402 | 435 | 550 | 825 | 0.0081664 | 122.4537 | 4.35
1000 | ON | 1 | ON_CLV_TSS | ON_RCV_DSS | 230 | 9 | 4.32 | 402 | 435 | 550 | 825 | 0.0081664 | 122.4537 | 4.35
1001 | ON | 1 | ON_CLV_TSS | ON_RCV_DSS | 230 | 9 | 4.32 | 402 | 435 | 550 | 825 | 0.0081664 | 122.4537 | 4.35
1002 | ON | 1 | ON_CLV_TSS | ON_RCV_DSS | 230 | 9 | 4.32 | 402 | 435 | 550 | 825 | 0.0081664 | 122.4537 | 4.35
1003 | ON | 1 | ON_CLV_TSS | ON_WTM_JCT | 230 | 9.1 | 4.37 | 402 | 435 | 550 | 937 | 0.0082609 | 121.0526 | 4.35
1004 | ON | 1 | ON_CLV_TSS | ON_WTM_JCT | 230 | 9.1 | 4.37 | 402 | 435 | 550 | 937 | 0.0082609 | 121.0526 | 4.35
1005 | ON | 1 | ON_CLV_TSS | ON_WDB_JCT | 230 | 12.7 | 6.1 | 402 | 435 | 550 | 920 | 0.011531 | 86.7213 | 4.35
1006 | ON | 1 | ON_CLV_TSS | ON_SGW_JCT | 230 | 19.1 | 9.17 | 402 | 435 | 550 | 845 | 0.017335 | 57.6881 | 4.35
1007 | ON | 1 | ON_CLV_TSS | ON_WDB_JCT | 230 | 22.7 | 10.9 | 402 | 435 | 550 | 920 | 0.020605 | 48.5321 | 4.35
1008 | ON | 1 | ON_CLV_TSS | ON_GRW_JCT | 230 | 29.1 | 13.97 | 402 | 435 | 550 | 636 | 0.026408 | 37.8669 | 4.35
1009 | ON | 1 | ON_CLV_TSS | ON_SGW_JCT | 230 | 29.1 | 13.97 | 402 | 435 | 550 | 845 | 0.026408 | 37.8669 | 4.35
1010 | ON | 1 | ON_CLV_TSS | ON_TOS_JCT | 230 | 30.1 | 14.45 | 402 | 435 | 550 | 891 | 0.027316 | 36.609 | 4.35
1011 | ON | 1 | ON_CLV_TSS | ON_TOS_JCT | 230 | 30.1 | 14.45 | 402 | 435 | 550 | 891 | 0.027316 | 36.609 | 4.35
1012 | ON | 1 | ON_CLV_TSS | ON_WDB_JCT | 230 | 30.5 | 14.64 | 402 | 435 | 550 | 920 | 0.027675 | 36.1339 | 4.35
1013 | ON | 1 | ON_CLV_TSS | ON_WDB_JCT | 230 | 30.5 | 14.64 | 402 | 435 | 550 | 920 | 0.027675 | 36.1339 | 4.35
1014 | ON | 1 | ON_CLV_TSS | ON_MIL_SWS | 500 | 103 | 40.69 | 2331 | 2948 | 550 | 737 | 0.016276 | 61.4402 | 29.48
1015 | ON | 1 | ON_CMB_JCT | ON_ENI_DSS | 230 | 102.6 | 49.25 | 368 | 399 | 551 | 592 | 0.0931 | 10.7411 | 3.99
1016 | ON | 1 | ON_CMB_JCT | ON_PRE_DSS | 230 | 102.6 | 49.25 | 368 | 399 | 551 | 821 | 0.0931 | 10.7411 | 3.99
1017 | ON | 1 | ON_CMB_JCT | ON_ENI_DSS | 230 | 102.7 | 49.3 | 368 | 398 | 551 | 592 | 0.093195 | 10.7302 | 3.98
1018 | ON | 1 | ON_CMB_JCT | ON_PRE_DSS | 230 | 102.7 | 49.3 | 368 | 398 | 551 | 821 | 0.093195 | 10.7302 | 3.98
1019 | ON | 1 | ON_COF_JCT | ON_BRA_JCT | 230 | 147 | 70.56 | 291 | 314 | 552 | 517 | 0.13338 | 7.4972 | 3.14
1020 | ON | 1 | ON_COF_JCT | ON_ORI_DSS | 230 | 147 | 70.56 | 291 | 314 | 552 | 795 | 0.13338 | 7.4972 | 3.14
1021 | ON | 1 | ON_COF_JCT | ON_BRA_JCT | 230 | 147.1 | 70.61 | 290 | 314 | 552 | 517 | 0.13348 | 7.4919 | 3.14
1022 | ON | 1 | ON_COF_JCT | ON_ORI_DSS | 230 | 147.1 | 70.61 | 290 | 314 | 552 | 795 | 0.13348 | 7.4919 | 3.14
1023 | ON | 1 | ON_COM_JCT | ON_COM_GSS | 230 | 60.5 | 29.04 | 402 | 435 | 554 | 553 | 0.054896 | 18.2163 | 4.35
1024 | ON | 1 | ON_COM_JCT | ON_LKS_DSS | 230 | 60.5 | 29.04 | 402 | 435 | 554 | 712 | 0.054896 | 18.2163 | 4.35
1025 | ON | 1 | ON_COM_JCT | ON_COM_GSS | 230 | 62.5 | 30 | 402 | 435 | 554 | 553 | 0.056711 | 17.6333 | 4.35
1026 | ON | 1 | ON_COM_JCT | ON_LKS_DSS | 230 | 62.5 | 30 | 402 | 435 | 554 | 712 | 0.056711 | 17.6333 | 4.35
1027 | ON | 1 | ON_CON_JCT | ON_MOD_DSS | 230 | 122 | 58.56 | 329 | 356 | 555 | 753 | 0.1107 | 9.0335 | 3.56
1028 | ON | 1 | ON_CON_JCT | ON_MOD_DSS | 230 | 133.3 | 63.98 | 310 | 335 | 555 | 753 | 0.12095 | 8.2682 | 3.35
1029 | ON | 1 | ON_COW_JCT | ON_DUA_JCT | 230 | 110 | 52.8 | 352 | 381 | 556 | 582 | 0.099811 | 10.0189 | 3.81
1030 | ON | 1 | ON_COW_JCT | ON_LGW_DSS | 230 | 110 | 52.8 | 352 | 381 | 556 | 710 | 0.099811 | 10.0189 | 3.81
1031 | ON | 1 | ON_COW_JCT | ON_DUA_JCT | 230 | 140 | 67.2 | 300 | 325 | 556 | 582 | 0.12703 | 7.872 | 3.25
1032 | ON | 1 | ON_COW_JCT | ON_LGW_DSS | 230 | 140 | 67.2 | 300 | 325 | 556 | 710 | 0.12703 | 7.872 | 3.25
1033 | ON | 1 | ON_CR2_JCT | ON_CRY_GSS | 230 | 75.1 | 36.05 | 402 | 435 | 557 | 561 | 0.068147 | 14.6741 | 4.35
1034 | ON | 1 | ON_CR2_JCT | ON_HWT_TSS | 230 | 75.1 | 36.05 | 402 | 435 | 557 | 666 | 0.068147 | 14.6741 | 4.35
1035 | ON | 1 | ON_CRO_JCT | ON_CRO_DSS | 230 | 181.1 | 86.93 | 253 | 274 | 559 | 558 | 0.16433 | 6.0854 | 2.74
1036 | ON | 1 | ON_CRO_JCT | ON_EAY_JCT | 230 | 181.1 | 86.93 | 253 | 274 | 559 | 586 | 0.16433 | 6.0854 | 2.74
1037 | ON | 1 | ON_CRO_JCT | ON_CRO_DSS | 230 | 193.1 | 92.69 | 243 | 263 | 559 | 558 | 0.17522 | 5.7072 | 2.63
1038 | ON | 1 | ON_CRO_JCT | ON_EAS_JCT | 230 | 193.1 | 92.69 | 243 | 263 | 559 | 585 | 0.17522 | 5.7072 | 2.63
1039 | ON | 1 | ON_CSL_JCT | ON_ALL_TSS | 230 | 82 | 39.36 | 402 | 435 | 562 | 472 | 0.074405 | 13.44 | 4.35
1040 | ON | 1 | ON_CSL_JCT | ON_ALW_JCT | 230 | 82 | 39.36 | 402 | 435 | 562 | 477 | 0.074405 | 13.44 | 4.35
1041 | ON | 1 | ON_CSL_JCT | ON_ALL_TSS | 230 | 88 | 42.24 | 402 | 435 | 562 | 472 | 0.079849 | 12.5237 | 4.35
1042 | ON | 1 | ON_CSL_JCT | ON_ALW_JCT | 230 | 88 | 42.24 | 402 | 435 | 562 | 477 | 0.079849 | 12.5237 | 4.35
1043 | ON | 1 | ON_CTQ_TSS | ON_KSS_JCT | 230 | 56.1 | 26.93 | 402 | 435 | 563 | 698 | 0.050907 | 19.6435 | 4.35
1044 | ON | 1 | ON_CTQ_TSS | ON_NPK_JCT | 230 | 58.2 | 27.94 | 402 | 435 | 563 | 780 | 0.052817 | 18.9334 | 4.35
1045 | ON | 1 | ON_CTQ_TSS | ON_WTB_JCT | 230 | 70.3 | 33.74 | 402 | 435 | 563 | 936 | 0.063781 | 15.6787 | 4.35
1046 | ON | 1 | ON_CTQ_TSS | ON_WTB_JCT | 230 | 75.1 | 36.05 | 402 | 435 | 563 | 936 | 0.068147 | 14.6741 | 4.35
1047 | ON | 1 | ON_CUM_JCT | QC_MSS_DSS | 230 | 5.8 | 2.78 | 402 | 435 | 565 | 1094 | 0.0052552 | 190.2878 | 4.35
1048 | ON | 1 | ON_CUM_JCT | ON_STI_DSS | 230 | 96.7 | 46.42 | 383 | 414 | 565 | 870 | 0.08775 | 11.396 | 4.14
1049 | ON | 1 | ON_DDM_ISS | ON_LEM_DSS | 230 | 15 | 7.2 | 402 | 435 | 568 | 703 | 0.013611 | 73.4722 | 4.35
1050 | ON | 1 | ON_DEJ_TSS | ON_OTH_DSS | 230 | 90 | 43.2 | 402 | 435 | 569 | 801 | 0.081664 | 12.2454 | 4.35
1051 | ON | 1 | ON_DEJ_TSS | ON_MND_DSS | 230 | 160 | 76.8 | 275 | 297 | 569 | 752 | 0.14518 | 6.888 | 2.97
1052 | ON | 1 | ON_DEJ_TSS | ON_MND_DSS | 230 | 160 | 76.8 | 275 | 297 | 569 | 752 | 0.14518 | 6.888 | 2.97
1053 | ON | 1 | ON_DEJ_TSS | ON_OTC_JCT | 230 | 160 | 76.8 | 275 | 297 | 569 | 800 | 0.14518 | 6.888 | 2.97
1054 | ON | 1 | ON_DEJ_TSS | ON_OTC_JCT | 230 | 180.1 | 86.45 | 254 | 275 | 569 | 800 | 0.16342 | 6.1191 | 2.75
1055 | ON | 1 | ON_DET_JCT | ON_DET_TSS | 230 | 102.6 | 49.25 | 368 | 399 | 570 | 571 | 0.0931 | 10.7411 | 3.99
1056 | ON | 1 | ON_DET_JCT | ON_KJ8_JCT | 230 | 102.6 | 49.25 | 368 | 399 | 570 | 683 | 0.0931 | 10.7411 | 3.99
1057 | ON | 1 | ON_DET_JCT | ON_KM6_DSS | 230 | 102.6 | 49.25 | 368 | 399 | 570 | 686 | 0.0931 | 10.7411 | 3.99
1058 | ON | 1 | ON_DET_JCT | ON_DET_TSS | 230 | 102.7 | 49.3 | 368 | 398 | 570 | 571 | 0.093195 | 10.7302 | 3.98
1059 | ON | 1 | ON_DET_JCT | ON_KJ8_JCT | 230 | 102.7 | 49.3 | 368 | 398 | 570 | 683 | 0.093195 | 10.7302 | 3.98
1060 | ON | 1 | ON_DET_JCT | ON_KM6_DSS | 230 | 102.7 | 49.3 | 368 | 398 | 570 | 686 | 0.093195 | 10.7302 | 3.98
1061 | ON | 1 | ON_DET_TSS | ON_KJ9_JCT | 230 | 79.1 | 37.97 | 402 | 435 | 571 | 684 | 0.071777 | 13.9321 | 4.35
1062 | ON | 1 | ON_DET_TSS | ON_KJ9_JCT | 230 | 79.1 | 37.97 | 402 | 435 | 571 | 684 | 0.071777 | 13.9321 | 4.35
1063 | ON | 1 | ON_DET_TSS | ON_WTN_JCT | 230 | 85.1 | 40.85 | 402 | 435 | 571 | 939 | 0.077221 | 12.9498 | 4.35
1064 | ON | 1 | ON_DET_TSS | ON_WTN_JCT | 230 | 85.1 | 40.85 | 402 | 435 | 571 | 939 | 0.077221 | 12.9498 | 4.35
1065 | ON | 1 | ON_DFN_JCT | ON_AGN_JCT | 230 | 10.8 | 5.18 | 402 | 435 | 572 | 468 | 0.0097921 | 102.1236 | 4.35
1066 | ON | 1 | ON_DFN_JCT | ON_SEN_JCT | 230 | 10.8 | 5.18 | 402 | 435 | 572 | 842 | 0.0097921 | 102.1236 | 4.35
1067 | ON | 1 | ON_DFN_JCT | ON_SEN_JCT | 230 | 28.2 | 13.54 | 402 | 435 | 572 | 842 | 0.025595 | 39.0694 | 4.35
1068 | ON | 1 | ON_DID_JCT | ON_TRF_JCT | 230 | 40.1 | 19.25 | 402 | 435 | 574 | 895 | 0.036389 | 27.4805 | 4.35
1069 | ON | 1 | ON_DIL_JCT | ON_DIL_GSS | 230 | 62.5 | 30 | 402 | 435 | 576 | 575 | 0.056711 | 17.6333 | 4.35
1070 | ON | 1 | ON_DIL_JCT | ON_KEP_JCT | 230 | 62.5 | 30 | 402 | 435 | 576 | 682 | 0.056711 | 17.6333 | 4.35
1071 | ON | 1 | ON_DNW_JCT | ON_WTY_SWS | 230 | 0.2 | 0.1 | 402 | 435 | 578 | 940 | 0.00018904 | 5290 | 4.35
1072 | ON | 1 | ON_DNW_JCT | ON_MKZ_TSS | 230 | 214 | 102.72 | 227 | 245 | 578 | 744 | 0.19418 | 5.1499 | 2.45
1073 | ON | 1 | ON_DOB_DSS | ON_CHW_TSS | 230 | 75 | 36 | 402 | 435 | 579 | 541 | 0.068053 | 14.6944 | 4.35
1074 | ON | 1 | ON_DRY_TSS | ON_DNW_JCT | 230 | 214 | 102.72 | 227 | 245 | 580 | 578 | 0.19418 | 5.1499 | 2.45
1075 | ON | 1 | ON_DUA_JCT | ON_DUA_DSS | 230 | 110 | 52.8 | 352 | 381 | 582 | 581 | 0.099811 | 10.0189 | 3.81
1076 | ON | 1 | ON_DUA_JCT | ON_SPC_SWS | 230 | 110 | 52.8 | 352 | 381 | 582 | 863 | 0.099811 | 10.0189 | 3.81
1077 | ON | 1 | ON_DUA_JCT | ON_CHT_SWS | 230 | 140 | 67.2 | 300 | 325 | 582 | 538 | 0.12703 | 7.872 | 3.25
1078 | ON | 1 | ON_DUA_JCT | ON_DUA_DSS | 230 | 140 | 67.2 | 300 | 325 | 582 | 581 | 0.12703 | 7.872 | 3.25
1079 | ON | 1 | ON_DUP_JCT | ON_NSC_ISS | 230 | 8 | 3.84 | 402 | 435 | 583 | 781 | 0.007259 | 137.7604 | 4.35
1080 | ON | 1 | ON_DUP_JCT | ON_SHL_ISS | 230 | 8 | 3.84 | 402 | 435 | 583 | 846 | 0.007259 | 137.7604 | 4.35
1081 | ON | 1 | ON_DUP_JCT | ON_NSC_ISS | 230 | 21.9 | 10.51 | 402 | 435 | 583 | 781 | 0.019868 | 50.333 | 4.35
1082 | ON | 1 | ON_DUP_JCT | ON_SHL_ISS | 230 | 21.9 | 10.51 | 402 | 435 | 583 | 846 | 0.019868 | 50.333 | 4.35
1083 | ON | 1 | ON_DYM_DSS | ON_LWN_JCT | 230 | 146.1 | 70.13 | 292 | 316 | 584 | 728 | 0.13257 | 7.5431 | 3.16
1084 | ON | 1 | ON_EAS_JCT | ON_BRO_DSS | 230 | 193.1 | 92.69 | 243 | 263 | 585 | 519 | 0.17522 | 5.7072 | 2.63
1085 | ON | 1 | ON_EAS_JCT | ON_STL_DSS | 230 | 193.1 | 92.69 | 243 | 263 | 585 | 871 | 0.17522 | 5.7072 | 2.63
1086 | ON | 1 | ON_EAS_JCT | ON_BRO_DSS | 230 | 211.3 | 101.42 | 229 | 248 | 585 | 519 | 0.19172 | 5.2159 | 2.48
1087 | ON | 1 | ON_EAS_JCT | ON_EAY_JCT | 230 | 211.3 | 101.42 | 229 | 248 | 585 | 586 | 0.19172 | 5.2159 | 2.48
1088 | ON | 1 | ON_EAY_JCT | ON_SMF_DSS | 230 | 181.1 | 86.93 | 253 | 274 | 586 | 852 | 0.16433 | 6.0854 | 2.74
1089 | ON | 1 | ON_EAY_JCT | ON_STL_DSS | 230 | 181.1 | 86.93 | 253 | 274 | 586 | 871 | 0.16433 | 6.0854 | 2.74
1090 | ON | 1 | ON_EAY_JCT | ON_RSR_JCT | 230 | 211.3 | 101.42 | 229 | 248 | 586 | 833 | 0.19172 | 5.2159 | 2.48
1091 | ON | 1 | ON_EAY_JCT | ON_SMF_DSS | 230 | 211.3 | 101.42 | 229 | 248 | 586 | 852 | 0.19172 | 5.2159 | 2.48
1092 | ON | 1 | ON_ELM_JCT | ON_ELM_DSS | 230 | 24.2 | 11.62 | 402 | 435 | 589 | 588 | 0.021966 | 45.525 | 4.35
1093 | ON | 1 | ON_ELM_JCT | ON_SCB_JCT | 230 | 24.2 | 11.62 | 402 | 435 | 589 | 837 | 0.021966 | 45.525 | 4.35
1094 | ON | 1 | ON_ELM_JCT | ON_ELM_DSS | 230 | 24.2 | 11.62 | 402 | 435 | 589 | 588 | 0.021966 | 45.525 | 4.35
1095 | ON | 1 | ON_ELM_JCT | ON_SCB_JCT | 230 | 24.2 | 11.62 | 402 | 435 | 589 | 837 | 0.021966 | 45.525 | 4.35
1096 | ON | 1 | ON_ELW_JCT | ON_ELW_DSS | 230 | 12.2 | 5.86 | 402 | 435 | 591 | 590 | 0.011078 | 90.273 | 4.35
1097 | ON | 1 | ON_ELW_JCT | ON_HWT_TSS | 230 | 12.2 | 5.86 | 402 | 435 | 591 | 666 | 0.011078 | 90.273 | 4.35
1098 | ON | 1 | ON_ELW_JCT | ON_ELW_DSS | 230 | 12.2 | 5.86 | 402 | 435 | 591 | 590 | 0.011078 | 90.273 | 4.35
1099 | ON | 1 | ON_ELW_JCT | ON_HWT_TSS | 230 | 12.2 | 5.86 | 402 | 435 | 591 | 666 | 0.011078 | 90.273 | 4.35
1100 | ON | 1 | ON_ERD_JCT | ON_ERD_DSS | 230 | 22.2 | 10.66 | 402 | 435 | 594 | 593 | 0.020151 | 49.6248 | 4.35
1101 | ON | 1 | ON_ERD_JCT | ON_TFL_DSS | 230 | 22.2 | 10.66 | 402 | 435 | 594 | 883 | 0.020151 | 49.6248 | 4.35
1102 | ON | 1 | ON_ERD_JCT | ON_ERD_DSS | 230 | 22.2 | 10.66 | 402 | 435 | 594 | 593 | 0.020151 | 49.6248 | 4.35
1103 | ON | 1 | ON_ERD_JCT | ON_TFL_DSS | 230 | 22.2 | 10.66 | 402 | 435 | 594 | 883 | 0.020151 | 49.6248 | 4.35
1104 | ON | 1 | ON_ERD_JCT | ON_CHU_JCT | 230 | 34.3 | 16.46 | 402 | 435 | 594 | 540 | 0.031115 | 32.1385 | 4.35
1105 | ON | 1 | ON_ERD_JCT | ON_ERD_DSS | 230 | 34.3 | 16.46 | 402 | 435 | 594 | 593 | 0.031115 | 32.1385 | 4.35
1106 | ON | 1 | ON_ERD_JCT | ON_CHU_JCT | 230 | 34.3 | 16.46 | 402 | 435 | 594 | 540 | 0.031115 | 32.1385 | 4.35
1107 | ON | 1 | ON_ERD_JCT | ON_ERD_DSS | 230 | 34.3 | 16.46 | 402 | 435 | 594 | 593 | 0.031115 | 32.1385 | 4.35
1108 | ON | 1 | ON_ERG_JCT | ON_ERG_ISS | 230 | 59.2 | 28.42 | 402 | 435 | 596 | 595 | 0.053724 | 18.6137 | 4.35
1109 | ON | 1 | ON_ERG_JCT | ON_HOY_JCT | 230 | 59.2 | 28.42 | 402 | 435 | 596 | 661 | 0.053724 | 18.6137 | 4.35
1110 | ON | 1 | ON_ERI_JCT | ON_CHT_SWS | 230 | 39 | 18.72 | 402 | 435 | 598 | 538 | 0.035388 | 28.2585 | 4.35
1111 | ON | 1 | ON_ERI_JCT | ON_ERI_GSS | 230 | 39 | 18.72 | 402 | 435 | 598 | 597 | 0.035388 | 28.2585 | 4.35
1112 | ON | 1 | ON_ERV_JCT | ON_ERV_DSS | 230 | 135.1 | 64.85 | 307 | 332 | 600 | 599 | 0.12259 | 8.1573 | 3.32
1113 | ON | 1 | ON_ERV_JCT | ON_MSS_DSS | 230 | 135.1 | 64.85 | 307 | 332 | 600 | 759 | 0.12259 | 8.1573 | 3.32
1114 | ON | 1 | ON_ESA_TSS | ON_STY_DSS | 230 | 24 | 11.52 | 402 | 435 | 601 | 876 | 0.021777 | 45.9201 | 4.35
1115 | ON | 1 | ON_ESA_TSS | ON_STY_DSS | 230 | 24 | 11.52 | 402 | 435 | 601 | 876 | 0.021777 | 45.9201 | 4.35
1116 | ON | 1 | ON_ESA_TSS | ON_ALS_JCT | 230 | 52.1 | 25.01 | 402 | 435 | 601 | 476 | 0.047278 | 21.1515 | 4.35
1117 | ON | 1 | ON_ESA_TSS | ON_ALS_JCT | 230 | 52.1 | 25.01 | 402 | 435 | 601 | 476 | 0.047278 | 21.1515 | 4.35
1118 | ON | 1 | ON_ESA_TSS | ON_CLV_TSS | 500 | 65 | 25.68 | 2550 | 3225 | 601 | 550 | 0.010272 | 97.352 | 32.25
1119 | ON | 1 | ON_ESA_TSS | ON_CLV_TSS | 500 | 65 | 25.68 | 2550 | 3225 | 601 | 550 | 0.010272 | 97.352 | 32.25
1120 | ON | 1 | ON_ESA_TSS | ON_WBS_JCT | 230 | 115.2 | 55.3 | 341 | 369 | 601 | 918 | 0.10454 | 9.566 | 3.69
1121 | ON | 1 | ON_ESA_TSS | ON_WBS_JCT | 230 | 115.2 | 55.3 | 341 | 369 | 601 | 918 | 0.10454 | 9.566 | 3.69
1122 | ON | 1 | ON_ESC_JCT | ON_ESC_GSS | 230 | 61.9 | 29.71 | 402 | 435 | 603 | 602 | 0.056163 | 17.8055 | 4.35
1123 | ON | 1 | ON_ESC_JCT | ON_NOK_JCT | 230 | 61.9 | 29.71 | 402 | 435 | 603 | 777 | 0.056163 | 17.8055 | 4.35
1124 | ON | 1 | ON_EVG_SWS | ON_PKH_ISS | 500 | 0.1 | 0.04 | 2550 | 3225 | 604 | 814 | 1.6e-05 | 62500 | 32.25
1125 | ON | 1 | ON_EVG_SWS | ON_LGW_DSS | 500 | 36 | 14.22 | 2550 | 3225 | 604 | 710 | 0.005688 | 175.8087 | 32.25
1126 | ON | 1 | ON_EVT_JCT | ON_EVT_DSS | 230 | 52.1 | 25.01 | 402 | 435 | 606 | 605 | 0.047278 | 21.1515 | 4.35
1127 | ON | 1 | ON_EVT_JCT | ON_ORA_DSS | 230 | 52.1 | 25.01 | 402 | 435 | 606 | 794 | 0.047278 | 21.1515 | 4.35
1128 | ON | 1 | ON_EVT_JCT | ON_EVT_DSS | 230 | 52.1 | 25.01 | 402 | 435 | 606 | 605 | 0.047278 | 21.1515 | 4.35
1129 | ON | 1 | ON_EVT_JCT | ON_ORA_DSS | 230 | 52.1 | 25.01 | 402 | 435 | 606 | 794 | 0.047278 | 21.1515 | 4.35
1130 | ON | 1 | ON_FCD_DSS | ON_BTH_JCT | 230 | 43.3 | 20.78 | 402 | 435 | 607 | 522 | 0.039282 | 25.4572 | 4.35
1131 | ON | 1 | ON_FCD_DSS | ON_BTH_JCT | 230 | 44.5 | 21.36 | 402 | 435 | 607 | 522 | 0.040378 | 24.7659 | 4.35
1132 | ON | 1 | ON_FGS_JCT | ON_FGS_DSS | 230 | 85.1 | 40.85 | 402 | 435 | 610 | 609 | 0.077221 | 12.9498 | 4.35
1133 | ON | 1 | ON_FGS_JCT | ON_ORA_DSS | 230 | 85.1 | 40.85 | 402 | 435 | 610 | 794 | 0.077221 | 12.9498 | 4.35
1134 | ON | 1 | ON_FGS_JCT | ON_FGS_DSS | 230 | 85.1 | 40.85 | 402 | 435 | 610 | 609 | 0.077221 | 12.9498 | 4.35
1135 | ON | 1 | ON_FGS_JCT | ON_ORA_DSS | 230 | 85.1 | 40.85 | 402 | 435 | 610 | 794 | 0.077221 | 12.9498 | 4.35
1136 | ON | 1 | ON_FIN_JCT | ON_FIN_DSS | 230 | 30.1 | 14.45 | 402 | 435 | 612 | 611 | 0.027316 | 36.609 | 4.35
1137 | ON | 1 | ON_FIN_JCT | ON_RCV_DSS | 230 | 30.1 | 14.45 | 402 | 435 | 612 | 825 | 0.027316 | 36.609 | 4.35
1138 | ON | 1 | ON_FIN_JCT | ON_FIN_DSS | 230 | 30.3 | 14.54 | 402 | 435 | 612 | 611 | 0.027486 | 36.3824 | 4.35
1139 | ON | 1 | ON_FIN_JCT | ON_RCV_DSS | 230 | 30.3 | 14.54 | 402 | 435 | 612 | 825 | 0.027486 | 36.3824 | 4.35
1140 | ON | 1 | ON_FIN_JCT | ON_FIN_DSS | 230 | 41.2 | 19.78 | 402 | 435 | 612 | 611 | 0.037391 | 26.7442 | 4.35
1141 | ON | 1 | ON_FIN_JCT | ON_RCV_DSS | 230 | 41.2 | 19.78 | 402 | 435 | 612 | 825 | 0.037391 | 26.7442 | 4.35
1142 | ON | 1 | ON_FIN_JCT | ON_FIN_DSS | 230 | 43.3 | 20.78 | 402 | 435 | 612 | 611 | 0.039282 | 25.4572 | 4.35
1143 | ON | 1 | ON_FIN_JCT | ON_RCV_DSS | 230 | 43.3 | 20.78 | 402 | 435 | 612 | 825 | 0.039282 | 25.4572 | 4.35
1144 | ON | 1 | ON_FRD_JCT | ON_FDO_ISS | 230 | 19.1 | 9.17 | 402 | 435 | 613 | 608 | 0.017335 | 57.6881 | 4.35
1145 | ON | 1 | ON_FRD_JCT | ON_OAK_DSS | 230 | 19.1 | 9.17 | 402 | 435 | 613 | 788 | 0.017335 | 57.6881 | 4.35
1146 | ON | 1 | ON_FRD_JCT | ON_FDO_ISS | 230 | 19.1 | 9.17 | 402 | 435 | 613 | 608 | 0.017335 | 57.6881 | 4.35
1147 | ON | 1 | ON_FRD_JCT | ON_OAK_DSS | 230 | 19.1 | 9.17 | 402 | 435 | 613 | 788 | 0.017335 | 57.6881 | 4.35
1148 | ON | 1 | ON_FRF_TSS | ON_MKZ_TSS | 230 | 140 | 67.2 | 300 | 325 | 614 | 744 | 0.12703 | 7.872 | 3.25
1149 | ON | 1 | ON_FST_JCT | ON_FST_DSS | 230 | 187.4 | 89.95 | 248 | 268 | 616 | 615 | 0.17004 | 5.881 | 2.68
1150 | ON | 1 | ON_FST_JCT | ON_STF_JCT | 230 | 187.4 | 89.95 | 248 | 268 | 616 | 869 | 0.17004 | 5.881 | 2.68
1151 | ON | 1 | ON_FST_JCT | ON_FST_DSS | 230 | 208.4 | 100.03 | 231 | 250 | 616 | 615 | 0.18909 | 5.2884 | 2.5
1152 | ON | 1 | ON_FST_JCT | ON_STF_JCT | 230 | 208.4 | 100.03 | 231 | 250 | 616 | 869 | 0.18909 | 5.2884 | 2.5
1153 | ON | 1 | ON_GAL_JCT | ON_ARN_GSS | 230 | 223 | 107.04 | 221 | 239 | 617 | 489 | 0.20234 | 4.9421 | 2.39
1154 | ON | 1 | ON_GAL_JCT | ON_BNK_JCT | 230 | 223 | 107.04 | 221 | 239 | 617 | 513 | 0.20234 | 4.9421 | 2.39
1155 | ON | 1 | ON_GAR_JCT | ON_GAR_DSS | 230 | 70.3 | 33.74 | 402 | 435 | 619 | 618 | 0.063781 | 15.6787 | 4.35
1156 | ON | 1 | ON_GAR_JCT | ON_GAR_DSS | 230 | 75.1 | 36.05 | 402 | 435 | 619 | 618 | 0.068147 | 14.6741 | 4.35
1157 | ON | 1 | ON_GGN_JCT | ON_RJ1_JCT | 230 | 30.1 | 14.45 | 402 | 435 | 621 | 826 | 0.027316 | 36.609 | 4.35
1158 | ON | 1 | ON_GGS_JCT | ON_VJ1_JCT | 230 | 30.1 | 14.45 | 402 | 435 | 622 | 903 | 0.027316 | 36.609 | 4.35
1159 | ON | 1 | ON_GLA_JCT | ON_GLA_SWS | 230 | 91.2 | 43.78 | 398 | 431 | 623 | 624 | 0.08276 | 12.0831 | 4.31
1160 | ON | 1 | ON_GLO_JCT | ON_GLO_DSS | 230 | 24.7 | 11.86 | 402 | 435 | 626 | 625 | 0.02242 | 44.6037 | 4.35
1161 | ON | 1 | ON_GLO_JCT | ON_LNZ_JCT | 230 | 24.7 | 11.86 | 402 | 435 | 626 | 719 | 0.02242 | 44.6037 | 4.35
1162 | ON | 1 | ON_GLO_JCT | ON_GLO_DSS | 230 | 24.7 | 11.86 | 402 | 435 | 626 | 625 | 0.02242 | 44.6037 | 4.35
1163 | ON | 1 | ON_GLO_JCT | ON_LNZ_JCT | 230 | 24.7 | 11.86 | 402 | 435 | 626 | 719 | 0.02242 | 44.6037 | 4.35
1164 | ON | 1 | ON_GNA_JCT | ON_LRE_JCT | 230 | 49 | 23.52 | 402 | 435 | 627 | 720 | 0.044461 | 22.4915 | 4.35
1165 | ON | 1 | ON_GNA_JCT | ON_NAP_DSS | 230 | 49 | 23.52 | 402 | 435 | 627 | 766 | 0.044461 | 22.4915 | 4.35
1166 | ON | 1 | ON_GNA_JCT | ON_LRE_JCT | 230 | 49 | 23.52 | 402 | 435 | 627 | 720 | 0.044461 | 22.4915 | 4.35
1167 | ON | 1 | ON_GNA_JCT | ON_NAP_DSS | 230 | 49 | 23.52 | 402 | 435 | 627 | 766 | 0.044461 | 22.4915 | 4.35
1168 | ON | 1 | ON_GRD_JCT | ON_CAL_JCT | 230 | 44.5 | 21.36 | 402 | 435 | 629 | 531 | 0.040378 | 24.7659 | 4.35
1169 | ON | 1 | ON_GRD_JCT | ON_GRD_GSS | 230 | 44.5 | 21.36 | 402 | 435 | 629 | 628 | 0.040378 | 24.7659 | 4.35
1170 | ON | 1 | ON_GRF_JCT | ON_GRF_GSS | 230 | 7.1 | 3.41 | 402 | 435 | 631 | 630 | 0.0064461 | 155.132 | 4.35
1171 | ON | 1 | ON_GRF_JCT | ON_GRF_GSS | 230 | 7.1 | 3.41 | 402 | 435 | 631 | 630 | 0.0064461 | 155.132 | 4.35
1172 | ON | 1 | ON_GRH_JCT | ON_GRH_GSS | 230 | 284.5 | 136.56 | 188 | 203 | 633 | 632 | 0.25815 | 3.8738 | 2.03
1173 | ON | 1 | ON_GRH_JCT | ON_LKH_TSS | 230 | 284.5 | 136.56 | 188 | 203 | 633 | 711 | 0.25815 | 3.8738 | 2.03
1174 | ON | 1 | ON_GRH_JCT | ON_GRH_GSS | 230 | 284.5 | 136.56 | 188 | 203 | 633 | 632 | 0.25815 | 3.8738 | 2.03
1175 | ON | 1 | ON_GRH_JCT | ON_LKH_TSS | 230 | 284.5 | 136.56 | 188 | 203 | 633 | 711 | 0.25815 | 3.8738 | 2.03
1176 | ON | 1 | ON_GRT_JCT | ON_CRY_DSS | 230 | 201 | 96.48 | 236 | 256 | 634 | 560 | 0.18238 | 5.483 | 2.56
1177 | ON | 1 | ON_GRT_JCT | ON_MTD_DSS | 230 | 201 | 96.48 | 236 | 256 | 634 | 763 | 0.18238 | 5.483 | 2.56
1178 | ON | 1 | ON_GRW_DSS | ON_GRW_JCT | 230 | 22.7 | 10.9 | 402 | 435 | 635 | 636 | 0.020605 | 48.5321 | 4.35
1179 | ON | 1 | ON_GRW_JCT | ON_CLV_TSS | 230 | 22.7 | 10.9 | 402 | 435 | 636 | 550 | 0.020605 | 48.5321 | 4.35
1180 | ON | 1 | ON_GRW_JCT | ON_GRW_DSS | 230 | 29.1 | 13.97 | 402 | 435 | 636 | 635 | 0.026408 | 37.8669 | 4.35
1181 | ON | 1 | ON_GSP_JCT | ON_LYN_JCT | 230 | 64.7 | 31.06 | 402 | 435 | 637 | 729 | 0.058715 | 17.0316 | 4.35
1182 | ON | 1 | ON_GTN_JCT | ON_GTT_JCT | 230 | 102.7 | 49.3 | 368 | 398 | 638 | 641 | 0.093195 | 10.7302 | 3.98
1183 | ON | 1 | ON_GTS_JCT | ON_TRN_JCT | 230 | 102.6 | 49.25 | 368 | 399 | 639 | 899 | 0.0931 | 10.7411 | 3.99
1184 | ON | 1 | ON_GTT_JCT | ON_GTS_JCT | 230 | 102.6 | 49.25 | 368 | 399 | 641 | 639 | 0.0931 | 10.7411 | 3.99
1185 | ON | 1 | ON_GTT_JCT | ON_PRE_JCT | 230 | 102.6 | 49.25 | 368 | 399 | 641 | 822 | 0.0931 | 10.7411 | 3.99
1186 | ON | 1 | ON_GTT_JCT | ON_AMC_JCT | 230 | 102.7 | 49.3 | 368 | 398 | 641 | 481 | 0.093195 | 10.7302 | 3.98
1187 | ON | 1 | ON_GUE_JCT | ON_CBL_DSS | 230 | 85.1 | 40.85 | 402 | 435 | 642 | 533 | 0.077221 | 12.9498 | 4.35
1188 | ON | 1 | ON_GUE_JCT | ON_FGS_JCT | 230 | 85.1 | 40.85 | 402 | 435 | 642 | 610 | 0.077221 | 12.9498 | 4.35
1189 | ON | 1 | ON_GUE_JCT | ON_CBL_DSS | 230 | 85.1 | 40.85 | 402 | 435 | 642 | 533 | 0.077221 | 12.9498 | 4.35
1190 | ON | 1 | ON_GUE_JCT | ON_FGS_JCT | 230 | 85.1 | 40.85 | 402 | 435 | 642 | 610 | 0.077221 | 12.9498 | 4.35
1191 | ON | 1 | ON_GV3_JCT | ON_GV3_GSS | 230 | 128.4 | 61.63 | 318 | 344 | 644 | 643 | 0.1165 | 8.5835 | 3.44
1192 | ON | 1 | ON_GV3_JCT | ON_SOG_JCT | 230 | 128.4 | 61.63 | 318 | 344 | 644 | 861 | 0.1165 | 8.5835 | 3.44
1193 | ON | 1 | ON_HAI_JCT | ON_APP_JCT | 230 | 0.1 | 0.05 | 402 | 435 | 645 | 486 | 9.4518e-05 | 10580 | 4.35
1194 | ON | 1 | ON_HAI_JCT | ON_APP_JCT | 230 | 0.1 | 0.05 | 402 | 435 | 645 | 486 | 9.4518e-05 | 10580 | 4.35
1195 | ON | 1 | ON_HAI_JCT | ON_APP_JCT | 230 | 0.1 | 0.05 | 402 | 435 | 645 | 486 | 9.4518e-05 | 10580 | 4.35
1196 | ON | 1 | ON_HAI_JCT | ON_APP_JCT | 230 | 0.1 | 0.05 | 402 | 435 | 645 | 486 | 9.4518e-05 | 10580 | 4.35
1197 | ON | 1 | ON_HBY_JCT | ON_MDV_DSS | 230 | 40.3 | 19.34 | 402 | 435 | 646 | 735 | 0.03656 | 27.3526 | 4.35
1198 | ON | 1 | ON_HBY_JCT | ON_PEC_JCT | 230 | 40.3 | 19.34 | 402 | 435 | 646 | 808 | 0.03656 | 27.3526 | 4.35
1199 | ON | 1 | ON_HBY_JCT | ON_MDV_DSS | 230 | 40.3 | 19.34 | 402 | 435 | 646 | 735 | 0.03656 | 27.3526 | 4.35
1200 | ON | 1 | ON_HBY_JCT | ON_PEC_JCT | 230 | 40.3 | 19.34 | 402 | 435 | 646 | 808 | 0.03656 | 27.3526 | 4.35
1201 | ON | 1 | ON_HLA_JCT | ON_ERD_JCT | 230 | 34.3 | 16.46 | 402 | 435 | 647 | 594 | 0.031115 | 32.1385 | 4.35
1202 | ON | 1 | ON_HLA_JCT | ON_HRN_SWS | 230 | 34.3 | 16.46 | 402 | 435 | 647 | 664 | 0.031115 | 32.1385 | 4.35
1203 | ON | 1 | ON_HLA_JCT | ON_ERD_JCT | 230 | 34.3 | 16.46 | 402 | 435 | 647 | 594 | 0.031115 | 32.1385 | 4.35
1204 | ON | 1 | ON_HLA_JCT | ON_HRN_SWS | 230 | 34.3 | 16.46 | 402 | 435 | 647 | 664 | 0.031115 | 32.1385 | 4.35
1205 | ON | 1 | ON_HLD_DSS | ON_ATG_DSS | 230 | 30 | 14.4 | 402 | 435 | 648 | 493 | 0.027221 | 36.7361 | 4.35
1206 | ON | 1 | ON_HLD_DSS | ON_ATG_DSS | 230 | 30 | 14.4 | 402 | 435 | 648 | 493 | 0.027221 | 36.7361 | 4.35
1207 | ON | 1 | ON_HLD_JCT | ON_HLD_DSS | 230 | 30.5 | 14.64 | 402 | 435 | 649 | 648 | 0.027675 | 36.1339 | 4.35
1208 | ON | 1 | ON_HLD_JCT | ON_HLD_DSS | 230 | 30.5 | 14.64 | 402 | 435 | 649 | 648 | 0.027675 | 36.1339 | 4.35
1209 | ON | 1 | ON_HLM_JCT | ON_HLD_DSS | 230 | 30 | 14.4 | 402 | 435 | 650 | 648 | 0.027221 | 36.7361 | 4.35
1210 | ON | 1 | ON_HLM_JCT | ON_HLD_DSS | 230 | 30 | 14.4 | 402 | 435 | 650 | 648 | 0.027221 | 36.7361 | 4.35
1211 | ON | 1 | ON_HNB_SWS | ON_CTQ_TSS | 230 | 56.1 | 26.93 | 402 | 435 | 652 | 563 | 0.050907 | 19.6435 | 4.35
1212 | ON | 1 | ON_HNB_SWS | ON_CTQ_TSS | 230 | 58.2 | 27.94 | 402 | 435 | 652 | 563 | 0.052817 | 18.9334 | 4.35
1213 | ON | 1 | ON_HNB_SWS | ON_CTQ_TSS | 230 | 70.3 | 33.74 | 402 | 435 | 652 | 563 | 0.063781 | 15.6787 | 4.35
1214 | ON | 1 | ON_HNB_SWS | ON_CTQ_TSS | 230 | 75.1 | 36.05 | 402 | 435 | 652 | 563 | 0.068147 | 14.6741 | 4.35
1215 | ON | 1 | ON_HNB_SWS | ON_CRO_JCT | 230 | 181.1 | 86.93 | 253 | 274 | 652 | 559 | 0.16433 | 6.0854 | 2.74
1216 | ON | 1 | ON_HNB_SWS | ON_CRO_JCT | 230 | 193.1 | 92.69 | 243 | 263 | 652 | 559 | 0.17522 | 5.7072 | 2.63
1217 | ON | 1 | ON_HNB_SWS | ON_EAS_JCT | 230 | 211.3 | 101.42 | 229 | 248 | 652 | 585 | 0.19172 | 5.2159 | 2.48
1218 | ON | 1 | ON_HNG_JCT | ON_BUR_DSS | 230 | 33.1 | 15.89 | 402 | 435 | 654 | 525 | 0.030038 | 33.2914 | 4.35
1219 | ON | 1 | ON_HNG_JCT | ON_HNG_DSS | 230 | 33.1 | 15.89 | 402 | 435 | 654 | 653 | 0.030038 | 33.2914 | 4.35
1220 | ON | 1 | ON_HNG_JCT | ON_BUR_DSS | 230 | 33.1 | 15.89 | 402 | 435 | 654 | 525 | 0.030038 | 33.2914 | 4.35
1221 | ON | 1 | ON_HNG_JCT | ON_HNG_DSS | 230 | 33.1 | 15.89 | 402 | 435 | 654 | 653 | 0.030038 | 33.2914 | 4.35
1222 | ON | 1 | ON_HNM_TSS | ON_MTD_DSS | 230 | 25 | 12 | 402 | 435 | 655 | 763 | 0.022684 | 44.0833 | 4.35
1223 | ON | 1 | ON_HNM_TSS | ON_MTD_DSS | 230 | 25 | 12 | 402 | 435 | 655 | 763 | 0.022684 | 44.0833 | 4.35
1224 | ON | 1 | ON_HNM_TSS | ON_VLF_JCT | 230 | 26.2 | 12.58 | 402 | 435 | 655 | 908 | 0.023781 | 42.0509 | 4.35
1225 | ON | 1 | ON_HNM_TSS | ON_ALG_TSS | 230 | 190 | 91.2 | 245 | 266 | 655 | 471 | 0.1724 | 5.8004 | 2.66
1226 | ON | 1 | ON_HNM_TSS | ON_MSS_DSS | 230 | 205.8 | 98.78 | 233 | 252 | 655 | 759 | 0.18673 | 5.3553 | 2.52
1227 | ON | 1 | ON_HNM_TSS | ON_NOB_SWS | 500 | 280 | 110.6 | 1205 | 1524 | 655 | 775 | 0.04424 | 22.604 | 15.24
1228 | ON | 1 | ON_HNM_TSS | ON_NOB_SWS | 500 | 280 | 110.6 | 1205 | 1524 | 655 | 775 | 0.04424 | 22.604 | 15.24
1229 | ON | 1 | ON_HNN_JCT | ON_BCH_DSS | 230 | 35 | 16.8 | 402 | 435 | 656 | 503 | 0.031758 | 31.4881 | 4.35
1230 | ON | 1 | ON_HNN_JCT | ON_BCH_DSS | 230 | 103.1 | 49.49 | 367 | 397 | 656 | 503 | 0.093554 | 10.689 | 3.97
1231 | ON | 1 | ON_HNN_JCT | ON_NEB_JCT | 230 | 103.1 | 49.49 | 367 | 397 | 656 | 770 | 0.093554 | 10.689 | 3.97
1232 | ON | 1 | ON_HNN_JCT | ON_BCH_DSS | 230 | 103.1 | 49.49 | 367 | 397 | 656 | 503 | 0.093554 | 10.689 | 3.97
1233 | ON | 1 | ON_HNN_JCT | ON_NEB_JCT | 230 | 103.1 | 49.49 | 367 | 397 | 656 | 770 | 0.093554 | 10.689 | 3.97
1234 | ON | 1 | ON_HNN_JCT | ON_NEA_JCT | 230 | 110.1 | 52.85 | 352 | 380 | 656 | 768 | 0.099905 | 10.0095 | 3.8
1235 | ON | 1 | ON_HNN_JCT | ON_NEA_JCT | 230 | 110.1 | 52.85 | 352 | 380 | 656 | 768 | 0.099905 | 10.0095 | 3.8
1236 | ON | 1 | ON_HNV_DSS | ON_UDW_JCT | 230 | 128.2 | 61.54 | 318 | 344 | 657 | 901 | 0.11633 | 8.596 | 3.44
1237 | ON | 1 | ON_HNV_DSS | ON_UDW_JCT | 230 | 128.4 | 61.63 | 318 | 344 | 657 | 901 | 0.1165 | 8.5835 | 3.44
1238 | ON | 1 | ON_HOL_JCT | ON_HOL_DSS | 230 | 115.2 | 55.3 | 341 | 369 | 659 | 658 | 0.10454 | 9.566 | 3.69
1239 | ON | 1 | ON_HOL_JCT | ON_PRS_JCT | 230 | 115.2 | 55.3 | 341 | 369 | 659 | 824 | 0.10454 | 9.566 | 3.69
1240 | ON | 1 | ON_HOL_JCT | ON_HOL_DSS | 230 | 115.2 | 55.3 | 341 | 369 | 659 | 658 | 0.10454 | 9.566 | 3.69
1241 | ON | 1 | ON_HOL_JCT | ON_PRS_JCT | 230 | 115.2 | 55.3 | 341 | 369 | 659 | 824 | 0.10454 | 9.566 | 3.69
1242 | ON | 1 | ON_HOY_JCT | ON_ANS_JCT | 230 | 59.2 | 28.42 | 402 | 435 | 661 | 482 | 0.053724 | 18.6137 | 4.35
1243 | ON | 1 | ON_HOY_JCT | ON_KMT_ISS | 230 | 59.2 | 28.42 | 402 | 435 | 661 | 689 | 0.053724 | 18.6137 | 4.35
1244 | ON | 1 | ON_HRJ_JCT | ON_HRJ_GSS | 230 | 68.4 | 32.83 | 402 | 435 | 663 | 662 | 0.06206 | 16.1133 | 4.35
1245 | ON | 1 | ON_HRJ_JCT | ON_KPG_JCT | 230 | 68.4 | 32.83 | 402 | 435 | 663 | 694 | 0.06206 | 16.1133 | 4.35
1246 | ON | 1 | ON_HRJ_JCT | ON_SKF_GSS | 230 | 68.4 | 32.83 | 402 | 435 | 663 | 848 | 0.06206 | 16.1133 | 4.35
1247 | ON | 1 | ON_HRJ_JCT | ON_KPG_JCT | 230 | 68.4 | 32.83 | 402 | 435 | 663 | 694 | 0.06206 | 16.1133 | 4.35
1248 | ON | 1 | ON_HRN_SWS | ON_PLE_DSS | 230 | 8 | 3.84 | 402 | 435 | 664 | 817 | 0.007259 | 137.7604 | 4.35
1249 | ON | 1 | ON_HRN_SWS | ON_PLE_DSS | 230 | 8 | 3.84 | 402 | 435 | 664 | 817 | 0.007259 | 137.7604 | 4.35
1250 | ON | 1 | ON_HRN_SWS | ON_JMY_DSS | 230 | 34.3 | 16.46 | 402 | 435 | 664 | 676 | 0.031115 | 32.1385 | 4.35
1251 | ON | 1 | ON_HRN_SWS | ON_JMY_DSS | 230 | 34.3 | 16.46 | 402 | 435 | 664 | 676 | 0.031115 | 32.1385 | 4.35
1252 | ON | 1 | ON_HVL_DSS | ON_BNK_JCT | 230 | 108 | 51.84 | 356 | 385 | 665 | 513 | 0.097996 | 10.2045 | 3.85
1253 | ON | 1 | ON_HVL_DSS | ON_MAR_JCT | 230 | 125 | 60 | 323 | 350 | 665 | 732 | 0.11342 | 8.8167 | 3.5
1254 | ON | 1 | ON_HVL_DSS | ON_MAR_JCT | 230 | 128 | 61.44 | 318 | 345 | 665 | 732 | 0.11614 | 8.61 | 3.45
1255 | ON | 1 | ON_HWT_TSS | QC_OUT_TSS | 230 | 36 | 17.28 | 402 | 435 | 666 | 1114 | 0.032665 | 30.6134 | 4.35
1256 | ON | 1 | ON_HWT_TSS | QC_OUT_TSS | 230 | 36 | 17.28 | 402 | 435 | 666 | 1114 | 0.032665 | 30.6134 | 4.35
1257 | ON | 1 | ON_HWT_TSS | ON_OR2_JCT | 230 | 96.7 | 46.42 | 383 | 414 | 666 | 793 | 0.08775 | 11.396 | 4.14
1258 | ON | 1 | ON_HYD_JCT | ON_GLA_JCT | 230 | 91.2 | 43.78 | 398 | 431 | 667 | 623 | 0.08276 | 12.0831 | 4.31
1259 | ON | 1 | ON_HYD_JCT | ON_HYD_SWS | 230 | 91.2 | 43.78 | 398 | 431 | 667 | 668 | 0.08276 | 12.0831 | 4.31
1260 | ON | 1 | ON_HYD_JCT | ON_TDL_DSS | 230 | 91.2 | 43.78 | 398 | 431 | 667 | 882 | 0.08276 | 12.0831 | 4.31
1261 | ON | 1 | ON_IBM_JCT | ON_IBM_ISS | 230 | 30.1 | 14.45 | 402 | 435 | 670 | 669 | 0.027316 | 36.609 | 4.35
1262 | ON | 1 | ON_IBM_JCT | ON_LES_JCT | 230 | 30.1 | 14.45 | 402 | 435 | 670 | 706 | 0.027316 | 36.609 | 4.35
1263 | ON | 1 | ON_IBM_JCT | ON_IBM_ISS | 230 | 30.3 | 14.54 | 402 | 435 | 670 | 669 | 0.027486 | 36.3824 | 4.35
1264 | ON | 1 | ON_IBM_JCT | ON_LES_JCT | 230 | 30.3 | 14.54 | 402 | 435 | 670 | 706 | 0.027486 | 36.3824 | 4.35
1265 | ON | 1 | ON_ING_JCT | ON_ING_DSS | 230 | 121 | 58.08 | 330 | 358 | 673 | 672 | 0.10979 | 9.1081 | 3.58
1266 | ON | 1 | ON_ING_JCT | ON_KRN_TSS | 230 | 121 | 58.08 | 330 | 358 | 673 | 696 | 0.10979 | 9.1081 | 3.58
1267 | ON | 1 | ON_ING_JCT | ON_ING_DSS | 230 | 127 | 60.96 | 320 | 346 | 673 | 672 | 0.11524 | 8.6778 | 3.46
1268 | ON | 1 | ON_ING_JCT | ON_KRN_TSS | 230 | 127 | 60.96 | 320 | 346 | 673 | 696 | 0.11524 | 8.6778 | 3.46
1269 | ON | 1 | ON_ION_JCT | ON_SND_JCT | 230 | 5.1 | 2.45 | 402 | 435 | 674 | 854 | 0.0046314 | 215.9184 | 4.35
1270 | ON | 1 | ON_KAP_DSS | ON_SPF_JCT | 230 | 6 | 2.88 | 402 | 435 | 680 | 864 | 0.0054442 | 183.6806 | 4.35
1271 | ON | 1 | ON_KEI_DSS | ON_BTN_JCT | 230 | 0.3 | 0.14 | 402 | 435 | 681 | 523 | 0.00026465 | 3778.5714 | 4.35
1272 | ON | 1 | ON_KEI_DSS | XX_ONUS4_INT | 230 | 1.9 | 0.91 | 570 | 570 | 681 | 1206 | 0.0017202 | 581.3187 | 5.7
1273 | ON | 1 | ON_KEP_JCT | ON_COM_JCT | 230 | 60.5 | 29.04 | 402 | 435 | 682 | 554 | 0.054896 | 18.2163 | 4.35
1274 | ON | 1 | ON_KEP_JCT | ON_PMA_GSS | 230 | 60.5 | 29.04 | 402 | 435 | 682 | 819 | 0.054896 | 18.2163 | 4.35
1275 | ON | 1 | ON_KEP_JCT | ON_COM_JCT | 230 | 62.5 | 30 | 402 | 435 | 682 | 554 | 0.056711 | 17.6333 | 4.35
1276 | ON | 1 | ON_KEP_JCT | ON_PMA_GSS | 230 | 62.5 | 30 | 402 | 435 | 682 | 819 | 0.056711 | 17.6333 | 4.35
1277 | ON | 1 | ON_KJ8_JCT | ON_GTT_JCT | 230 | 102.6 | 49.25 | 368 | 399 | 683 | 641 | 0.0931 | 10.7411 | 3.99
1278 | ON | 1 | ON_KJ8_JCT | ON_KM8_DSS | 230 | 102.6 | 49.25 | 368 | 399 | 683 | 687 | 0.0931 | 10.7411 | 3.99
1279 | ON | 1 | ON_KJ8_JCT | ON_GTN_JCT | 230 | 102.7 | 49.3 | 368 | 398 | 683 | 638 | 0.093195 | 10.7302 | 3.98
1280 | ON | 1 | ON_KJ8_JCT | ON_KM8_DSS | 230 | 102.7 | 49.3 | 368 | 398 | 683 | 687 | 0.093195 | 10.7302 | 3.98
1281 | ON | 1 | ON_KJ9_JCT | ON_BUC_DSS | 230 | 79.1 | 37.97 | 402 | 435 | 684 | 524 | 0.071777 | 13.9321 | 4.35
1282 | ON | 1 | ON_KJ9_JCT | ON_KM9_DSS | 230 | 79.1 | 37.97 | 402 | 435 | 684 | 688 | 0.071777 | 13.9321 | 4.35
1283 | ON | 1 | ON_KJ9_JCT | ON_BUC_DSS | 230 | 79.1 | 37.97 | 402 | 435 | 684 | 524 | 0.071777 | 13.9321 | 4.35
1284 | ON | 1 | ON_KJ9_JCT | ON_KM9_DSS | 230 | 79.1 | 37.97 | 402 | 435 | 684 | 688 | 0.071777 | 13.9321 | 4.35
1285 | ON | 1 | ON_KNB_JCT | ON_APK_JCT | 230 | 80.1 | 38.45 | 402 | 435 | 690 | 485 | 0.072684 | 13.7581 | 4.35
1286 | ON | 1 | ON_KNO_TSS | ON_TCV_JCT | 230 | 111.9 | 53.71 | 348 | 376 | 691 | 881 | 0.10153 | 9.8492 | 3.76
1287 | ON | 1 | ON_KNO_TSS | ON_RRG_JCT | 230 | 155.1 | 74.45 | 281 | 304 | 691 | 832 | 0.14074 | 7.1054 | 3.04
1288 | ON | 1 | ON_KPG_JCT | ON_KPG_GSS | 230 | 68.4 | 32.83 | 402 | 435 | 694 | 693 | 0.06206 | 16.1133 | 4.35
1289 | ON | 1 | ON_KPG_JCT | ON_KPG2_GSS | 230 | 68.4 | 32.83 | 402 | 435 | 694 | 695 | 0.06206 | 16.1133 | 4.35
1290 | ON | 1 | ON_KSS_JCT | ON_KSS_GSS | 230 | 56.1 | 26.93 | 402 | 435 | 698 | 697 | 0.050907 | 19.6435 | 4.35
1291 | ON | 1 | ON_KSS_JCT | ON_LEN_TSS | 230 | 56.1 | 26.93 | 402 | 435 | 698 | 704 | 0.050907 | 19.6435 | 4.35
1292 | ON | 1 | ON_LAF_JCT | ON_LFB_ISS | 230 | 58.2 | 27.94 | 402 | 435 | 699 | 707 | 0.052817 | 18.9334 | 4.35
1293 | ON | 1 | ON_LAF_JCT | ON_LEN_TSS | 230 | 58.2 | 27.94 | 402 | 435 | 699 | 704 | 0.052817 | 18.9334 | 4.35
1294 | ON | 1 | ON_LAF_JCT | ON_LFB_ISS | 230 | 70.3 | 33.74 | 402 | 435 | 699 | 707 | 0.063781 | 15.6787 | 4.35
1295 | ON | 1 | ON_LAF_JCT | ON_LEN_TSS | 230 | 70.3 | 33.74 | 402 | 435 | 699 | 704 | 0.063781 | 15.6787 | 4.35
1296 | ON | 1 | ON_LAS_JCT | ON_ATP_JCT | 230 | 39.2 | 18.82 | 402 | 435 | 701 | 496 | 0.035577 | 28.1084 | 4.35
1297 | ON | 1 | ON_LAS_JCT | ON_THO_JCT | 230 | 39.2 | 18.82 | 402 | 435 | 701 | 886 | 0.035577 | 28.1084 | 4.35
1298 | ON | 1 | ON_LAS_JCT | ON_ATP_JCT | 230 | 40.3 | 19.34 | 402 | 435 | 701 | 496 | 0.03656 | 27.3526 | 4.35
1299 | ON | 1 | ON_LAS_JCT | ON_THO_JCT | 230 | 40.3 | 19.34 | 402 | 435 | 701 | 886 | 0.03656 | 27.3526 | 4.35
1300 | ON | 1 | ON_LEN_TSS | ON_NAP_GSS | 500 | 15 | 5.93 | 2550 | 3225 | 704 | 767 | 0.002372 | 421.5852 | 32.25
1301 | ON | 1 | ON_LEN_TSS | ON_NAP_GSS | 500 | 15 | 5.93 | 2550 | 3225 | 704 | 767 | 0.002372 | 421.5852 | 32.25
1302 | ON | 1 | ON_LEN_TSS | ON_GNA_JCT | 230 | 49 | 23.52 | 402 | 435 | 704 | 627 | 0.044461 | 22.4915 | 4.35
1303 | ON | 1 | ON_LEN_TSS | ON_GNA_JCT | 230 | 49 | 23.52 | 402 | 435 | 704 | 627 | 0.044461 | 22.4915 | 4.35
1304 | ON | 1 | ON_LEN_TSS | ON_BOW_SWS | 500 | 170 | 67.15 | 1675 | 2118 | 704 | 515 | 0.02686 | 37.2301 | 21.18
1305 | ON | 1 | ON_LEN_TSS | ON_BOW_SWS | 500 | 170 | 67.15 | 1675 | 2118 | 704 | 515 | 0.02686 | 37.2301 | 21.18
1306 | ON | 1 | ON_LEN_TSS | ON_BOW_SWS | 500 | 170 | 67.15 | 1675 | 2118 | 704 | 515 | 0.02686 | 37.2301 | 21.18
1307 | ON | 1 | ON_LEN_TSS | ON_BOW_SWS | 500 | 170 | 67.15 | 1675 | 2118 | 704 | 515 | 0.02686 | 37.2301 | 21.18
1308 | ON | 1 | ON_LEN_TSS | ON_HWT_TSS | 500 | 190 | 75.05 | 1556 | 1968 | 704 | 666 | 0.03002 | 33.3111 | 19.68
1309 | ON | 1 | ON_LEN_TSS | ON_HWT_TSS | 500 | 190 | 75.05 | 1556 | 1968 | 704 | 666 | 0.03002 | 33.3111 | 19.68
1310 | ON | 1 | ON_LES_JCT | ON_LSE_JCT | 230 | 30.1 | 14.45 | 402 | 435 | 706 | 722 | 0.027316 | 36.609 | 4.35
1311 | ON | 1 | ON_LES_JCT | ON_BTH_JCT | 230 | 30.3 | 14.54 | 402 | 435 | 706 | 522 | 0.027486 | 36.3824 | 4.35
1312 | ON | 1 | ON_LGU_JCT | ON_IVO_ISS | 230 | 70.9 | 34.03 | 402 | 435 | 709 | 675 | 0.064329 | 15.5451 | 4.35
1313 | ON | 1 | ON_LGU_JCT | ON_LGU_DSS | 230 | 70.9 | 34.03 | 402 | 435 | 709 | 708 | 0.064329 | 15.5451 | 4.35
1314 | ON | 1 | ON_LGU_JCT | ON_STI_DSS | 230 | 70.9 | 34.03 | 402 | 435 | 709 | 870 | 0.064329 | 15.5451 | 4.35
1315 | ON | 1 | ON_LGU_JCT | ON_IVO_ISS | 230 | 96.7 | 46.42 | 383 | 414 | 709 | 675 | 0.08775 | 11.396 | 4.14
1316 | ON | 1 | ON_LGU_JCT | ON_LGU_DSS | 230 | 96.7 | 46.42 | 383 | 414 | 709 | 708 | 0.08775 | 11.396 | 4.14
1317 | ON | 1 | ON_LKS_DSS | ON_SMR_DSS | 230 | 0.6 | 0.29 | 402 | 435 | 712 | 853 | 0.0005482 | 1824.1379 | 4.35
1318 | ON | 1 | ON_LKS_DSS | ON_SMR_DSS | 230 | 0.6 | 0.29 | 402 | 435 | 712 | 853 | 0.0005482 | 1824.1379 | 4.35
1319 | ON | 1 | ON_LKS_DSS | ON_DDM_ISS | 230 | 15 | 7.2 | 402 | 435 | 712 | 568 | 0.013611 | 73.4722 | 4.35
1320 | ON | 1 | ON_LKS_DSS | ON_MST_ISS | 230 | 15 | 7.2 | 402 | 435 | 712 | 760 | 0.013611 | 73.4722 | 4.35
1321 | ON | 1 | ON_LKS_DSS | ON_SNW_JCT | 230 | 35.5 | 17.04 | 402 | 435 | 712 | 858 | 0.032212 | 31.0446 | 4.35
1322 | ON | 1 | ON_LKS_DSS | ON_SNW_JCT | 230 | 41.2 | 19.78 | 402 | 435 | 712 | 858 | 0.037391 | 26.7442 | 4.35
1323 | ON | 1 | ON_LKS_DSS | ON_SNW_JCT | 230 | 42.5 | 20.4 | 402 | 435 | 712 | 858 | 0.038563 | 25.9314 | 4.35
1324 | ON | 1 | ON_LKS_DSS | ON_BL2_JCT | 230 | 44.5 | 21.36 | 402 | 435 | 712 | 508 | 0.040378 | 24.7659 | 4.35
1325 | ON | 1 | ON_LLG_JCT | ON_LLG2_JCT | 230 | 68.4 | 32.83 | 402 | 435 | 713 | 715 | 0.06206 | 16.1133 | 4.35
1326 | ON | 1 | ON_LLG_JCT | ON_SKF_JCT | 230 | 68.4 | 32.83 | 402 | 435 | 713 | 849 | 0.06206 | 16.1133 | 4.35
1327 | ON | 1 | ON_LLG_JCT | ON_LLG_SWS | 230 | 68.4 | 32.83 | 402 | 435 | 713 | 714 | 0.06206 | 16.1133 | 4.35
1328 | ON | 1 | ON_LLG_JCT | ON_SKF_JCT | 230 | 68.4 | 32.83 | 402 | 435 | 713 | 849 | 0.06206 | 16.1133 | 4.35
1329 | ON | 1 | ON_LLG_SWS | ON_KNB_JCT | 230 | 80.1 | 38.45 | 402 | 435 | 714 | 690 | 0.072684 | 13.7581 | 4.35
1330 | ON | 1 | ON_LMB_DSS | XX_ONUS3_INT | 345 | 3.9 | 1.73 | 845 | 845 | 716 | 1205 | 0.0014535 | 688.0058 | 8.45
1331 | ON | 1 | ON_LMB_DSS | XX_ONUS3_INT | 345 | 3.9 | 1.73 | 0 | 0 | 716 | 1205 | 0.0014535 | 688.0058 | 0
1332 | ON | 1 | ON_LMB_DSS | ON_GRF_JCT | 230 | 7.1 | 3.41 | 402 | 435 | 716 | 631 | 0.0064461 | 155.132 | 4.35
1333 | ON | 1 | ON_LMB_DSS | ON_GRF_JCT | 230 | 7.1 | 3.41 | 402 | 435 | 716 | 631 | 0.0064461 | 155.132 | 4.35
1334 | ON | 1 | ON_LMB_DSS | ON_NVM_JCT | 230 | 9.94 | 4.77 | 402 | 435 | 716 | 786 | 0.009017 | 110.9015 | 4.35
1335 | ON | 1 | ON_LMB_DSS | ON_NVM_JCT | 230 | 14.14 | 6.79 | 402 | 435 | 716 | 786 | 0.012836 | 77.9087 | 4.35
1336 | ON | 1 | ON_LMB_DSS | ON_ESC_JCT | 230 | 61.9 | 29.71 | 402 | 435 | 716 | 603 | 0.056163 | 17.8055 | 4.35
1337 | ON | 1 | ON_LMB_DSS | ON_GSP_JCT | 230 | 64.7 | 31.06 | 402 | 435 | 716 | 637 | 0.058715 | 17.0316 | 4.35
1338 | ON | 1 | ON_LMB_DSS | ON_LGW_DSS | 230 | 80 | 38.4 | 402 | 435 | 716 | 710 | 0.07259 | 13.776 | 4.35
1339 | ON | 1 | ON_LMB_DSS | ON_LGW_DSS | 230 | 80 | 38.4 | 402 | 435 | 716 | 710 | 0.07259 | 13.776 | 4.35
1340 | ON | 1 | ON_LNP_DSS | ON_FRD_JCT | 230 | 19.1 | 9.17 | 402 | 435 | 718 | 613 | 0.017335 | 57.6881 | 4.35
1341 | ON | 1 | ON_LNP_DSS | ON_FRD_JCT | 230 | 19.1 | 9.17 | 402 | 435 | 718 | 613 | 0.017335 | 57.6881 | 4.35
1342 | ON | 1 | ON_LNZ_JCT | ON_TFL_DSS | 230 | 24.7 | 11.86 | 402 | 435 | 719 | 883 | 0.02242 | 44.6037 | 4.35
1343 | ON | 1 | ON_LNZ_JCT | ON_TFL_DSS | 230 | 24.7 | 11.86 | 402 | 435 | 719 | 883 | 0.02242 | 44.6037 | 4.35
1344 | ON | 1 | ON_LNZ_JCT | ON_TFL_JCT | 230 | 40.3 | 19.34 | 402 | 435 | 719 | 884 | 0.03656 | 27.3526 | 4.35
1345 | ON | 1 | ON_LNZ_JCT | ON_TFL_DSS | 230 | 40.3 | 19.34 | 402 | 435 | 719 | 883 | 0.03656 | 27.3526 | 4.35
1346 | ON | 1 | ON_LNZ_JCT | ON_TFL_JCT | 230 | 40.3 | 19.34 | 402 | 435 | 719 | 884 | 0.03656 | 27.3526 | 4.35
1347 | ON | 1 | ON_LNZ_JCT | ON_TFL_DSS | 230 | 40.3 | 19.34 | 402 | 435 | 719 | 883 | 0.03656 | 27.3526 | 4.35
1348 | ON | 1 | ON_LRE_JCT | ON_LRW_JCT | 230 | 49 | 23.52 | 402 | 435 | 720 | 721 | 0.044461 | 22.4915 | 4.35
1349 | ON | 1 | ON_LRE_JCT | ON_LRW_JCT | 230 | 49 | 23.52 | 402 | 435 | 720 | 721 | 0.044461 | 22.4915 | 4.35
1350 | ON | 1 | ON_LRW_JCT | ON_PCT_DSS | 230 | 49 | 23.52 | 402 | 435 | 721 | 807 | 0.044461 | 22.4915 | 4.35
1351 | ON | 1 | ON_LRW_JCT | ON_PCT_DSS | 230 | 49 | 23.52 | 402 | 435 | 721 | 807 | 0.044461 | 22.4915 | 4.35
1352 | ON | 1 | ON_LSE_JCT | ON_LSL_DSS | 230 | 30.1 | 14.45 | 402 | 435 | 722 | 723 | 0.027316 | 36.609 | 4.35
1353 | ON | 1 | ON_LSE_JCT | ON_LSW_JCT | 230 | 30.1 | 14.45 | 402 | 435 | 722 | 725 | 0.027316 | 36.609 | 4.35
1354 | ON | 1 | ON_LSL_DSS | ON_RCV_DSS | 230 | 37 | 17.76 | 402 | 435 | 723 | 825 | 0.033573 | 29.786 | 4.35
1355 | ON | 1 | ON_LSL_DSS | ON_FIN_JCT | 230 | 41.2 | 19.78 | 402 | 435 | 723 | 612 | 0.037391 | 26.7442 | 4.35
1356 | ON | 1 | ON_LSL_JCT | ON_FCD_DSS | 230 | 43.3 | 20.78 | 402 | 435 | 724 | 607 | 0.039282 | 25.4572 | 4.35
1357 | ON | 1 | ON_LSW_JCT | ON_FIN_JCT | 230 | 30.1 | 14.45 | 402 | 435 | 725 | 612 | 0.027316 | 36.609 | 4.35
1358 | ON | 1 | ON_LSW_JCT | ON_LSL_DSS | 230 | 30.1 | 14.45 | 402 | 435 | 725 | 723 | 0.027316 | 36.609 | 4.35
1359 | ON | 1 | ON_LUC_JCT | ON_PLK_JCT | 230 | 122 | 58.56 | 329 | 356 | 726 | 818 | 0.1107 | 9.0335 | 3.56
1360 | ON | 1 | ON_LUC_JCT | ON_SNS_TSS | 230 | 122 | 58.56 | 329 | 356 | 726 | 857 | 0.1107 | 9.0335 | 3.56
1361 | ON | 1 | ON_LUC_JCT | ON_PLK_JCT | 230 | 133.3 | 63.98 | 310 | 335 | 726 | 818 | 0.12095 | 8.2682 | 3.35
1362 | ON | 1 | ON_LUC_JCT | ON_SNS_TSS | 230 | 133.3 | 63.98 | 310 | 335 | 726 | 857 | 0.12095 | 8.2682 | 3.35
1363 | ON | 1 | ON_LUC_JCT | ON_WAN_JCT | 230 | 133.3 | 63.98 | 310 | 335 | 726 | 915 | 0.12095 | 8.2682 | 3.35
1364 | ON | 1 | ON_LWN_JCT | ON_LWN_GSS | 230 | 146.1 | 70.13 | 292 | 316 | 728 | 727 | 0.13257 | 7.5431 | 3.16
1365 | ON | 1 | ON_LWN_JCT | ON_WFD_SWS | 230 | 146.1 | 70.13 | 292 | 316 | 728 | 923 | 0.13257 | 7.5431 | 3.16
1366 | ON | 1 | ON_LYN_JCT | ON_CHT_SWS | 230 | 61.9 | 29.71 | 402 | 435 | 729 | 538 | 0.056163 | 17.8055 | 4.35
1367 | ON | 1 | ON_LYN_JCT | ON_KNT_DSS | 230 | 61.9 | 29.71 | 402 | 435 | 729 | 692 | 0.056163 | 17.8055 | 4.35
1368 | ON | 1 | ON_LYN_JCT | ON_CHT_SWS | 230 | 64.7 | 31.06 | 402 | 435 | 729 | 538 | 0.058715 | 17.0316 | 4.35
1369 | ON | 1 | ON_LYN_JCT | ON_KNT_DSS | 230 | 64.7 | 31.06 | 402 | 435 | 729 | 692 | 0.058715 | 17.0316 | 4.35
1370 | ON | 1 | ON_MAJ_JCT | ON_ARM_JCT | 230 | 187.4 | 89.95 | 248 | 268 | 731 | 488 | 0.17004 | 5.881 | 2.68
1371 | ON | 1 | ON_MAJ_JCT | ON_MAJ_ISS | 230 | 187.4 | 89.95 | 248 | 268 | 731 | 730 | 0.17004 | 5.881 | 2.68
1372 | ON | 1 | ON_MAJ_JCT | ON_MAJ_ISS | 230 | 208.4 | 100.03 | 231 | 250 | 731 | 730 | 0.18909 | 5.2884 | 2.5
1373 | ON | 1 | ON_MAJ_JCT | ON_WNG_JCT | 230 | 208.4 | 100.03 | 231 | 250 | 731 | 935 | 0.18909 | 5.2884 | 2.5
1374 | ON | 1 | ON_MAR_JCT | ON_CLG_TSS | 230 | 125 | 60 | 323 | 350 | 732 | 548 | 0.11342 | 8.8167 | 3.5
1375 | ON | 1 | ON_MAR_JCT | ON_CLG_TSS | 230 | 128 | 61.44 | 318 | 345 | 732 | 548 | 0.11614 | 8.61 | 3.45
1376 | ON | 1 | ON_MAR_JCT | ON_OTB_DSS | 230 | 128 | 61.44 | 318 | 345 | 732 | 799 | 0.11614 | 8.61 | 3.45
1377 | ON | 1 | ON_MAR_JCT | ON_CLG_TSS | 230 | 268 | 128.64 | 196 | 212 | 732 | 548 | 0.24318 | 4.1123 | 2.12
1378 | ON | 1 | ON_MAR_JCT | ON_OTB_DSS | 230 | 268 | 128.64 | 196 | 212 | 732 | 799 | 0.24318 | 4.1123 | 2.12
1379 | ON | 1 | ON_MBY_DSS | ON_APP_JCT | 230 | 7.2 | 3.46 | 402 | 435 | 733 | 486 | 0.0065406 | 152.8902 | 4.35
1380 | ON | 1 | ON_MBY_DSS | ON_APP_JCT | 230 | 7.2 | 3.46 | 402 | 435 | 733 | 486 | 0.0065406 | 152.8902 | 4.35
1381 | ON | 1 | ON_MBY_DSS | ON_VNO_JCT | 230 | 10.5 | 5.04 | 402 | 435 | 733 | 913 | 0.0095274 | 104.9603 | 4.35
1382 | ON | 1 | ON_MBY_DSS | ON_VNO_JCT | 230 | 10.5 | 5.04 | 402 | 435 | 733 | 913 | 0.0095274 | 104.9603 | 4.35
1383 | ON | 1 | ON_MDH_DSS | ON_ESA_TSS | 230 | 147 | 70.56 | 291 | 314 | 734 | 601 | 0.13338 | 7.4972 | 3.14
1384 | ON | 1 | ON_MDH_DSS | ON_ESA_TSS | 230 | 147.1 | 70.61 | 290 | 314 | 734 | 601 | 0.13348 | 7.4919 | 3.14
1385 | ON | 1 | ON_MER_TSS | ON_ALB_JCT | 230 | 12.2 | 5.86 | 402 | 435 | 736 | 470 | 0.011078 | 90.273 | 4.35
1386 | ON | 1 | ON_MER_TSS | ON_ALB_JCT | 230 | 12.2 | 5.86 | 402 | 435 | 736 | 470 | 0.011078 | 90.273 | 4.35
1387 | ON | 1 | ON_MER_TSS | ON_NEP_DSS | 230 | 16.2 | 7.78 | 402 | 435 | 736 | 771 | 0.014707 | 67.9949 | 4.35
1388 | ON | 1 | ON_MER_TSS | ON_TRF_JCT | 230 | 316.1 | 151.73 | 175 | 190 | 736 | 895 | 0.28682 | 3.4865 | 1.9
1389 | ON | 1 | ON_MIL_SWS | ON_TFL_DSS | 500 | 12 | 4.74 | 2550 | 3225 | 737 | 883 | 0.001896 | 527.4262 | 32.25
1390 | ON | 1 | ON_MIL_SWS | ON_TFL_DSS | 500 | 12 | 4.74 | 2550 | 3225 | 737 | 883 | 0.001896 | 527.4262 | 32.25
1391 | ON | 1 | ON_MIL_SWS | ON_CLV_TSS | 500 | 38 | 15.01 | 2550 | 3225 | 737 | 550 | 0.006004 | 166.5556 | 32.25
1392 | ON | 1 | ON_MIL_SWS | ON_CLV_TSS | 500 | 38 | 15.01 | 2550 | 3225 | 737 | 550 | 0.006004 | 166.5556 | 32.25
1393 | ON | 1 | ON_MIL_SWS | ON_MPT_TSS | 500 | 103 | 40.69 | 2331 | 2948 | 737 | 755 | 0.016276 | 61.4402 | 29.48
1394 | ON | 1 | ON_MIL_SWS | ON_CLV_TSS | 500 | 214 | 84.53 | 1439 | 1820 | 737 | 550 | 0.033812 | 29.5753 | 18.2
1395 | ON | 1 | ON_MJ1_JCT | ON_IBM_JCT | 230 | 30.1 | 14.45 | 402 | 435 | 738 | 670 | 0.027316 | 36.609 | 4.35
1396 | ON | 1 | ON_MJ1_JCT | ON_MM1_DSS | 230 | 30.1 | 14.45 | 402 | 435 | 738 | 748 | 0.027316 | 36.609 | 4.35
1397 | ON | 1 | ON_MJ1_JCT | ON_IBM_JCT | 230 | 30.3 | 14.54 | 402 | 435 | 738 | 670 | 0.027486 | 36.3824 | 4.35
1398 | ON | 1 | ON_MJ1_JCT | ON_MM1_DSS | 230 | 30.3 | 14.54 | 402 | 435 | 738 | 748 | 0.027486 | 36.3824 | 4.35
1399 | ON | 1 | ON_MJ2_JCT | ON_MM2_DSS | 230 | 17.7 | 8.5 | 402 | 435 | 739 | 749 | 0.016068 | 62.2353 | 4.35
1400 | ON | 1 | ON_MJ2_JCT | ON_MJ3_JCT | 230 | 17.7 | 8.5 | 402 | 435 | 739 | 740 | 0.016068 | 62.2353 | 4.35
1401 | ON | 1 | ON_MJ2_JCT | ON_MM2_DSS | 230 | 17.7 | 8.5 | 402 | 435 | 739 | 749 | 0.016068 | 62.2353 | 4.35
1402 | ON | 1 | ON_MJ2_JCT | ON_MJ3_JCT | 230 | 17.7 | 8.5 | 402 | 435 | 739 | 740 | 0.016068 | 62.2353 | 4.35
1403 | ON | 1 | ON_MJ3_JCT | ON_MM3_DSS | 230 | 17.7 | 8.5 | 402 | 435 | 740 | 750 | 0.016068 | 62.2353 | 4.35
1404 | ON | 1 | ON_MJ3_JCT | ON_PKW_TSS | 230 | 17.7 | 8.5 | 402 | 435 | 740 | 816 | 0.016068 | 62.2353 | 4.35
1405 | ON | 1 | ON_MJ3_JCT | ON_MM3_DSS | 230 | 17.7 | 8.5 | 402 | 435 | 740 | 750 | 0.016068 | 62.2353 | 4.35
1406 | ON | 1 | ON_MJ3_JCT | ON_PKW_TSS | 230 | 17.7 | 8.5 | 402 | 435 | 740 | 816 | 0.016068 | 62.2353 | 4.35
1407 | ON | 1 | ON_MJ4_JCT | ON_BUT_DSS | 230 | 5.1 | 2.45 | 402 | 435 | 741 | 526 | 0.0046314 | 215.9184 | 4.35
1408 | ON | 1 | ON_MJ4_JCT | ON_MM4_DSS | 230 | 5.1 | 2.45 | 402 | 435 | 741 | 751 | 0.0046314 | 215.9184 | 4.35
1409 | ON | 1 | ON_MJ4_JCT | ON_BUT_DSS | 230 | 5.1 | 2.45 | 402 | 435 | 741 | 526 | 0.0046314 | 215.9184 | 4.35
1410 | ON | 1 | ON_MJ4_JCT | ON_MM4_DSS | 230 | 5.1 | 2.45 | 402 | 435 | 741 | 751 | 0.0046314 | 215.9184 | 4.35
1411 | ON | 1 | ON_MKY_DSS | ON_GLA_JCT | 230 | 91.2 | 43.78 | 398 | 431 | 742 | 623 | 0.08276 | 12.0831 | 4.31
1412 | ON | 1 | ON_MKZ_TSS | ON_LKH_TSS | 230 | 191.8 | 92.06 | 244 | 264 | 744 | 711 | 0.17403 | 5.7463 | 2.64
1413 | ON | 1 | ON_MKZ_TSS | ON_LKH_TSS | 230 | 191.8 | 92.06 | 244 | 264 | 744 | 711 | 0.17403 | 5.7463 | 2.64
1414 | ON | 1 | ON_MLD_JCT | ON_MLD_DSS | 230 | 41.2 | 19.78 | 402 | 435 | 746 | 745 | 0.037391 | 26.7442 | 4.35
1415 | ON | 1 | ON_MLD_JCT | ON_OJB_JCT | 230 | 41.2 | 19.78 | 402 | 435 | 746 | 792 | 0.037391 | 26.7442 | 4.35
1416 | ON | 1 | ON_MLD_JCT | ON_KEI_DSS | 230 | 42.5 | 20.4 | 402 | 435 | 746 | 681 | 0.038563 | 25.9314 | 4.35
1417 | ON | 1 | ON_MLD_JCT | ON_MLD_DSS | 230 | 42.5 | 20.4 | 402 | 435 | 746 | 745 | 0.038563 | 25.9314 | 4.35
1418 | ON | 1 | ON_MLV_DSS | ON_AGN_JCT | 230 | 37 | 17.76 | 402 | 435 | 747 | 468 | 0.033573 | 29.786 | 4.35
1419 | ON | 1 | ON_MLV_DSS | ON_AGN_JCT | 230 | 41.2 | 19.78 | 402 | 435 | 747 | 468 | 0.037391 | 26.7442 | 4.35
1420 | ON | 1 | ON_MND_DSS | ON_BVT_JCT | 230 | 135.39 | 64.99 | 307 | 332 | 752 | 529 | 0.12285 | 8.1397 | 3.32
1421 | ON | 1 | ON_MND_DSS | ON_BVT_JCT | 230 | 135.39 | 64.99 | 307 | 332 | 752 | 529 | 0.12285 | 8.1397 | 3.32
1422 | ON | 1 | ON_MND_DSS | ON_COF_JCT | 230 | 147 | 70.56 | 291 | 314 | 752 | 552 | 0.13338 | 7.4972 | 3.14
1423 | ON | 1 | ON_MND_DSS | ON_COF_JCT | 230 | 147.1 | 70.61 | 290 | 314 | 752 | 552 | 0.13348 | 7.4919 | 3.14
1424 | ON | 1 | ON_MOG_JCT | ON_DOB_DSS | 230 | 200.1 | 96.05 | 237 | 257 | 754 | 579 | 0.18157 | 5.5075 | 2.57
1425 | ON | 1 | ON_MOG_JCT | ON_MZW_DSS | 230 | 200.1 | 96.05 | 237 | 257 | 754 | 765 | 0.18157 | 5.5075 | 2.57
1426 | ON | 1 | ON_MPT_TSS | ON_CLK_JCT | 230 | 33.1 | 15.89 | 402 | 435 | 755 | 549 | 0.030038 | 33.2914 | 4.35
1427 | ON | 1 | ON_MPT_TSS | ON_CLK_JCT | 230 | 33.1 | 15.89 | 402 | 435 | 755 | 549 | 0.030038 | 33.2914 | 4.35
1428 | ON | 1 | ON_MPT_TSS | ON_CLK_JCT | 230 | 35 | 16.8 | 402 | 435 | 755 | 549 | 0.031758 | 31.4881 | 4.35
1429 | ON | 1 | ON_MPT_TSS | ON_CAL_JCT | 230 | 38.4 | 18.43 | 402 | 435 | 755 | 531 | 0.034839 | 28.7032 | 4.35
1430 | ON | 1 | ON_MPT_TSS | ON_MIL_SWS | 500 | 65 | 25.68 | 2550 | 3225 | 755 | 737 | 0.010272 | 97.352 | 32.25
1431 | ON | 1 | ON_MRM_JCT | ON_MKZ_TSS | 230 | 16.9 | 8.11 | 402 | 435 | 756 | 744 | 0.015331 | 65.2281 | 4.35
1432 | ON | 1 | ON_MRT_TSS | ON_GRH_JCT | 230 | 284.5 | 136.56 | 188 | 203 | 757 | 633 | 0.25815 | 3.8738 | 2.03
1433 | ON | 1 | ON_MRT_TSS | ON_GRH_JCT | 230 | 284.5 | 136.56 | 188 | 203 | 757 | 633 | 0.25815 | 3.8738 | 2.03
1434 | ON | 1 | ON_MST_ISS | ON_LEM_DSS | 230 | 15 | 7.2 | 402 | 435 | 760 | 703 | 0.013611 | 73.4722 | 4.35
1435 | ON | 1 | ON_MTC_JCT | ON_MOG_JCT | 230 | 200.1 | 96.05 | 237 | 257 | 762 | 754 | 0.18157 | 5.5075 | 2.57
1436 | ON | 1 | ON_MTC_JCT | ON_MTC_GSS | 230 | 200.1 | 96.05 | 237 | 257 | 762 | 761 | 0.18157 | 5.5075 | 2.57
1437 | ON | 1 | ON_MTD_DSS | ON_VLF_JCT | 230 | 8.2 | 3.94 | 402 | 435 | 763 | 908 | 0.007448 | 134.264 | 4.35
1438 | ON | 1 | ON_MTD_DSS | ON_CLA_JCT | 230 | 160.1 | 76.85 | 275 | 297 | 763 | 545 | 0.14527 | 6.8835 | 2.97
1439 | ON | 1 | ON_MTH_JCT | ON_CLK_JCT | 230 | 88.1 | 42.29 | 402 | 435 | 764 | 549 | 0.079943 | 12.5089 | 4.35
1440 | ON | 1 | ON_MTH_JCT | ON_CLK_JCT | 230 | 110.1 | 52.85 | 352 | 380 | 764 | 549 | 0.099905 | 10.0095 | 3.8
1441 | ON | 1 | ON_MTH_JCT | ON_CLK_JCT | 230 | 110.1 | 52.85 | 352 | 380 | 764 | 549 | 0.099905 | 10.0095 | 3.8
1442 | ON | 1 | ON_NEA_JCT | ON_HNN_JCT | 230 | 35 | 16.8 | 402 | 435 | 768 | 656 | 0.031758 | 31.4881 | 4.35
1443 | ON | 1 | ON_NEA_JCT | ON_SCT_JCT | 230 | 103.1 | 49.49 | 367 | 397 | 768 | 840 | 0.093554 | 10.689 | 3.97
1444 | ON | 1 | ON_NEA_JCT | ON_SCT_JCT | 230 | 103.1 | 49.49 | 367 | 397 | 768 | 840 | 0.093554 | 10.689 | 3.97
1445 | ON | 1 | ON_NEA_JCT | ON_BUR_DSS | 230 | 110.1 | 52.85 | 352 | 380 | 768 | 525 | 0.099905 | 10.0095 | 3.8
1446 | ON | 1 | ON_NEA_JCT | ON_SCT_JCT | 230 | 110.1 | 52.85 | 352 | 380 | 768 | 840 | 0.099905 | 10.0095 | 3.8
1447 | ON | 1 | ON_NEA_JCT | ON_BUR_DSS | 230 | 110.1 | 52.85 | 352 | 380 | 768 | 525 | 0.099905 | 10.0095 | 3.8
1448 | ON | 1 | ON_NEA_JCT | ON_SCT_JCT | 230 | 110.1 | 52.85 | 352 | 380 | 768 | 840 | 0.099905 | 10.0095 | 3.8
1449 | ON | 1 | ON_NEB_JCT | ON_NEA_JCT | 230 | 103.1 | 49.49 | 367 | 397 | 770 | 768 | 0.093554 | 10.689 | 3.97
1450 | ON | 1 | ON_NEB_JCT | ON_NEB_DSS | 230 | 103.1 | 49.49 | 367 | 397 | 770 | 769 | 0.093554 | 10.689 | 3.97
1451 | ON | 1 | ON_NEB_JCT | ON_NEA_JCT | 230 | 103.1 | 49.49 | 367 | 397 | 770 | 768 | 0.093554 | 10.689 | 3.97
1452 | ON | 1 | ON_NEB_JCT | ON_NEB_DSS | 230 | 103.1 | 49.49 | 367 | 397 | 770 | 769 | 0.093554 | 10.689 | 3.97
1453 | ON | 1 | ON_NEP_DSS | ON_SOM_DSS | 230 | 16.2 | 7.78 | 402 | 435 | 771 | 862 | 0.014707 | 67.9949 | 4.35
1454 | ON | 1 | ON_NIW_JCT | ON_HNN_JCT | 230 | 110.1 | 52.85 | 352 | 380 | 773 | 656 | 0.099905 | 10.0095 | 3.8
1455 | ON | 1 | ON_NIW_JCT | ON_NIW_DSS | 230 | 110.1 | 52.85 | 352 | 380 | 773 | 772 | 0.099905 | 10.0095 | 3.8
1456 | ON | 1 | ON_NIW_JCT | ON_HNN_JCT | 230 | 110.1 | 52.85 | 352 | 380 | 773 | 656 | 0.099905 | 10.0095 | 3.8
1457 | ON | 1 | ON_NIW_JCT | ON_NIW_DSS | 230 | 110.1 | 52.85 | 352 | 380 | 773 | 772 | 0.099905 | 10.0095 | 3.8
1458 | ON | 1 | ON_NOB_SWS | ON_ESA_TSS | 500 | 280 | 110.6 | 1205 | 1524 | 775 | 601 | 0.04424 | 22.604 | 15.24
1459 | ON | 1 | ON_NOB_SWS | ON_ESA_TSS | 500 | 280 | 110.6 | 1205 | 1524 | 775 | 601 | 0.04424 | 22.604 | 15.24
1460 | ON | 1 | ON_NOK_JCT | ON_LYN_JCT | 230 | 61.9 | 29.71 | 402 | 435 | 777 | 729 | 0.056163 | 17.8055 | 4.35
1461 | ON | 1 | ON_NOK_JCT | ON_NOK_GSS | 230 | 61.9 | 29.71 | 402 | 435 | 777 | 776 | 0.056163 | 17.8055 | 4.35
1462 | ON | 1 | ON_NOV_SWS | ON_NVC_ISS | 230 | 9.3 | 4.46 | 402 | 435 | 778 | 784 | 0.008431 | 118.6099 | 4.35
1463 | ON | 1 | ON_NOV_SWS | ON_NVC_ISS | 230 | 14.14 | 6.79 | 402 | 435 | 778 | 784 | 0.012836 | 77.9087 | 4.35
1464 | ON | 1 | ON_NPK_JCT | ON_LAF_JCT | 230 | 58.2 | 27.94 | 402 | 435 | 780 | 699 | 0.052817 | 18.9334 | 4.35
1465 | ON | 1 | ON_NPK_JCT | ON_NPK_GSS | 230 | 58.2 | 27.94 | 402 | 435 | 780 | 779 | 0.052817 | 18.9334 | 4.35
1466 | ON | 1 | ON_NPK_JCT | ON_LAF_JCT | 230 | 70.3 | 33.74 | 402 | 435 | 780 | 699 | 0.063781 | 15.6787 | 4.35
1467 | ON | 1 | ON_NPK_JCT | ON_NPK_GSS | 230 | 70.3 | 33.74 | 402 | 435 | 780 | 779 | 0.063781 | 15.6787 | 4.35
1468 | ON | 1 | ON_NTK_TSS | ON_NKS_GSS | 230 | 1 | 0.48 | 402 | 435 | 783 | 774 | 0.00090737 | 1102.0833 | 4.35
1469 | ON | 1 | ON_NTK_TSS | ON_SUM_SWS | 230 | 5 | 2.4 | 402 | 435 | 783 | 878 | 0.0045369 | 220.4167 | 4.35
1470 | ON | 1 | ON_NTK_TSS | ON_ION_JCT | 230 | 5.1 | 2.45 | 402 | 435 | 783 | 674 | 0.0046314 | 215.9184 | 4.35
1471 | ON | 1 | ON_NTK_TSS | ON_STO_JCT | 230 | 5.7 | 2.74 | 402 | 435 | 783 | 873 | 0.0051796 | 193.0657 | 4.35
1472 | ON | 1 | ON_NTK_TSS | ON_STO_JCT | 230 | 5.7 | 2.74 | 402 | 435 | 783 | 873 | 0.0051796 | 193.0657 | 4.35
1473 | ON | 1 | ON_NTK_TSS | ON_MPT_TSS | 500 | 35 | 13.83 | 2550 | 3225 | 783 | 755 | 0.005532 | 180.7664 | 32.25
1474 | ON | 1 | ON_NTK_TSS | ON_MPT_TSS | 500 | 35 | 13.83 | 2550 | 3225 | 783 | 755 | 0.005532 | 180.7664 | 32.25
1475 | ON | 1 | ON_NTK_TSS | ON_CAL_JCT | 230 | 44.4 | 21.31 | 402 | 435 | 783 | 531 | 0.040284 | 24.824 | 4.35
1476 | ON | 1 | ON_NTK_TSS | ON_GRD_JCT | 230 | 44.5 | 21.36 | 402 | 435 | 783 | 629 | 0.040378 | 24.7659 | 4.35
1477 | ON | 1 | ON_NTK_TSS | ON_LGW_DSS | 500 | 150 | 59.25 | 1819 | 2300 | 783 | 710 | 0.0237 | 42.1941 | 23
1478 | ON | 1 | ON_NVM_JCT | ON_NVM_ISS | 230 | 9.94 | 4.77 | 402 | 435 | 786 | 785 | 0.009017 | 110.9015 | 4.35
1479 | ON | 1 | ON_NVM_JCT | ON_NOV_SWS | 230 | 9.94 | 4.77 | 402 | 435 | 786 | 778 | 0.009017 | 110.9015 | 4.35
1480 | ON | 1 | ON_NVM_JCT | ON_NVM_ISS | 230 | 14.14 | 6.79 | 402 | 435 | 786 | 785 | 0.012836 | 77.9087 | 4.35
1481 | ON | 1 | ON_NVM_JCT | ON_NOV_SWS | 230 | 14.14 | 6.79 | 402 | 435 | 786 | 778 | 0.012836 | 77.9087 | 4.35
1482 | ON | 1 | ON_NWP_JCT | ON_BRF_DSS | 230 | 104 | 49.92 | 365 | 395 | 787 | 518 | 0.094367 | 10.597 | 3.95
1483 | ON | 1 | ON_NWP_JCT | ON_CLK_JCT | 230 | 104 | 49.92 | 365 | 395 | 787 | 549 | 0.094367 | 10.597 | 3.95
1484 | ON | 1 | ON_NWP_JCT | ON_BRF_DSS | 230 | 127 | 60.96 | 320 | 346 | 787 | 518 | 0.11524 | 8.6778 | 3.46
1485 | ON | 1 | ON_NWP_JCT | ON_CLK_JCT | 230 | 127 | 60.96 | 320 | 346 | 787 | 549 | 0.11524 | 8.6778 | 3.46
1486 | ON | 1 | ON_OBR_JCT | ON_TMB_GSS | 230 | 6 | 2.88 | 402 | 435 | 789 | 888 | 0.0054442 | 183.6806 | 4.35
1487 | ON | 1 | ON_OGM_JCT | ON_OGM_ISS | 230 | 39.2 | 18.82 | 402 | 435 | 791 | 790 | 0.035577 | 28.1084 | 4.35
1488 | ON | 1 | ON_OGM_JCT | ON_OGM_ISS | 230 | 40.3 | 19.34 | 402 | 435 | 791 | 790 | 0.03656 | 27.3526 | 4.35
1489 | ON | 1 | ON_OJB_JCT | ON_KEI_DSS | 230 | 41.2 | 19.78 | 402 | 435 | 792 | 681 | 0.037391 | 26.7442 | 4.35
1490 | ON | 1 | ON_OR2_JCT | ON_CUM_JCT | 230 | 96.7 | 46.42 | 383 | 414 | 793 | 565 | 0.08775 | 11.396 | 4.14
1491 | ON | 1 | ON_OR2_JCT | ON_ORL_DSS | 230 | 96.7 | 46.42 | 383 | 414 | 793 | 796 | 0.08775 | 11.396 | 4.14
1492 | ON | 1 | ON_ORA_DSS | ON_AMA_JCT | 230 | 128.2 | 61.54 | 318 | 344 | 794 | 478 | 0.11633 | 8.596 | 3.44
1493 | ON | 1 | ON_ORA_DSS | ON_AMA_JCT | 230 | 128.4 | 61.63 | 318 | 344 | 794 | 478 | 0.1165 | 8.5835 | 3.44
1494 | ON | 1 | ON_ORI_DSS | ON_MDH_DSS | 230 | 147 | 70.56 | 291 | 314 | 795 | 734 | 0.13338 | 7.4972 | 3.14
1495 | ON | 1 | ON_ORI_DSS | ON_MDH_DSS | 230 | 147.1 | 70.61 | 290 | 314 | 795 | 734 | 0.13348 | 7.4919 | 3.14
1496 | ON | 1 | ON_ORP_GSS | ON_ORP_SWS | 230 | 50.3 | 24.14 | 402 | 435 | 797 | 798 | 0.045633 | 21.9138 | 4.35
1497 | ON | 1 | ON_ORP_SWS | ON_PIN_JCT | 230 | 50.3 | 24.14 | 402 | 435 | 798 | 810 | 0.045633 | 21.9138 | 4.35
1498 | ON | 1 | ON_OTC_JCT | ON_MND_DSS | 230 | 160 | 76.8 | 275 | 297 | 800 | 752 | 0.14518 | 6.888 | 2.97
1499 | ON | 1 | ON_OTC_JCT | ON_MND_DSS | 230 | 180.1 | 86.45 | 254 | 275 | 800 | 752 | 0.16342 | 6.1191 | 2.75
1500 | ON | 1 | ON_OTC_JCT | ON_WLL_JCT | 230 | 180.1 | 86.45 | 254 | 275 | 800 | 930 | 0.16342 | 6.1191 | 2.75
1501 | ON | 1 | ON_OTH_DSS | ON_WFD_SWS | 230 | 180 | 86.4 | 254 | 275 | 801 | 923 | 0.16333 | 6.1227 | 2.75
1502 | ON | 1 | ON_OTH_DSS | ON_WFD_SWS | 230 | 201 | 96.48 | 236 | 256 | 801 | 923 | 0.18238 | 5.483 | 2.56
1503 | ON | 1 | ON_OWS_JCT | ON_OWS_DSS | 230 | 75.1 | 36.05 | 402 | 435 | 803 | 802 | 0.068147 | 14.6741 | 4.35
1504 | ON | 1 | ON_PAL_JCT | ON_GLO_JCT | 230 | 24.7 | 11.86 | 402 | 435 | 805 | 626 | 0.02242 | 44.6037 | 4.35
1505 | ON | 1 | ON_PAL_JCT | ON_PAL_DSS | 230 | 24.7 | 11.86 | 402 | 435 | 805 | 804 | 0.02242 | 44.6037 | 4.35
1506 | ON | 1 | ON_PAL_JCT | ON_GLO_JCT | 230 | 24.7 | 11.86 | 402 | 435 | 805 | 626 | 0.02242 | 44.6037 | 4.35
1507 | ON | 1 | ON_PAL_JCT | ON_PAL_DSS | 230 | 24.7 | 11.86 | 402 | 435 | 805 | 804 | 0.02242 | 44.6037 | 4.35
1508 | ON | 1 | ON_PCP_TSS | ON_ERG_JCT | 230 | 59.2 | 28.42 | 402 | 435 | 806 | 596 | 0.053724 | 18.6137 | 4.35
1509 | ON | 1 | ON_PCP_TSS | ON_HNM_TSS | 500 | 200 | 79 | 1505 | 1903 | 806 | 655 | 0.0316 | 31.6456 | 19.03
1510 | ON | 1 | ON_PEC_JCT | ON_HLT_DSS | 230 | 40.3 | 19.34 | 402 | 435 | 808 | 651 | 0.03656 | 27.3526 | 4.35
1511 | ON | 1 | ON_PEC_JCT | ON_HLT_DSS | 230 | 40.3 | 19.34 | 402 | 435 | 808 | 651 | 0.03656 | 27.3526 | 4.35
1512 | ON | 1 | ON_PED_JCT | ON_CRY_DSS | 230 | 180 | 86.4 | 254 | 275 | 809 | 560 | 0.16333 | 6.1227 | 2.75
1513 | ON | 1 | ON_PED_JCT | ON_MTD_DSS | 230 | 180 | 86.4 | 254 | 275 | 809 | 763 | 0.16333 | 6.1227 | 2.75
1514 | ON | 1 | ON_PIN_JCT | ON_ABC_GSS | 230 | 50.3 | 24.14 | 402 | 435 | 810 | 465 | 0.045633 | 21.9138 | 4.35
1515 | ON | 1 | ON_PIN_JCT | ON_PIN_TSS | 230 | 50.3 | 24.14 | 402 | 435 | 810 | 811 | 0.045633 | 21.9138 | 4.35
1516 | ON | 1 | ON_PIN_TSS | ON_LLG_JCT | 230 | 68.4 | 32.83 | 402 | 435 | 811 | 713 | 0.06206 | 16.1133 | 4.35
1517 | ON | 1 | ON_PIN_TSS | ON_LLG_JCT | 230 | 68.4 | 32.83 | 402 | 435 | 811 | 713 | 0.06206 | 16.1133 | 4.35
1518 | ON | 1 | ON_PIN_TSS | ON_PCP_TSS | 500 | 220 | 86.9 | 1413 | 1787 | 811 | 806 | 0.03476 | 28.7687 | 17.87
1519 | ON | 1 | ON_PKA_SWS | ON_CHW_TSS | 230 | 9 | 4.32 | 402 | 435 | 812 | 541 | 0.0081664 | 122.4537 | 4.35
1520 | ON | 1 | ON_PKA_SWS | ON_CHW_TSS | 230 | 9 | 4.32 | 402 | 435 | 812 | 541 | 0.0081664 | 122.4537 | 4.35
1521 | ON | 1 | ON_PKA_SWS | ON_CHW_TSS | 230 | 9 | 4.32 | 402 | 435 | 812 | 541 | 0.0081664 | 122.4537 | 4.35
1522 | ON | 1 | ON_PKA_SWS | ON_CHW_TSS | 230 | 9 | 4.32 | 402 | 435 | 812 | 541 | 0.0081664 | 122.4537 | 4.35
1523 | ON | 1 | ON_PKB_SWS | ON_CHW_TSS | 230 | 9 | 4.32 | 402 | 435 | 813 | 541 | 0.0081664 | 122.4537 | 4.35
1524 | ON | 1 | ON_PKB_SWS | ON_CHW_TSS | 230 | 9 | 4.32 | 402 | 435 | 813 | 541 | 0.0081664 | 122.4537 | 4.35
1525 | ON | 1 | ON_PKB_SWS | ON_CHW_TSS | 230 | 9 | 4.32 | 402 | 435 | 813 | 541 | 0.0081664 | 122.4537 | 4.35
1526 | ON | 1 | ON_PKB_SWS | ON_CHW_TSS | 230 | 9 | 4.32 | 402 | 435 | 813 | 541 | 0.0081664 | 122.4537 | 4.35
1527 | ON | 1 | ON_PKW_JCT | ON_CLV_TSS | 500 | 42.6 | 16.83 | 2550 | 3225 | 815 | 550 | 0.006732 | 148.5443 | 32.25
1528 | ON | 1 | ON_PKW_JCT | ON_PKW_TSS | 500 | 42.6 | 16.83 | 2550 | 3225 | 815 | 816 | 0.006732 | 148.5443 | 32.25
1529 | ON | 1 | ON_PKW_JCT | ON_CLV_TSS | 500 | 42.6 | 16.83 | 2550 | 3225 | 815 | 550 | 0.006732 | 148.5443 | 32.25
1530 | ON | 1 | ON_PKW_JCT | ON_PKW_TSS | 500 | 42.6 | 16.83 | 2550 | 3225 | 815 | 816 | 0.006732 | 148.5443 | 32.25
1531 | ON | 1 | ON_PKW_TSS | ON_MJ4_JCT | 230 | 5.1 | 2.45 | 402 | 435 | 816 | 741 | 0.0046314 | 215.9184 | 4.35
1532 | ON | 1 | ON_PKW_TSS | ON_MJ4_JCT | 230 | 5.1 | 2.45 | 402 | 435 | 816 | 741 | 0.0046314 | 215.9184 | 4.35
1533 | ON | 1 | ON_PKW_TSS | ON_MJ1_JCT | 230 | 30.1 | 14.45 | 402 | 435 | 816 | 738 | 0.027316 | 36.609 | 4.35
1534 | ON | 1 | ON_PKW_TSS | ON_MJ1_JCT | 230 | 30.3 | 14.54 | 402 | 435 | 816 | 738 | 0.027486 | 36.3824 | 4.35
1535 | ON | 1 | ON_PLK_JCT | ON_CON_JCT | 230 | 122 | 58.56 | 329 | 356 | 818 | 555 | 0.1107 | 9.0335 | 3.56
1536 | ON | 1 | ON_PLK_JCT | ON_CON_JCT | 230 | 133.3 | 63.98 | 310 | 335 | 818 | 555 | 0.12095 | 8.2682 | 3.35
1537 | ON | 1 | ON_PNC_JCT | ON_STS_JCT | 230 | 93 | 44.64 | 393 | 425 | 820 | 875 | 0.084386 | 11.8504 | 4.25
1538 | ON | 1 | ON_PNC_JCT | ON_BLV_DSS | 230 | 138 | 66.24 | 303 | 328 | 820 | 510 | 0.12522 | 7.9861 | 3.28
1539 | ON | 1 | ON_PRE_JCT | ON_CMB_JCT | 230 | 102.6 | 49.25 | 368 | 399 | 822 | 551 | 0.0931 | 10.7411 | 3.99
1540 | ON | 1 | ON_PRE_JCT | ON_GTT_DSS | 230 | 102.6 | 49.25 | 368 | 399 | 822 | 640 | 0.0931 | 10.7411 | 3.99
1541 | ON | 1 | ON_PRE_JCT | ON_CMB_JCT | 230 | 102.7 | 49.3 | 368 | 398 | 822 | 551 | 0.093195 | 10.7302 | 3.98
1542 | ON | 1 | ON_PRE_JCT | ON_GTT_DSS | 230 | 102.7 | 49.3 | 368 | 398 | 822 | 640 | 0.093195 | 10.7302 | 3.98
1543 | ON | 1 | ON_PRS_JCT | ON_PRS_DSS | 230 | 115.2 | 55.3 | 341 | 369 | 824 | 823 | 0.10454 | 9.566 | 3.69
1544 | ON | 1 | ON_PRS_JCT | ON_PRS_DSS | 230 | 115.2 | 55.3 | 341 | 369 | 824 | 823 | 0.10454 | 9.566 | 3.69
1545 | ON | 1 | ON_RCV_DSS | ON_MBY_DSS | 230 | 6.5 | 3.12 | 402 | 435 | 825 | 733 | 0.0058979 | 169.5513 | 4.35
1546 | ON | 1 | ON_RCV_DSS | ON_MBY_DSS | 230 | 6.5 | 3.12 | 402 | 435 | 825 | 733 | 0.0058979 | 169.5513 | 4.35
1547 | ON | 1 | ON_RCV_DSS | ON_MBY_DSS | 230 | 10.5 | 5.04 | 402 | 435 | 825 | 733 | 0.0095274 | 104.9603 | 4.35
1548 | ON | 1 | ON_RCV_DSS | ON_MBY_DSS | 230 | 10.5 | 5.04 | 402 | 435 | 825 | 733 | 0.0095274 | 104.9603 | 4.35
1549 | ON | 1 | ON_RCV_DSS | ON_APP_JCT | 230 | 14.1 | 6.77 | 402 | 435 | 825 | 486 | 0.012798 | 78.1388 | 4.35
1550 | ON | 1 | ON_RCV_DSS | ON_TOM_JCT | 230 | 22.2 | 10.66 | 402 | 435 | 825 | 890 | 0.020151 | 49.6248 | 4.35
1551 | ON | 1 | ON_RCV_DSS | ON_TOM_JCT | 230 | 22.2 | 10.66 | 402 | 435 | 825 | 890 | 0.020151 | 49.6248 | 4.35
1552 | ON | 1 | ON_RCV_DSS | ON_TOM_JCT | 230 | 34.3 | 16.46 | 402 | 435 | 825 | 890 | 0.031115 | 32.1385 | 4.35
1553 | ON | 1 | ON_RCV_DSS | ON_TOM_JCT | 230 | 34.3 | 16.46 | 402 | 435 | 825 | 890 | 0.031115 | 32.1385 | 4.35
1554 | ON | 1 | ON_RJ1_JCT | ON_RJ2_JCT | 230 | 30.1 | 14.45 | 402 | 435 | 826 | 827 | 0.027316 | 36.609 | 4.35
1555 | ON | 1 | ON_RJ1_JCT | ON_RM1_DSS | 230 | 30.1 | 14.45 | 402 | 435 | 826 | 828 | 0.027316 | 36.609 | 4.35
1556 | ON | 1 | ON_RJ1_JCT | ON_RJ2_JCT | 230 | 30.1 | 14.45 | 402 | 435 | 826 | 827 | 0.027316 | 36.609 | 4.35
1557 | ON | 1 | ON_RJ1_JCT | ON_RM1_DSS | 230 | 30.1 | 14.45 | 402 | 435 | 826 | 828 | 0.027316 | 36.609 | 4.35
1558 | ON | 1 | ON_RJ2_JCT | ON_PKW_TSS | 230 | 30.1 | 14.45 | 402 | 435 | 827 | 816 | 0.027316 | 36.609 | 4.35
1559 | ON | 1 | ON_RJ2_JCT | ON_RM2_DSS | 230 | 30.1 | 14.45 | 402 | 435 | 827 | 829 | 0.027316 | 36.609 | 4.35
1560 | ON | 1 | ON_RJ2_JCT | ON_PKW_TSS | 230 | 30.1 | 14.45 | 402 | 435 | 827 | 816 | 0.027316 | 36.609 | 4.35
1561 | ON | 1 | ON_RJ2_JCT | ON_RM2_DSS | 230 | 30.1 | 14.45 | 402 | 435 | 827 | 829 | 0.027316 | 36.609 | 4.35
1562 | ON | 1 | ON_RMN_JCT | ON_LKS_DSS | 230 | 52 | 24.96 | 402 | 435 | 830 | 712 | 0.047183 | 21.1939 | 4.35
1563 | ON | 1 | ON_RRG_JCT | ON_FRF_TSS | 230 | 155.1 | 74.45 | 281 | 304 | 832 | 614 | 0.14074 | 7.1054 | 3.04
1564 | ON | 1 | ON_RRG_JCT | ON_RRG_ISS | 230 | 155.1 | 74.45 | 281 | 304 | 832 | 831 | 0.14074 | 7.1054 | 3.04
1565 | ON | 1 | ON_RSR_JCT | ON_B5D_JCT | 230 | 67.1 | 32.21 | 402 | 435 | 833 | 499 | 0.060888 | 16.4235 | 4.35
1566 | ON | 1 | ON_RSR_JCT | ON_CR2_JCT | 230 | 75.1 | 36.05 | 402 | 435 | 833 | 557 | 0.068147 | 14.6741 | 4.35
1567 | ON | 1 | ON_RSR_JCT | ON_STL_DSS | 230 | 211.3 | 101.42 | 229 | 248 | 833 | 871 | 0.19172 | 5.2159 | 2.48
1568 | ON | 1 | ON_SAU_JCT | ON_STL_DSS | 230 | 3 | 1.44 | 402 | 435 | 835 | 871 | 0.0027221 | 367.3611 | 4.35
1569 | ON | 1 | ON_SAU_JCT | ON_STL_DSS | 230 | 3 | 1.44 | 402 | 435 | 835 | 871 | 0.0027221 | 367.3611 | 4.35
1570 | ON | 1 | ON_SAU_JCT | ON_STL_DSS | 230 | 3 | 1.44 | 402 | 435 | 835 | 871 | 0.0027221 | 367.3611 | 4.35
1571 | ON | 1 | ON_SAU_JCT | ON_STL_DSS | 230 | 3 | 1.44 | 402 | 435 | 835 | 871 | 0.0027221 | 367.3611 | 4.35
1572 | ON | 1 | ON_SCB_JCT | ON_LES_DSS | 230 | 24.1 | 11.57 | 402 | 435 | 837 | 705 | 0.021871 | 45.7217 | 4.35
1573 | ON | 1 | ON_SCB_JCT | ON_SCB_DSS | 230 | 24.1 | 11.57 | 402 | 435 | 837 | 836 | 0.021871 | 45.7217 | 4.35
1574 | ON | 1 | ON_SCB_JCT | ON_LES_DSS | 230 | 24.2 | 11.62 | 402 | 435 | 837 | 705 | 0.021966 | 45.525 | 4.35
1575 | ON | 1 | ON_SCB_JCT | ON_SCB_DSS | 230 | 24.2 | 11.62 | 402 | 435 | 837 | 836 | 0.021966 | 45.525 | 4.35
1576 | ON | 1 | ON_SCB_JCT | ON_LES_DSS | 230 | 24.2 | 11.62 | 402 | 435 | 837 | 705 | 0.021966 | 45.525 | 4.35
1577 | ON | 1 | ON_SCB_JCT | ON_SCB_DSS | 230 | 24.2 | 11.62 | 402 | 435 | 837 | 836 | 0.021966 | 45.525 | 4.35
1578 | ON | 1 | ON_SCB_JCT | ON_BMD_DSS | 230 | 28 | 13.44 | 402 | 435 | 837 | 511 | 0.025406 | 39.3601 | 4.35
1579 | ON | 1 | ON_SCB_JCT | ON_WDN_DSS | 230 | 28 | 13.44 | 402 | 435 | 837 | 921 | 0.025406 | 39.3601 | 4.35
1580 | ON | 1 | ON_SCB_JCT | ON_BMD_DSS | 230 | 28.1 | 13.49 | 402 | 435 | 837 | 511 | 0.025501 | 39.2142 | 4.35
1581 | ON | 1 | ON_SCB_JCT | ON_SCB_DSS | 230 | 28.1 | 13.49 | 402 | 435 | 837 | 836 | 0.025501 | 39.2142 | 4.35
1582 | ON | 1 | ON_SCB_JCT | ON_WDN_DSS | 230 | 28.1 | 13.49 | 402 | 435 | 837 | 921 | 0.025501 | 39.2142 | 4.35
1583 | ON | 1 | ON_SCF_JCT | ON_GUE_JCT | 230 | 85.1 | 40.85 | 402 | 435 | 839 | 642 | 0.077221 | 12.9498 | 4.35
1584 | ON | 1 | ON_SCF_JCT | ON_SCF_DSS | 230 | 85.1 | 40.85 | 402 | 435 | 839 | 838 | 0.077221 | 12.9498 | 4.35
1585 | ON | 1 | ON_SCF_JCT | ON_GUE_JCT | 230 | 85.1 | 40.85 | 402 | 435 | 839 | 642 | 0.077221 | 12.9498 | 4.35
1586 | ON | 1 | ON_SCF_JCT | ON_SCF_DSS | 230 | 85.1 | 40.85 | 402 | 435 | 839 | 838 | 0.077221 | 12.9498 | 4.35
1587 | ON | 1 | ON_SCT_JCT | ON_HNG_JCT | 230 | 33.1 | 15.89 | 402 | 435 | 840 | 654 | 0.030038 | 33.2914 | 4.35
1588 | ON | 1 | ON_SCT_JCT | ON_HNG_JCT | 230 | 33.1 | 15.89 | 402 | 435 | 840 | 654 | 0.030038 | 33.2914 | 4.35
1589 | ON | 1 | ON_SCT_JCT | ON_NEA_JCT | 230 | 35 | 16.8 | 402 | 435 | 840 | 768 | 0.031758 | 31.4881 | 4.35
1590 | ON | 1 | ON_SCT_JCT | ON_TRN_JCT | 230 | 103.1 | 49.49 | 367 | 397 | 840 | 899 | 0.093554 | 10.689 | 3.97
1591 | ON | 1 | ON_SCT_JCT | ON_CLK_JCT | 230 | 103.1 | 49.49 | 367 | 397 | 840 | 549 | 0.093554 | 10.689 | 3.97
1592 | ON | 1 | ON_SCT_JCT | ON_MTH_JCT | 230 | 110.1 | 52.85 | 352 | 380 | 840 | 764 | 0.099905 | 10.0095 | 3.8
1593 | ON | 1 | ON_SCT_JCT | ON_MTH_JCT | 230 | 110.1 | 52.85 | 352 | 380 | 840 | 764 | 0.099905 | 10.0095 | 3.8
1594 | ON | 1 | ON_SEN_JCT | ON_SEN_DSS | 230 | 10.8 | 5.18 | 402 | 435 | 842 | 841 | 0.0097921 | 102.1236 | 4.35
1595 | ON | 1 | ON_SEN_JCT | ON_SEN_DSS | 230 | 28.2 | 13.54 | 402 | 435 | 842 | 841 | 0.025595 | 39.0694 | 4.35
1596 | ON | 1 | ON_SFD_JCT | ON_NWP_JCT | 230 | 104 | 49.92 | 365 | 395 | 843 | 787 | 0.094367 | 10.597 | 3.95
1597 | ON | 1 | ON_SFD_JCT | ON_CLK_JCT | 230 | 121 | 58.08 | 330 | 358 | 843 | 549 | 0.10979 | 9.1081 | 3.58
1598 | ON | 1 | ON_SFD_JCT | ON_ING_JCT | 230 | 121 | 58.08 | 330 | 358 | 843 | 673 | 0.10979 | 9.1081 | 3.58
1599 | ON | 1 | ON_SFD_JCT | ON_ING_JCT | 230 | 127 | 60.96 | 320 | 346 | 843 | 673 | 0.11524 | 8.6778 | 3.46
1600 | ON | 1 | ON_SFD_JCT | ON_NWP_JCT | 230 | 127 | 60.96 | 320 | 346 | 843 | 787 | 0.11524 | 8.6778 | 3.46
1601 | ON | 1 | ON_SFT_DSS | ON_FST_JCT | 230 | 187.4 | 89.95 | 248 | 268 | 844 | 616 | 0.17004 | 5.881 | 2.68
1602 | ON | 1 | ON_SFT_DSS | ON_ZUR_JCT | 230 | 208.4 | 100.03 | 231 | 250 | 844 | 945 | 0.18909 | 5.2884 | 2.5
1603 | ON | 1 | ON_SGW_JCT | ON_BML_DSS | 230 | 19.1 | 9.17 | 402 | 435 | 845 | 512 | 0.017335 | 57.6881 | 4.35
1604 | ON | 1 | ON_SGW_JCT | ON_BML_DSS | 230 | 29.1 | 13.97 | 402 | 435 | 845 | 512 | 0.026408 | 37.8669 | 4.35
1605 | ON | 1 | ON_SHP_DSS | ON_LES_DSS | 230 | 24 | 11.52 | 402 | 435 | 847 | 705 | 0.021777 | 45.9201 | 4.35
1606 | ON | 1 | ON_SHP_DSS | ON_SCB_JCT | 230 | 24.1 | 11.57 | 402 | 435 | 847 | 837 | 0.021871 | 45.7217 | 4.35
1607 | ON | 1 | ON_SKF_JCT | ON_HRJ_JCT | 230 | 68.4 | 32.83 | 402 | 435 | 849 | 663 | 0.06206 | 16.1133 | 4.35
1608 | ON | 1 | ON_SKF_JCT | ON_SKF_GSS | 230 | 68.4 | 32.83 | 402 | 435 | 849 | 848 | 0.06206 | 16.1133 | 4.35
1609 | ON | 1 | ON_SKF_JCT | ON_HRJ_JCT | 230 | 68.4 | 32.83 | 402 | 435 | 849 | 663 | 0.06206 | 16.1133 | 4.35
1610 | ON | 1 | ON_SKF_JCT | ON_SKF_GSS | 230 | 68.4 | 32.83 | 402 | 435 | 849 | 848 | 0.06206 | 16.1133 | 4.35
1611 | ON | 1 | ON_SKW_JCT | ON_SKW_GSS | 230 | 5.1 | 2.45 | 402 | 435 | 851 | 850 | 0.0046314 | 215.9184 | 4.35
1612 | ON | 1 | ON_SND_JCT | ON_SND_SWS | 230 | 5.1 | 2.45 | 402 | 435 | 854 | 855 | 0.0046314 | 215.9184 | 4.35
1613 | ON | 1 | ON_SND_JCT | ON_SND_SWS | 230 | 38.4 | 18.43 | 402 | 435 | 854 | 855 | 0.034839 | 28.7032 | 4.35
1614 | ON | 1 | ON_SNS_JCT | ON_SNS_TSS | 230 | 3.4 | 1.63 | 402 | 435 | 856 | 857 | 0.0030813 | 324.5399 | 4.35
1615 | ON | 1 | ON_SNS_JCT | ON_VDL_JCT | 230 | 3.4 | 1.63 | 402 | 435 | 856 | 902 | 0.0030813 | 324.5399 | 4.35
1616 | ON | 1 | ON_SNS_JCT | ON_ARX_JCT | 230 | 9.3 | 4.46 | 402 | 435 | 856 | 491 | 0.008431 | 118.6099 | 4.35
1617 | ON | 1 | ON_SNS_JCT | ON_SNS_TSS | 230 | 9.3 | 4.46 | 402 | 435 | 856 | 857 | 0.008431 | 118.6099 | 4.35
1618 | ON | 1 | ON_SNS_JCT | ON_ARX_JCT | 230 | 11.8 | 5.66 | 402 | 435 | 856 | 491 | 0.010699 | 93.4629 | 4.35
1619 | ON | 1 | ON_SNS_JCT | ON_SNS_TSS | 230 | 11.8 | 5.66 | 402 | 435 | 856 | 857 | 0.010699 | 93.4629 | 4.35
1620 | ON | 1 | ON_SNS_JCT | ON_VDL_JCT | 230 | 11.8 | 5.66 | 402 | 435 | 856 | 902 | 0.010699 | 93.4629 | 4.35
1621 | ON | 1 | ON_SNS_TSS | ON_STE_JCT | 230 | 8 | 3.84 | 402 | 435 | 857 | 867 | 0.007259 | 137.7604 | 4.35
1622 | ON | 1 | ON_SNS_TSS | ON_STE_JCT | 230 | 9.3 | 4.46 | 402 | 435 | 857 | 867 | 0.008431 | 118.6099 | 4.35
1623 | ON | 1 | ON_SNS_TSS | ON_TLF_JCT | 230 | 21.9 | 10.51 | 402 | 435 | 857 | 887 | 0.019868 | 50.333 | 4.35
1624 | ON | 1 | ON_SNW_JCT | ON_LAU_DSS | 230 | 35.5 | 17.04 | 402 | 435 | 858 | 702 | 0.032212 | 31.0446 | 4.35
1625 | ON | 1 | ON_SNW_JCT | ON_MLD_JCT | 230 | 41.2 | 19.78 | 402 | 435 | 858 | 746 | 0.037391 | 26.7442 | 4.35
1626 | ON | 1 | ON_SNW_JCT | ON_MLD_JCT | 230 | 42.5 | 20.4 | 402 | 435 | 858 | 746 | 0.038563 | 25.9314 | 4.35
1627 | ON | 1 | ON_SNW_JCT | ON_LAU_DSS | 230 | 44.5 | 21.36 | 402 | 435 | 858 | 702 | 0.040378 | 24.7659 | 4.35
1628 | ON | 1 | ON_SOC_JCT | XX_ONUS2_INT | 230 | 6 | 2.88 | 590 | 590 | 859 | 1204 | 0.0054442 | 183.6806 | 5.9
1629 | ON | 1 | ON_SOG_JCT | ON_HNV_DSS | 230 | 128.4 | 61.63 | 318 | 344 | 861 | 657 | 0.1165 | 8.5835 | 3.44
1630 | ON | 1 | ON_SOG_JCT | ON_SOG_GSS | 230 | 128.4 | 61.63 | 318 | 344 | 861 | 860 | 0.1165 | 8.5835 | 3.44
1631 | ON | 1 | ON_SOM_DSS | ON_KAN_DSS | 230 | 16.2 | 7.78 | 402 | 435 | 862 | 679 | 0.014707 | 67.9949 | 4.35
1632 | ON | 1 | ON_SOM_DSS | ON_KAN_DSS | 230 | 31 | 14.88 | 402 | 435 | 862 | 679 | 0.028129 | 35.5511 | 4.35
1633 | ON | 1 | ON_SPC_SWS | ON_ERI_JCT | 230 | 39 | 18.72 | 402 | 435 | 863 | 598 | 0.035388 | 28.2585 | 4.35
1634 | ON | 1 | ON_SPF_JCT | ON_OBR_JCT | 230 | 6 | 2.88 | 402 | 435 | 864 | 789 | 0.0054442 | 183.6806 | 4.35
1635 | ON | 1 | ON_SPR_JCT | ON_CED_DSS | 230 | 85.1 | 40.85 | 402 | 435 | 865 | 536 | 0.077221 | 12.9498 | 4.35
1636 | ON | 1 | ON_SPR_JCT | ON_CED_DSS | 230 | 85.1 | 40.85 | 402 | 435 | 865 | 536 | 0.077221 | 12.9498 | 4.35
1637 | ON | 1 | ON_STE_JCT | ON_STE_GSS | 230 | 8 | 3.84 | 402 | 435 | 867 | 866 | 0.007259 | 137.7604 | 4.35
1638 | ON | 1 | ON_STE_JCT | ON_TLF_JCT | 230 | 8 | 3.84 | 402 | 435 | 867 | 887 | 0.007259 | 137.7604 | 4.35
1639 | ON | 1 | ON_STE_JCT | ON_NOV_SWS | 230 | 9.3 | 4.46 | 402 | 435 | 867 | 778 | 0.008431 | 118.6099 | 4.35
1640 | ON | 1 | ON_STE_JCT | ON_STE_GSS | 230 | 9.3 | 4.46 | 402 | 435 | 867 | 866 | 0.008431 | 118.6099 | 4.35
1641 | ON | 1 | ON_STF_JCT | ON_DET_TSS | 230 | 187.4 | 89.95 | 248 | 268 | 869 | 571 | 0.17004 | 5.881 | 2.68
1642 | ON | 1 | ON_STF_JCT | ON_STF_DSS | 230 | 187.4 | 89.95 | 248 | 268 | 869 | 868 | 0.17004 | 5.881 | 2.68
1643 | ON | 1 | ON_STF_JCT | ON_DET_TSS | 230 | 208.4 | 100.03 | 231 | 250 | 869 | 571 | 0.18909 | 5.2884 | 2.5
1644 | ON | 1 | ON_STF_JCT | ON_STF_DSS | 230 | 208.4 | 100.03 | 231 | 250 | 869 | 868 | 0.18909 | 5.2884 | 2.5
1645 | ON | 1 | ON_STI_DSS | ON_B5D_JCT | 230 | 70.9 | 34.03 | 402 | 435 | 870 | 499 | 0.064329 | 15.5451 | 4.35
1646 | ON | 1 | ON_STI_DSS | ON_LGU_JCT | 230 | 96.7 | 46.42 | 383 | 414 | 870 | 709 | 0.08775 | 11.396 | 4.14
1647 | ON | 1 | ON_STL_DSS | XX_ONUS6_INT | 230 | 1.1 | 0.53 | 0 | 0 | 871 | 1208 | 0.0010019 | 998.1132 | 0
1648 | ON | 1 | ON_STL_DSS | XX_ONUS6_INT | 230 | 1.9 | 0.91 | 0 | 0 | 871 | 1208 | 0.0017202 | 581.3187 | 0
1649 | ON | 1 | ON_STL_DSS | ON_RSR_JCT | 230 | 67.1 | 32.21 | 402 | 435 | 871 | 833 | 0.060888 | 16.4235 | 4.35
1650 | ON | 1 | ON_STL_DSS | ON_RSR_JCT | 230 | 75.1 | 36.05 | 402 | 435 | 871 | 833 | 0.068147 | 14.6741 | 4.35
1651 | ON | 1 | ON_STN_JCT | ON_CAQ_JCT | 230 | 82 | 39.36 | 402 | 435 | 872 | 532 | 0.074405 | 13.44 | 4.35
1652 | ON | 1 | ON_STO_JCT | ON_JRV_DSS | 230 | 5.7 | 2.74 | 402 | 435 | 873 | 677 | 0.0051796 | 193.0657 | 4.35
1653 | ON | 1 | ON_STO_JCT | ON_NTC_JCT | 230 | 5.7 | 2.74 | 402 | 435 | 873 | 782 | 0.0051796 | 193.0657 | 4.35
1654 | ON | 1 | ON_STO_JCT | ON_JRV_DSS | 230 | 5.7 | 2.74 | 402 | 435 | 873 | 677 | 0.0051796 | 193.0657 | 4.35
1655 | ON | 1 | ON_STO_JCT | ON_NTC_JCT | 230 | 5.7 | 2.74 | 402 | 435 | 873 | 782 | 0.0051796 | 193.0657 | 4.35
1656 | ON | 1 | ON_STS_JCT | ON_HNB_SWS | 230 | 93 | 44.64 | 393 | 425 | 875 | 652 | 0.084386 | 11.8504 | 4.25
1657 | ON | 1 | ON_STS_JCT | ON_STS_GSS | 230 | 93 | 44.64 | 393 | 425 | 875 | 874 | 0.084386 | 11.8504 | 4.25
1658 | ON | 1 | ON_SUM_SWS | ON_SUM_GSS | 230 | 0.05 | 0.02 | 402 | 435 | 878 | 877 | 3.7807e-05 | 26450 | 4.35
1659 | ON | 1 | ON_SUM_SWS | ON_CAL_JCT | 230 | 40.3 | 19.34 | 402 | 435 | 878 | 531 | 0.03656 | 27.3526 | 4.35
1660 | ON | 1 | ON_T23_JCT | ON_CHW_TSS | 230 | 29.7 | 14.26 | 402 | 435 | 879 | 541 | 0.026957 | 37.0968 | 4.35
1661 | ON | 1 | ON_T23_JCT | ON_CHW_TSS | 230 | 39.2 | 18.82 | 402 | 435 | 879 | 541 | 0.035577 | 28.1084 | 4.35
1662 | ON | 1 | ON_TCV_JCT | ON_DRY_TSS | 230 | 111.9 | 53.71 | 348 | 376 | 881 | 580 | 0.10153 | 9.8492 | 3.76
1663 | ON | 1 | ON_TCV_JCT | ON_TCV_ISS | 230 | 111.9 | 53.71 | 348 | 376 | 881 | 880 | 0.10153 | 9.8492 | 3.76
1664 | ON | 1 | ON_TDL_DSS | ON_ERV_JCT | 230 | 135.1 | 64.85 | 307 | 332 | 882 | 600 | 0.12259 | 8.1573 | 3.32
1665 | ON | 1 | ON_TFL_JCT | ON_HBY_JCT | 230 | 40.3 | 19.34 | 402 | 435 | 884 | 646 | 0.03656 | 27.3526 | 4.35
1666 | ON | 1 | ON_TFL_JCT | ON_TFL_DSS | 230 | 40.3 | 19.34 | 402 | 435 | 884 | 883 | 0.03656 | 27.3526 | 4.35
1667 | ON | 1 | ON_TFL_JCT | ON_HBY_JCT | 230 | 40.3 | 19.34 | 402 | 435 | 884 | 646 | 0.03656 | 27.3526 | 4.35
1668 | ON | 1 | ON_TFL_JCT | ON_TFL_DSS | 230 | 40.3 | 19.34 | 402 | 435 | 884 | 883 | 0.03656 | 27.3526 | 4.35
1669 | ON | 1 | ON_THO_JCT | ON_OGM_JCT | 230 | 39.2 | 18.82 | 402 | 435 | 886 | 791 | 0.035577 | 28.1084 | 4.35
1670 | ON | 1 | ON_THO_JCT | ON_THO_DSS | 230 | 39.2 | 18.82 | 402 | 435 | 886 | 885 | 0.035577 | 28.1084 | 4.35
1671 | ON | 1 | ON_THO_JCT | ON_OGM_JCT | 230 | 40.3 | 19.34 | 402 | 435 | 886 | 791 | 0.03656 | 27.3526 | 4.35
1672 | ON | 1 | ON_THO_JCT | ON_THO_DSS | 230 | 40.3 | 19.34 | 402 | 435 | 886 | 885 | 0.03656 | 27.3526 | 4.35
1673 | ON | 1 | ON_TLF_JCT | ON_DUP_JCT | 230 | 8 | 3.84 | 402 | 435 | 887 | 583 | 0.007259 | 137.7604 | 4.35
1674 | ON | 1 | ON_TLF_JCT | ON_NOV_SWS | 230 | 8 | 3.84 | 402 | 435 | 887 | 778 | 0.007259 | 137.7604 | 4.35
1675 | ON | 1 | ON_TLF_JCT | ON_DUP_JCT | 230 | 21.9 | 10.51 | 402 | 435 | 887 | 583 | 0.019868 | 50.333 | 4.35
1676 | ON | 1 | ON_TLF_JCT | ON_LMB_DSS | 230 | 21.9 | 10.51 | 402 | 435 | 887 | 716 | 0.019868 | 50.333 | 4.35
1677 | ON | 1 | ON_TOM_JCT | ON_ERD_JCT | 230 | 22.2 | 10.66 | 402 | 435 | 890 | 594 | 0.020151 | 49.6248 | 4.35
1678 | ON | 1 | ON_TOM_JCT | ON_TOM_DSS | 230 | 22.2 | 10.66 | 402 | 435 | 890 | 889 | 0.020151 | 49.6248 | 4.35
1679 | ON | 1 | ON_TOM_JCT | ON_ERD_JCT | 230 | 22.2 | 10.66 | 402 | 435 | 890 | 594 | 0.020151 | 49.6248 | 4.35
1680 | ON | 1 | ON_TOM_JCT | ON_TOM_DSS | 230 | 22.2 | 10.66 | 402 | 435 | 890 | 889 | 0.020151 | 49.6248 | 4.35
1681 | ON | 1 | ON_TOM_JCT | ON_HLA_JCT | 230 | 34.3 | 16.46 | 402 | 435 | 890 | 647 | 0.031115 | 32.1385 | 4.35
1682 | ON | 1 | ON_TOM_JCT | ON_TOM_DSS | 230 | 34.3 | 16.46 | 402 | 435 | 890 | 889 | 0.031115 | 32.1385 | 4.35
1683 | ON | 1 | ON_TOM_JCT | ON_HLA_JCT | 230 | 34.3 | 16.46 | 402 | 435 | 890 | 647 | 0.031115 | 32.1385 | 4.35
1684 | ON | 1 | ON_TOM_JCT | ON_TOM_DSS | 230 | 34.3 | 16.46 | 402 | 435 | 890 | 889 | 0.031115 | 32.1385 | 4.35
1685 | ON | 1 | ON_TOS_JCT | ON_GGS_JCT | 230 | 30.1 | 14.45 | 402 | 435 | 891 | 622 | 0.027316 | 36.609 | 4.35
1686 | ON | 1 | ON_TOS_JCT | ON_VM2_DSS | 230 | 30.1 | 14.45 | 402 | 435 | 891 | 910 | 0.027316 | 36.609 | 4.35
1687 | ON | 1 | ON_TOS_JCT | ON_VJ1_JCT | 230 | 30.1 | 14.45 | 402 | 435 | 891 | 903 | 0.027316 | 36.609 | 4.35
1688 | ON | 1 | ON_TOS_JCT | ON_VM2_DSS | 230 | 30.1 | 14.45 | 402 | 435 | 891 | 910 | 0.027316 | 36.609 | 4.35
1689 | ON | 1 | ON_TRA_JCT | ON_IMP_ISS | 230 | 9.3 | 4.46 | 402 | 435 | 893 | 671 | 0.008431 | 118.6099 | 4.35
1690 | ON | 1 | ON_TRA_JCT | ON_IMP_ISS | 230 | 11.8 | 5.66 | 402 | 435 | 893 | 671 | 0.010699 | 93.4629 | 4.35
1691 | ON | 1 | ON_TRA_JCT | ON_TRA_GSS | 230 | 11.8 | 5.66 | 402 | 435 | 893 | 892 | 0.010699 | 93.4629 | 4.35
1692 | ON | 1 | ON_TRF_JCT | ON_MER_TSS | 230 | 40.1 | 19.25 | 402 | 435 | 895 | 736 | 0.036389 | 27.4805 | 4.35
1693 | ON | 1 | ON_TRF_JCT | ON_TRF_DSS | 230 | 40.1 | 19.25 | 402 | 435 | 895 | 894 | 0.036389 | 27.4805 | 4.35
1694 | ON | 1 | ON_TRF_JCT | ON_ALM_DSS | 230 | 316.1 | 151.73 | 175 | 190 | 895 | 473 | 0.28682 | 3.4865 | 1.9
1695 | ON | 1 | ON_TRF_JCT | ON_TRF_DSS | 230 | 316.1 | 151.73 | 175 | 190 | 895 | 894 | 0.28682 | 3.4865 | 1.9
1696 | ON | 1 | ON_TRM_JCT | ON_LNZ_JCT | 230 | 40.3 | 19.34 | 402 | 435 | 898 | 719 | 0.03656 | 27.3526 | 4.35
1697 | ON | 1 | ON_TRM_JCT | ON_TRM_DSS | 230 | 40.3 | 19.34 | 402 | 435 | 898 | 897 | 0.03656 | 27.3526 | 4.35
1698 | ON | 1 | ON_TRM_JCT | ON_LNZ_JCT | 230 | 40.3 | 19.34 | 402 | 435 | 898 | 719 | 0.03656 | 27.3526 | 4.35
1699 | ON | 1 | ON_TRM_JCT | ON_TRM_DSS | 230 | 40.3 | 19.34 | 402 | 435 | 898 | 897 | 0.03656 | 27.3526 | 4.35
1700 | ON | 1 | ON_TRN_JCT | ON_CLK_JCT | 230 | 102.6 | 49.25 | 368 | 399 | 899 | 549 | 0.0931 | 10.7411 | 3.99
1701 | ON | 1 | ON_TRN_JCT | ON_CLK_JCT | 230 | 102.7 | 49.3 | 368 | 398 | 899 | 549 | 0.093195 | 10.7302 | 3.98
1702 | ON | 1 | ON_TRN_JCT | ON_CLK_JCT | 230 | 103.1 | 49.49 | 367 | 397 | 899 | 549 | 0.093554 | 10.689 | 3.97
1703 | ON | 1 | ON_UDW_JCT | ON_BCA_TSS | 230 | 128.2 | 61.54 | 318 | 344 | 901 | 500 | 0.11633 | 8.596 | 3.44
1704 | ON | 1 | ON_UDW_JCT | ON_UDW_GSS | 230 | 128.2 | 61.54 | 318 | 344 | 901 | 900 | 0.11633 | 8.596 | 3.44
1705 | ON | 1 | ON_UDW_JCT | ON_BCA_TSS | 230 | 128.4 | 61.63 | 318 | 344 | 901 | 500 | 0.1165 | 8.5835 | 3.44
1706 | ON | 1 | ON_UDW_JCT | ON_UDW_GSS | 230 | 128.4 | 61.63 | 318 | 344 | 901 | 900 | 0.1165 | 8.5835 | 3.44
1707 | ON | 1 | ON_VDL_JCT | ON_SOC_JCT | 230 | 3.4 | 1.63 | 402 | 435 | 902 | 859 | 0.0030813 | 324.5399 | 4.35
1708 | ON | 1 | ON_VJ1_JCT | ON_RJ1_JCT | 230 | 30.1 | 14.45 | 402 | 435 | 903 | 826 | 0.027316 | 36.609 | 4.35
1709 | ON | 1 | ON_VJ1_JCT | ON_VM1_DSS | 230 | 30.1 | 14.45 | 402 | 435 | 903 | 909 | 0.027316 | 36.609 | 4.35
1710 | ON | 1 | ON_VJ1_JCT | ON_GGN_JCT | 230 | 30.1 | 14.45 | 402 | 435 | 903 | 621 | 0.027316 | 36.609 | 4.35
1711 | ON | 1 | ON_VJ1_JCT | ON_VM1_DSS | 230 | 30.1 | 14.45 | 402 | 435 | 903 | 909 | 0.027316 | 36.609 | 4.35
1712 | ON | 1 | ON_VJ3_JCT | ON_KLE_DSS | 230 | 12.7 | 6.1 | 402 | 435 | 904 | 685 | 0.011531 | 86.7213 | 4.35
1713 | ON | 1 | ON_VJ3_JCT | ON_VM3_DSS | 230 | 12.7 | 6.1 | 402 | 435 | 904 | 911 | 0.011531 | 86.7213 | 4.35
1714 | ON | 1 | ON_VJ3_JCT | ON_KLE_DSS | 230 | 22.7 | 10.9 | 402 | 435 | 904 | 685 | 0.020605 | 48.5321 | 4.35
1715 | ON | 1 | ON_VJ3_JCT | ON_VM3_DSS | 230 | 22.7 | 10.9 | 402 | 435 | 904 | 911 | 0.020605 | 48.5321 | 4.35
1716 | ON | 1 | ON_VJ4_JCT | ON_HLD_JCT | 230 | 30.5 | 14.64 | 402 | 435 | 905 | 649 | 0.027675 | 36.1339 | 4.35
1717 | ON | 1 | ON_VJ4_JCT | ON_VM4_DSS | 230 | 30.5 | 14.64 | 402 | 435 | 905 | 912 | 0.027675 | 36.1339 | 4.35
1718 | ON | 1 | ON_VJ4_JCT | ON_HLD_JCT | 230 | 30.5 | 14.64 | 402 | 435 | 905 | 649 | 0.027675 | 36.1339 | 4.35
1719 | ON | 1 | ON_VJ4_JCT | ON_VM4_DSS | 230 | 30.5 | 14.64 | 402 | 435 | 905 | 912 | 0.027675 | 36.1339 | 4.35
1720 | ON | 1 | ON_VLF_JCT | ON_VLC_ISS | 230 | 8.2 | 3.94 | 402 | 435 | 908 | 906 | 0.007448 | 134.264 | 4.35
1721 | ON | 1 | ON_VLF_JCT | ON_VLF_ISS | 230 | 8.2 | 3.94 | 402 | 435 | 908 | 907 | 0.007448 | 134.264 | 4.35
1722 | ON | 1 | ON_VLF_JCT | ON_CLA_JCT | 230 | 26.2 | 12.58 | 402 | 435 | 908 | 545 | 0.023781 | 42.0509 | 4.35
1723 | ON | 1 | ON_VLF_JCT | ON_VLF_ISS | 230 | 26.2 | 12.58 | 402 | 435 | 908 | 907 | 0.023781 | 42.0509 | 4.35
1724 | ON | 1 | ON_VNO_JCT | ON_HOR_DSS | 230 | 10.5 | 5.04 | 402 | 435 | 913 | 660 | 0.0095274 | 104.9603 | 4.35
1725 | ON | 1 | ON_VNO_JCT | ON_HOR_DSS | 230 | 10.5 | 5.04 | 402 | 435 | 913 | 660 | 0.0095274 | 104.9603 | 4.35
1726 | ON | 1 | ON_WAN_JCT | ON_BOS_JCT | 230 | 133.3 | 63.98 | 310 | 335 | 915 | 514 | 0.12095 | 8.2682 | 3.35
1727 | ON | 1 | ON_WAN_JCT | ON_WAN_DSS | 230 | 133.3 | 63.98 | 310 | 335 | 915 | 914 | 0.12095 | 8.2682 | 3.35
1728 | ON | 1 | ON_WAW_TSS | ON_MKY_JCT | 230 | 74.2 | 35.62 | 402 | 435 | 916 | 743 | 0.067335 | 14.8512 | 4.35
1729 | ON | 1 | ON_WAW_TSS | ON_MRT_TSS | 230 | 168.3 | 80.78 | 266 | 288 | 916 | 757 | 0.1527 | 6.5487 | 2.88
1730 | ON | 1 | ON_WAW_TSS | ON_MRT_TSS | 230 | 168.3 | 80.78 | 266 | 288 | 916 | 757 | 0.1527 | 6.5487 | 2.88
1731 | ON | 1 | ON_WAW_TSS | ON_AUB_JCT | 230 | 204.5 | 98.16 | 234 | 253 | 916 | 498 | 0.18556 | 5.3892 | 2.53
1732 | ON | 1 | ON_WAW_TSS | ON_AUB_JCT | 230 | 204.5 | 98.16 | 234 | 253 | 916 | 498 | 0.18556 | 5.3892 | 2.53
1733 | ON | 1 | ON_WBS_JCT | ON_HOL_JCT | 230 | 115.2 | 55.3 | 341 | 369 | 918 | 659 | 0.10454 | 9.566 | 3.69
1734 | ON | 1 | ON_WBS_JCT | ON_WBS_DSS | 230 | 115.2 | 55.3 | 341 | 369 | 918 | 917 | 0.10454 | 9.566 | 3.69
1735 | ON | 1 | ON_WBS_JCT | ON_HOL_JCT | 230 | 115.2 | 55.3 | 341 | 369 | 918 | 659 | 0.10454 | 9.566 | 3.69
1736 | ON | 1 | ON_WBS_JCT | ON_WBS_DSS | 230 | 115.2 | 55.3 | 341 | 369 | 918 | 917 | 0.10454 | 9.566 | 3.69
1737 | ON | 1 | ON_WDB_JCT | ON_VJ3_JCT | 230 | 12.7 | 6.1 | 402 | 435 | 920 | 904 | 0.011531 | 86.7213 | 4.35
1738 | ON | 1 | ON_WDB_JCT | ON_WDB_DSS | 230 | 12.7 | 6.1 | 402 | 435 | 920 | 919 | 0.011531 | 86.7213 | 4.35
1739 | ON | 1 | ON_WDB_JCT | ON_VJ3_JCT | 230 | 22.7 | 10.9 | 402 | 435 | 920 | 904 | 0.020605 | 48.5321 | 4.35
1740 | ON | 1 | ON_WDB_JCT | ON_WDB_DSS | 230 | 22.7 | 10.9 | 402 | 435 | 920 | 919 | 0.020605 | 48.5321 | 4.35
1741 | ON | 1 | ON_WDB_JCT | ON_VJ4_JCT | 230 | 30.5 | 14.64 | 402 | 435 | 920 | 905 | 0.027675 | 36.1339 | 4.35
1742 | ON | 1 | ON_WDB_JCT | ON_VJ4_JCT | 230 | 30.5 | 14.64 | 402 | 435 | 920 | 905 | 0.027675 | 36.1339 | 4.35
1743 | ON | 1 | ON_WEL_GSS | ON_MSS_DSS | 230 | 30 | 14.4 | 402 | 435 | 922 | 759 | 0.027221 | 36.7361 | 4.35
1744 | ON | 1 | ON_WEL_GSS | ON_MSS_DSS | 230 | 30 | 14.4 | 402 | 435 | 922 | 759 | 0.027221 | 36.7361 | 4.35
1745 | ON | 1 | ON_WFD_SWS | ON_TRL_DSS | 230 | 146.1 | 70.13 | 292 | 316 | 923 | 896 | 0.13257 | 7.5431 | 3.16
1746 | ON | 1 | ON_WFD_SWS | ON_PED_JCT | 230 | 180 | 86.4 | 254 | 275 | 923 | 809 | 0.16333 | 6.1227 | 2.75
1747 | ON | 1 | ON_WFD_SWS | ON_APB_JCT | 230 | 201 | 96.48 | 236 | 256 | 923 | 484 | 0.18238 | 5.483 | 2.56
1748 | ON | 1 | ON_WFD_SWS | ON_TRL_DSS | 230 | 201 | 96.48 | 236 | 256 | 923 | 896 | 0.18238 | 5.483 | 2.56
1749 | ON | 1 | ON_WHB_JCT | ON_T23_JCT | 230 | 29.7 | 14.26 | 402 | 435 | 925 | 879 | 0.026957 | 37.0968 | 4.35
1750 | ON | 1 | ON_WHB_JCT | ON_WHB_DSS | 230 | 29.7 | 14.26 | 402 | 435 | 925 | 924 | 0.026957 | 37.0968 | 4.35
1751 | ON | 1 | ON_WHB_JCT | ON_CHW_TSS | 230 | 31.7 | 15.22 | 402 | 435 | 925 | 541 | 0.028771 | 34.7569 | 4.35
1752 | ON | 1 | ON_WHB_JCT | ON_WHB_DSS | 230 | 31.7 | 15.22 | 402 | 435 | 925 | 924 | 0.028771 | 34.7569 | 4.35
1753 | ON | 1 | ON_WHB_JCT | ON_T23_JCT | 230 | 39.2 | 18.82 | 402 | 435 | 925 | 879 | 0.035577 | 28.1084 | 4.35
1754 | ON | 1 | ON_WHB_JCT | ON_WHB_DSS | 230 | 39.2 | 18.82 | 402 | 435 | 925 | 924 | 0.035577 | 28.1084 | 4.35
1755 | ON | 1 | ON_WHB_JCT | ON_CHW_TSS | 230 | 40.3 | 19.34 | 402 | 435 | 925 | 541 | 0.03656 | 27.3526 | 4.35
1756 | ON | 1 | ON_WHB_JCT | ON_WHB_DSS | 230 | 40.3 | 19.34 | 402 | 435 | 925 | 924 | 0.03656 | 27.3526 | 4.35
1757 | ON | 1 | ON_WHI_JCT | ON_GAW_ISS | 230 | 39.2 | 18.82 | 402 | 435 | 927 | 620 | 0.035577 | 28.1084 | 4.35
1758 | ON | 1 | ON_WHI_JCT | ON_WHI_GSS | 230 | 39.2 | 18.82 | 402 | 435 | 927 | 926 | 0.035577 | 28.1084 | 4.35
1759 | ON | 1 | ON_WLC_JCT | ON_ASH_SWS | 500 | 61.1 | 24.13 | 2550 | 3225 | 928 | 492 | 0.009652 | 103.6055 | 32.25
1760 | ON | 1 | ON_WLC_JCT | ON_EVG_SWS | 500 | 166 | 65.57 | 1701 | 2152 | 928 | 604 | 0.026228 | 38.1272 | 21.52
1761 | ON | 1 | ON_WLC_JCT | ON_MIL_SWS | 500 | 176 | 69.52 | 1637 | 2070 | 928 | 737 | 0.027808 | 35.9609 | 20.7
1762 | ON | 1 | ON_WLC_JCT | ON_MIL_SWS | 500 | 176 | 69.52 | 1637 | 2070 | 928 | 737 | 0.027808 | 35.9609 | 20.7
1763 | ON | 1 | ON_WLC_JCT | ON_MIL_SWS | 500 | 176.1 | 69.56 | 1636 | 2070 | 928 | 737 | 0.027824 | 35.9402 | 20.7
1764 | ON | 1 | ON_WLC_JCT | ON_MIL_SWS | 500 | 214 | 84.53 | 1439 | 1820 | 928 | 737 | 0.033812 | 29.5753 | 18.2
1765 | ON | 1 | ON_WLL_JCT | ON_WLL_DSS | 230 | 180.1 | 86.45 | 254 | 275 | 930 | 929 | 0.16342 | 6.1191 | 2.75
1766 | ON | 1 | ON_WLS_JCT | ON_WHB_JCT | 230 | 29.7 | 14.26 | 402 | 435 | 932 | 925 | 0.026957 | 37.0968 | 4.35
1767 | ON | 1 | ON_WLS_JCT | ON_WLS_DSS | 230 | 29.7 | 14.26 | 402 | 435 | 932 | 931 | 0.026957 | 37.0968 | 4.35
1768 | ON | 1 | ON_WLS_JCT | ON_WHB_JCT | 230 | 31.7 | 15.22 | 402 | 435 | 932 | 925 | 0.028771 | 34.7569 | 4.35
1769 | ON | 1 | ON_WLS_JCT | ON_WLS_DSS | 230 | 31.7 | 15.22 | 402 | 435 | 932 | 931 | 0.028771 | 34.7569 | 4.35
1770 | ON | 1 | ON_WNG_JCT | ON_SFT_DSS | 230 | 187.4 | 89.95 | 248 | 268 | 935 | 844 | 0.17004 | 5.881 | 2.68
1771 | ON | 1 | ON_WNG_JCT | ON_WNG_DSS | 230 | 187.4 | 89.95 | 248 | 268 | 935 | 934 | 0.17004 | 5.881 | 2.68
1772 | ON | 1 | ON_WNG_JCT | ON_SFT_DSS | 230 | 208.4 | 100.03 | 231 | 250 | 935 | 844 | 0.18909 | 5.2884 | 2.5
1773 | ON | 1 | ON_WNG_JCT | ON_WNG_DSS | 230 | 208.4 | 100.03 | 231 | 250 | 935 | 934 | 0.18909 | 5.2884 | 2.5
1774 | ON | 1 | ON_WTB_JCT | ON_GAR_JCT | 230 | 70.3 | 33.74 | 402 | 435 | 936 | 619 | 0.063781 | 15.6787 | 4.35
1775 | ON | 1 | ON_WTB_JCT | ON_NPK_JCT | 230 | 70.3 | 33.74 | 402 | 435 | 936 | 780 | 0.063781 | 15.6787 | 4.35
1776 | ON | 1 | ON_WTB_JCT | ON_GAR_JCT | 230 | 75.1 | 36.05 | 402 | 435 | 936 | 619 | 0.068147 | 14.6741 | 4.35
1777 | ON | 1 | ON_WTB_JCT | ON_LEN_TSS | 230 | 75.1 | 36.05 | 402 | 435 | 936 | 704 | 0.068147 | 14.6741 | 4.35
1778 | ON | 1 | ON_WTM_JCT | ON_RXD_DSS | 230 | 9.1 | 4.37 | 402 | 435 | 937 | 834 | 0.0082609 | 121.0526 | 4.35
1779 | ON | 1 | ON_WTM_JCT | ON_RCV_DSS | 230 | 9.1 | 4.37 | 402 | 435 | 937 | 825 | 0.0082609 | 121.0526 | 4.35
1780 | ON | 1 | ON_WTM_JCT | ON_RXD_DSS | 230 | 9.1 | 4.37 | 402 | 435 | 937 | 834 | 0.0082609 | 121.0526 | 4.35
1781 | ON | 1 | ON_WTM_JCT | ON_RCV_DSS | 230 | 9.1 | 4.37 | 402 | 435 | 937 | 825 | 0.0082609 | 121.0526 | 4.35
1782 | ON | 1 | ON_WTN_JCT | ON_SCF_JCT | 230 | 85.1 | 40.85 | 402 | 435 | 939 | 839 | 0.077221 | 12.9498 | 4.35
1783 | ON | 1 | ON_WTN_JCT | ON_WTN_DSS | 230 | 85.1 | 40.85 | 402 | 435 | 939 | 938 | 0.077221 | 12.9498 | 4.35
1784 | ON | 1 | ON_WTN_JCT | ON_SCF_JCT | 230 | 85.1 | 40.85 | 402 | 435 | 939 | 839 | 0.077221 | 12.9498 | 4.35
1785 | ON | 1 | ON_WTN_JCT | ON_WTN_DSS | 230 | 85.1 | 40.85 | 402 | 435 | 939 | 938 | 0.077221 | 12.9498 | 4.35
1786 | ON | 1 | ON_WTY_SWS | ON_WTY_TSS | 230 | 0.2 | 0.1 | 402 | 435 | 940 | 941 | 0.00018904 | 5290 | 4.35
1787 | ON | 1 | ON_YEC_JCT | ON_HLM_JCT | 230 | 30 | 14.4 | 402 | 435 | 943 | 650 | 0.027221 | 36.7361 | 4.35
1788 | ON | 1 | ON_YEC_JCT | ON_YEC_GSS | 230 | 30 | 14.4 | 402 | 435 | 943 | 942 | 0.027221 | 36.7361 | 4.35
1789 | ON | 1 | ON_YEC_JCT | ON_HLM_JCT | 230 | 30 | 14.4 | 402 | 435 | 943 | 650 | 0.027221 | 36.7361 | 4.35
1790 | ON | 1 | ON_YEC_JCT | ON_YEC_GSS | 230 | 30 | 14.4 | 402 | 435 | 943 | 942 | 0.027221 | 36.7361 | 4.35
1791 | ON | 1 | ON_ZUR_JCT | ON_FST_JCT | 230 | 208.4 | 100.03 | 231 | 250 | 945 | 616 | 0.18909 | 5.2884 | 2.5
1792 | ON | 1 | ON_ZUR_JCT | ON_ZUR_DSS | 230 | 208.4 | 100.03 | 231 | 250 | 945 | 944 | 0.18909 | 5.2884 | 2.5
1793 | PE | 1 | PE_BED_SWS | PE_BOR_SWS | 138 | 8.3 | 3.6 | 141 | 156 | 946 | 947 | 0.018904 | 52.9 | 1.56
1794 | PE | 1 | PE_BED_SWS | PE_RCV_TSS | 138 | 9 | 3.9 | 141 | 156 | 946 | 953 | 0.020479 | 48.8308 | 1.56
1795 | PE | 1 | PE_BED_SWS | PE_RCV_TSS | 138 | 9.1 | 3.95 | 141 | 156 | 946 | 953 | 0.020741 | 48.2127 | 1.56
1796 | PE | 1 | PE_BED_SWS | PE_SHB_DSS | 138 | 23.8 | 10.32 | 141 | 156 | 946 | 955 | 0.05419 | 18.4535 | 1.56
1797 | PE | 1 | PE_BED_SWS | PE_WRY_DSS | 138 | 41.1 | 17.82 | 141 | 156 | 946 | 957 | 0.093573 | 10.6869 | 1.56
1798 | PE | 1 | PE_BOR_SWS | PE_BED_SWS | 138 | 23.8 | 10.32 | 141 | 156 | 947 | 946 | 0.05419 | 18.4535 | 1.56
1799 | PE | 1 | PE_BOR_SWS | PE_WRY_DSS | 138 | 50.9 | 22.07 | 141 | 156 | 947 | 957 | 0.11589 | 8.6289 | 1.56
1800 | PE | 1 | PE_CHR_TSS | PE_HRM_JCT | 138 | 34.7 | 15.04 | 141 | 156 | 948 | 952 | 0.078975 | 12.6622 | 1.56
1801 | PE | 1 | PE_ERY_DSS | PE_SCF_DSS | 138 | 83.1 | 36.03 | 141 | 156 | 950 | 954 | 0.18919 | 5.2856 | 1.56
1802 | PE | 1 | PE_HRM_GSS | PE_HRM_JCT | 138 | 10.3 | 4.47 | 141 | 156 | 951 | 952 | 0.023472 | 42.604 | 1.56
1803 | PE | 1 | PE_HRM_JCT | PE_EKS_GSS | 138 | 34.7 | 15.04 | 141 | 156 | 952 | 949 | 0.078975 | 12.6622 | 1.56
1804 | PE | 1 | PE_SCF_DSS | PE_WSP_DSS | 138 | 83.1 | 36.03 | 141 | 156 | 954 | 959 | 0.18919 | 5.2856 | 1.56
1805 | PE | 1 | PE_SHB_DSS | PE_BED_SWS | 138 | 15.4 | 6.68 | 141 | 156 | 955 | 946 | 0.035077 | 28.509 | 1.56
1806 | PE | 1 | PE_SHB_DSS | PE_WSK_SWS | 138 | 84.9 | 36.81 | 141 | 156 | 955 | 958 | 0.19329 | 5.1736 | 1.56
1807 | PE | 1 | PE_WRY_DSS | PE_ERY_DSS | 138 | 83.1 | 36.03 | 141 | 156 | 957 | 950 | 0.18919 | 5.2856 | 1.56
1808 | PE | 1 | PE_WSK_SWS | PE_WCP_GSS | 138 | 84.9 | 36.81 | 141 | 156 | 958 | 956 | 0.19329 | 5.1736 | 1.56
1809 | PE | 1 | PE_WSP_DSS | PE_CHR_TSS | 138 | 83.1 | 36.03 | 141 | 156 | 959 | 948 | 0.18919 | 5.2856 | 1.56
1810 | QC | 2 | QC_AAD_ISS | QC_AGB_DSS | 315 | 16.8 | 7.61 | 794 | 960 | 960 | 963 | 0.0076694 | 130.3876 | 9.6
1811 | QC | 1 | QC_ABT_TSS | QC_CHB_TSS | 735 | 57 | 21.66 | 6003 | 6483 | 962 | 996 | 0.0040094 | 249.4114 | 64.83
1812 | QC | 1 | QC_ABT_TSS | QC_WSW_DSS | 315 | 142.5 | 64.59 | 586 | 709 | 962 | 1167 | 0.065094 | 15.3623 | 7.09
1813 | QC | 1 | QC_ABT_TSS | QC_WSW_DSS | 315 | 142.5 | 64.59 | 586 | 709 | 962 | 1167 | 0.065094 | 15.3623 | 7.09
1814 | QC | 1 | QC_ABT_TSS | QC_NEM_DSS | 735 | 200.64 | 76.24 | 3534 | 3817 | 962 | 1104 | 0.014113 | 70.8585 | 38.17
1815 | QC | 1 | QC_ABT_TSS | QC_NEM_DSS | 735 | 200.64 | 76.24 | 3534 | 3817 | 962 | 1104 | 0.014113 | 70.8585 | 38.17
1816 | QC | 1 | QC_ABT_TSS | QC_LVR_TSS | 735 | 240.54 | 91.41 | 3136 | 3387 | 962 | 1078 | 0.016921 | 59.0991 | 33.87
1817 | QC | 1 | QC_ABT_TSS | QC_LVR_TSS | 735 | 240.54 | 91.41 | 3136 | 3387 | 962 | 1078 | 0.016921 | 59.0991 | 33.87
1818 | QC | 1 | QC_ABT_TSS | QC_LVR_TSS | 735 | 246.24 | 93.57 | 3088 | 3335 | 962 | 1078 | 0.017321 | 57.7349 | 33.35
1819 | QC | 1 | QC_ABT_TSS | QC_NEM_DSS | 735 | 251.94 | 95.74 | 3042 | 3285 | 962 | 1104 | 0.017722 | 56.4263 | 32.85
1820 | QC | 2 | QC_AGB_DSS | QC_MAU_TSS | 315 | 47.25 | 21.42 | 794 | 960 | 963 | 1083 | 0.021587 | 46.3235 | 9.6
1821 | QC | 1 | QC_ALB_SWS | QC_NEM_DSS | 735 | 34.2 | 13 | 6003 | 6483 | 964 | 1104 | 0.0024064 | 415.5577 | 64.83
1822 | QC | 1 | QC_ALB_SWS | QC_CHB_TSS | 735 | 212.04 | 80.58 | 3408 | 3680 | 964 | 996 | 0.014916 | 67.0421 | 36.8
1823 | QC | 1 | QC_ALB_SWS | QC_CHB_TSS | 735 | 212.04 | 80.58 | 3408 | 3680 | 964 | 996 | 0.014916 | 67.0421 | 36.8
1824 | QC | 1 | QC_ALB_SWS | QC_CHB_TSS | 735 | 212.04 | 80.58 | 3408 | 3680 | 964 | 996 | 0.014916 | 67.0421 | 36.8
1825 | QC | 1 | QC_ALB_SWS | QC_CHS_SWS | 735 | 234.84 | 89.24 | 3186 | 3441 | 964 | 1002 | 0.016519 | 60.5362 | 34.41
1826 | QC | 1 | QC_ALM_DSS | QC_CHB_DSS | 230 | 231.42 | 111.08 | 215 | 233 | 965 | 995 | 0.20998 | 4.7623 | 2.33
1827 | QC | 1 | QC_ANJ_DSS | QC_LGL_DSS | 315 | 15.188 | 6.88 | 794 | 960 | 967 | 1063 | 0.0069337 | 144.2224 | 9.6
1828 | QC | 1 | QC_ANJ_DSS | QC_LGL_DSS | 315 | 15.188 | 6.88 | 794 | 960 | 967 | 1063 | 0.0069337 | 144.2224 | 9.6
1829 | QC | 1 | QC_ANJ_DSS | QC_MTE_DSS | 315 | 28.374 | 12.86 | 794 | 960 | 967 | 1096 | 0.01296 | 77.1579 | 9.6
1830 | QC | 1 | QC_ANJ_DSS | QC_MTE_DSS | 315 | 46.374 | 21.02 | 794 | 960 | 967 | 1096 | 0.021184 | 47.205 | 9.6
1831 | QC | 1 | QC_ANJ_DSS | QC_MTE_DSS | 315 | 46.374 | 21.02 | 794 | 960 | 967 | 1096 | 0.021184 | 47.205 | 9.6
1832 | QC | 1 | QC_APP_TSS | QC_LVS_DSS | 735 | 84 | 31.92 | 6003 | 6483 | 969 | 1079 | 0.0059086 | 169.2434 | 64.83
1833 | QC | 1 | QC_APP_TSS | XX_QCUS7_INT | 320 | 100.8 | 0.111 | 1200 | 1200 | 969 | 1212 | 0.0001084 | 9225.2252 | 12
1834 | QC | 1 | QC_AQD_TSS | QC_ATW_DSS | 315 | 9.576 | 4.34 | 794 | 960 | 970 | 972 | 0.0043739 | 228.629 | 9.6
1835 | QC | 1 | QC_AQD_TSS | QC_RSN_DSS | 315 | 21.21 | 9.61 | 794 | 960 | 970 | 1135 | 0.0096851 | 103.2518 | 9.6
1836 | QC | 1 | QC_AQD_TSS | QC_RSN_DSS | 315 | 21.21 | 9.61 | 794 | 960 | 970 | 1135 | 0.0096851 | 103.2518 | 9.6
1837 | QC | 1 | QC_ARN_TSS | QC_MC3_GSS | 735 | 136.8 | 51.98 | 4550 | 4914 | 971 | 1085 | 0.0096219 | 103.9294 | 49.14
1838 | QC | 1 | QC_ARN_TSS | QC_MGN_TSS | 735 | 153.9 | 58.48 | 4210 | 4547 | 971 | 1090 | 0.010825 | 92.3777 | 45.47
1839 | QC | 1 | QC_ARN_TSS | QC_MGN_TSS | 735 | 153.9 | 58.48 | 4210 | 4547 | 971 | 1090 | 0.010825 | 92.3777 | 45.47
1840 | QC | 1 | QC_ARN_TSS | QC_MUR_TSS | 315 | 239.4 | 108.51 | 416 | 503 | 971 | 1102 | 0.10936 | 9.1443 | 5.03
1841 | QC | 1 | QC_ATW_DSS | QC_SPK_DSS | 315 | 9.576 | 4.34 | 794 | 960 | 972 | 1152 | 0.0043739 | 228.629 | 9.6
1842 | QC | 1 | QC_BCH_TSS | QC_DUT_DSS | 315 | 2.625 | 1.19 | 794 | 960 | 974 | 1018 | 0.0011993 | 833.8235 | 9.6
1843 | QC | 1 | QC_BCH_TSS | QC_BDI_DSS | 735 | 15.75 | 5.99 | 6003 | 6483 | 974 | 976 | 0.0011088 | 901.8781 | 64.83
1844 | QC | 1 | QC_BCH_TSS | QC_VRN_DSS | 230 | 13.125 | 6.3 | 402 | 435 | 974 | 1166 | 0.011909 | 83.9683 | 4.35
1845 | QC | 1 | QC_BCH_TSS | QC_VRN_DSS | 230 | 14.175 | 6.8 | 402 | 435 | 974 | 1166 | 0.012854 | 77.7941 | 4.35
1846 | QC | 1 | QC_BCH_TSS | QC_CRG_TSS | 735 | 52.5 | 19.95 | 6003 | 6483 | 974 | 1009 | 0.0036929 | 270.7895 | 64.83
1847 | QC | 1 | QC_BCH_TSS | QC_NIC_TSS | 735 | 115.5 | 43.89 | 5087 | 5494 | 974 | 1106 | 0.0081244 | 123.0861 | 54.94
1848 | QC | 1 | QC_BCH_TSS | QC_NIC_TSS | 735 | 141.75 | 53.87 | 4444 | 4800 | 974 | 1106 | 0.0099718 | 100.2831 | 48
1849 | QC | 1 | QC_BCV_TSS | QC_LVS_DSS | 230 | 65.625 | 31.5 | 402 | 435 | 975 | 1079 | 0.059546 | 16.7937 | 4.35
1850 | QC | 1 | QC_BDI_DSS | QC_BCH_TSS | 315 | 11.067 | 5.02 | 794 | 960 | 976 | 974 | 0.0050592 | 197.6594 | 9.6
1851 | QC | 1 | QC_BDI_DSS | QC_BCH_TSS | 315 | 11.067 | 5.02 | 794 | 960 | 976 | 974 | 0.0050592 | 197.6594 | 9.6
1852 | QC | 1 | QC_BDI_DSS | QC_DUV_TSS | 315 | 14.364 | 6.51 | 794 | 960 | 976 | 1019 | 0.0065608 | 152.4194 | 9.6
1853 | QC | 1 | QC_BDI_DSS | QC_JRM_ISS | 315 | 15.295 | 6.93 | 794 | 960 | 976 | 1038 | 0.0069841 | 143.1818 | 9.6
1854 | QC | 2 | QC_BDI_DSS | QC_LND_TSS | 315 | 131.25 | 59.49 | 618 | 748 | 976 | 1069 | 0.059955 | 16.6793 | 7.48
1855 | QC | 1 | QC_BEC_TSS | QC_ABC_ISS | 230 | 2.5 | 1.2 | 402 | 435 | 978 | 961 | 0.0022684 | 440.8333 | 4.35
1856 | QC | 1 | QC_BEC_TSS | QC_ABC_ISS | 230 | 2.5 | 1.2 | 402 | 435 | 978 | 961 | 0.0022684 | 440.8333 | 4.35
1857 | QC | 1 | QC_BEC_TSS | QC_TCE_ISS | 230 | 4 | 1.92 | 402 | 435 | 978 | 1157 | 0.0036295 | 275.5208 | 4.35
1858 | QC | 1 | QC_BEC_TSS | QC_TCE_ISS | 230 | 5 | 2.4 | 402 | 435 | 978 | 1157 | 0.0045369 | 220.4167 | 4.35
1859 | QC | 1 | QC_BEC_TSS | QC_BEC_GSS | 230 | 7.5 | 3.6 | 402 | 435 | 978 | 977 | 0.0068053 | 146.9444 | 4.35
1860 | QC | 1 | QC_BEC_TSS | QC_BEC_GSS | 230 | 52.125 | 25.02 | 402 | 435 | 978 | 977 | 0.047297 | 21.1431 | 4.35
1861 | QC | 1 | QC_BGT_DSS | QC_LAD_DSS | 230 | 62.7 | 30.1 | 402 | 435 | 980 | 1045 | 0.0569 | 17.5748 | 4.35
1862 | QC | 1 | QC_BGT_DSS | QC_LAD_DSS | 230 | 62.7 | 30.1 | 402 | 435 | 980 | 1045 | 0.0569 | 17.5748 | 4.35
1863 | QC | 2 | QC_BLV_DSS | QC_CHN_TSS | 315 | 28.875 | 13.09 | 794 | 960 | 981 | 1000 | 0.013192 | 75.8021 | 9.6
1864 | QC | 2 | QC_BLV_DSS | QC_CHN_TSS | 315 | 28.875 | 13.09 | 794 | 960 | 981 | 1000 | 0.013192 | 75.8021 | 9.6
1865 | QC | 1 | QC_BMT_GSS | QC_MEK_DSS | 230 | 142.5 | 68.4 | 297 | 321 | 982 | 1089 | 0.1293 | 7.7339 | 3.21
1866 | QC | 1 | QC_BOU_DSS | QC_BDI_DSS | 315 | 28.374 | 12.86 | 794 | 960 | 983 | 976 | 0.01296 | 77.1579 | 9.6
1867 | QC | 1 | QC_BOU_DSS | QC_BDI_DSS | 315 | 46.374 | 21.02 | 794 | 960 | 983 | 976 | 0.021184 | 47.205 | 9.6
1868 | QC | 1 | QC_BPR_DSS | QC_LEF_DSS | 315 | 48.425 | 21.95 | 794 | 960 | 984 | 1054 | 0.022121 | 45.205 | 9.6
1869 | QC | 1 | QC_BPR_DSS | QC_LEF_DSS | 315 | 80.625 | 36.54 | 794 | 960 | 984 | 1054 | 0.036825 | 27.1552 | 9.6
1870 | QC | 1 | QC_BPT_DSS | QC_LDS_TSS | 315 | 24.8 | 11.24 | 794 | 960 | 985 | 1052 | 0.011328 | 88.2785 | 9.6
1871 | QC | 1 | QC_BPT_DSS | QC_LDS_TSS | 315 | 48.425 | 21.95 | 794 | 960 | 985 | 1052 | 0.022121 | 45.205 | 9.6
1872 | QC | 1 | QC_BRG_SWS | QC_LVS_DSS | 735 | 348.84 | 132.56 | 2454 | 2650 | 986 | 1079 | 0.024538 | 40.7532 | 26.5
1873 | QC | 1 | QC_BRG_SWS | QC_LVS_DSS | 735 | 348.84 | 132.56 | 2454 | 2650 | 986 | 1079 | 0.024538 | 40.7532 | 26.5
1874 | QC | 1 | QC_BRG_SWS | QC_LVS_DSS | 735 | 348.84 | 132.56 | 2454 | 2650 | 986 | 1079 | 0.024538 | 40.7532 | 26.5
1875 | QC | 1 | QC_BRS_DSS | QC_SBM_DSS | 315 | 28.875 | 13.09 | 794 | 960 | 987 | 1139 | 0.013192 | 75.8021 | 9.6
1876 | QC | 1 | QC_BRS_DSS | QC_SBM_DSS | 315 | 28.875 | 13.09 | 794 | 960 | 987 | 1139 | 0.013192 | 75.8021 | 9.6
1877 | QC | 1 | QC_BS1_GSS | QC_LDS_TSS | 315 | 387.6 | 175.68 | 303 | 366 | 988 | 1052 | 0.17705 | 5.6481 | 3.66
1878 | QC | 1 | QC_BS1_GSS | QC_LDS_TSS | 315 | 387.6 | 175.68 | 303 | 366 | 988 | 1052 | 0.17705 | 5.6481 | 3.66
1879 | QC | 1 | QC_BS1_GSS | QC_LDS_TSS | 315 | 387.6 | 175.68 | 303 | 366 | 988 | 1052 | 0.17705 | 5.6481 | 3.66
1880 | QC | 1 | QC_BS1_GSS | QC_LDS_TSS | 315 | 387.6 | 175.68 | 303 | 366 | 988 | 1052 | 0.17705 | 5.6481 | 3.66
1881 | QC | 1 | QC_BS2_GSS | QC_BS1_GSS | 315 | 34.2 | 15.5 | 794 | 960 | 989 | 988 | 0.015621 | 64.0161 | 9.6
1882 | QC | 1 | QC_BS2_GSS | QC_HTR_DSS | 315 | 74.1 | 33.59 | 794 | 960 | 989 | 1034 | 0.033852 | 29.54 | 9.6
1883 | QC | 1 | QC_BS2_GSS | QC_BSQ_DSS | 315 | 148.2 | 67.17 | 571 | 690 | 989 | 991 | 0.067695 | 14.7722 | 6.9
1884 | QC | 1 | QC_BS2_GSS | QC_BSQ_DSS | 315 | 250.8 | 113.67 | 403 | 488 | 989 | 991 | 0.11456 | 8.7292 | 4.88
1885 | QC | 1 | QC_BSP_DSS | QC_BPR_DSS | 315 | 80.625 | 36.54 | 794 | 960 | 990 | 984 | 0.036825 | 27.1552 | 9.6
1886 | QC | 1 | QC_BSP_DSS | QC_SDB_GSS | 315 | 91.2 | 41.34 | 786 | 951 | 990 | 1141 | 0.041663 | 24.0022 | 9.51
1887 | QC | 1 | QC_BSQ_DSS | QC_BSP_DSS | 315 | 136.8 | 62 | 602 | 728 | 991 | 990 | 0.062484 | 16.004 | 7.28
1888 | QC | 1 | QC_BSQ_DSS | QC_CHX_DSS | 315 | 250.8 | 113.67 | 403 | 488 | 991 | 1004 | 0.11456 | 8.7292 | 4.88
1889 | QC | 1 | QC_BSY_GSS | QC_LF2_GSS | 315 | 62.7 | 28.42 | 794 | 960 | 992 | 1057 | 0.028642 | 34.9138 | 9.6
1890 | QC | 1 | QC_BSY_GSS | QC_LF2_GSS | 315 | 62.7 | 28.42 | 794 | 960 | 992 | 1057 | 0.028642 | 34.9138 | 9.6
1891 | QC | 1 | QC_CAL_GSS | QC_RPC_GSS | 230 | 22.8 | 10.94 | 402 | 435 | 993 | 1134 | 0.020681 | 48.3547 | 4.35
1892 | QC | 1 | QC_CDP_DSS | QC_DLS_ISS | 315 | 136.8 | 62 | 602 | 728 | 994 | 1014 | 0.062484 | 16.004 | 7.28
1893 | QC | 1 | QC_CDP_DSS | QC_DLS_ISS | 315 | 136.8 | 62 | 602 | 728 | 994 | 1014 | 0.062484 | 16.004 | 7.28
1894 | QC | 2 | QC_CHB_DSS | QC_FR1_DSS | 230 | 3.5 | 1.68 | 402 | 435 | 995 | 1023 | 0.0031758 | 314.881 | 4.35
1895 | QC | 2 | QC_CHB_DSS | QC_QBC_TSS | 230 | 231.42 | 111.08 | 215 | 233 | 995 | 1122 | 0.20998 | 4.7623 | 2.33
1896 | QC | 1 | QC_CHE_DSS | QC_TRR_SWS | 230 | 12 | 5.76 | 402 | 435 | 997 | 1163 | 0.010888 | 91.8403 | 4.35
1897 | QC | 1 | QC_CHE_DSS | QC_TRR_SWS | 230 | 12 | 5.76 | 402 | 435 | 997 | 1163 | 0.010888 | 91.8403 | 4.35
1898 | QC | 1 | QC_CHG_DSS | QC_HRT_TSS | 735 | 52.5 | 19.95 | 6003 | 6483 | 998 | 1033 | 0.0036929 | 270.7895 | 64.83
1899 | QC | 1 | QC_CHG_DSS | XX_QCUS4_INT | 765 | 56.3 | 21.29 | 2500 | 2500 | 998 | 1210 | 0.0036379 | 274.8826 | 25
1900 | QC | 1 | QC_CHG_DSS | QC_CHN_TSS | 735 | 99.75 | 37.91 | 5604 | 6052 | 998 | 1000 | 0.0070174 | 142.502 | 60.52
1901 | QC | 1 | QC_CHM_SWS | QC_CHB_TSS | 735 | 171 | 64.98 | 3927 | 4241 | 999 | 996 | 0.012028 | 83.1371 | 42.41
1902 | QC | 1 | QC_CHM_SWS | QC_CHB_TSS | 735 | 171 | 64.98 | 3927 | 4241 | 999 | 996 | 0.012028 | 83.1371 | 42.41
1903 | QC | 1 | QC_CHM_SWS | QC_CHB_TSS | 735 | 171 | 64.98 | 3927 | 4241 | 999 | 996 | 0.012028 | 83.1371 | 42.41
1904 | QC | 1 | QC_CHM_SWS | QC_JUJ_DSS | 735 | 367.08 | 139.49 | 2373 | 2563 | 999 | 1040 | 0.025821 | 38.7286 | 25.63
1905 | QC | 1 | QC_CHN_TSS | QC_LAF_TSS | 315 | 21 | 9.52 | 794 | 960 | 1000 | 1047 | 0.0095944 | 104.2279 | 9.6
1906 | QC | 1 | QC_CHN_TSS | QC_LAF_TSS | 315 | 21 | 9.52 | 794 | 960 | 1000 | 1047 | 0.0095944 | 104.2279 | 9.6
1907 | QC | 1 | QC_CHN_TSS | QC_OUT_TSS | 315 | 108.3 | 49.09 | 702 | 849 | 1000 | 1114 | 0.049473 | 20.2129 | 8.49
1908 | QC | 1 | QC_CHN_TSS | QC_OUT_TSS | 315 | 108.3 | 49.09 | 702 | 849 | 1000 | 1114 | 0.049473 | 20.2129 | 8.49
1909 | QC | 1 | QC_CHO_TSS | QC_SRG_DSS | 315 | 7.182 | 3.26 | 794 | 960 | 1001 | 1154 | 0.0032855 | 304.3712 | 9.6
1910 | QC | 2 | QC_CHO_TSS | QC_BLV_DSS | 315 | 28.875 | 13.09 | 794 | 960 | 1001 | 981 | 0.013192 | 75.8021 | 9.6
1911 | QC | 2 | QC_CHO_TSS | QC_BLV_DSS | 315 | 28.875 | 13.09 | 794 | 960 | 1001 | 981 | 0.013192 | 75.8021 | 9.6
1912 | QC | 1 | QC_CHO_TSS | QC_PAT_DSS | 315 | 57.75 | 26.17 | 794 | 960 | 1001 | 1115 | 0.026374 | 37.9156 | 9.6
1913 | QC | 1 | QC_CHO_TSS | QC_PAT_DSS | 315 | 57.75 | 26.17 | 794 | 960 | 1001 | 1115 | 0.026374 | 37.9156 | 9.6
1914 | QC | 1 | QC_CHS_SWS | QC_LG3_GSS | 735 | 2.28 | 0.87 | 6003 | 6483 | 1002 | 1061 | 0.00016104 | 6209.4828 | 64.83
1915 | QC | 1 | QC_CHS_SWS | QC_LG3_GSS | 735 | 2.28 | 0.87 | 6003 | 6483 | 1002 | 1061 | 0.00016104 | 6209.4828 | 64.83
1916 | QC | 1 | QC_CHS_SWS | QC_LG3_GSS | 735 | 2.28 | 0.87 | 6003 | 6483 | 1002 | 1061 | 0.00016104 | 6209.4828 | 64.83
1917 | QC | 1 | QC_CHU_DSS | QC_LVS_DSS | 230 | 10 | 4.8 | 402 | 435 | 1003 | 1079 | 0.0090737 | 110.2083 | 4.35
1918 | QC | 1 | QC_CHU_DSS | QC_LVS_DSS | 230 | 10 | 4.8 | 402 | 435 | 1003 | 1079 | 0.0090737 | 110.2083 | 4.35
1919 | QC | 1 | QC_CHX_DSS | QC_BSP_DSS | 315 | 91.2 | 41.34 | 786 | 951 | 1004 | 990 | 0.041663 | 24.0022 | 9.51
1920 | QC | 1 | QC_CLD_DSS | QC_SMC_DSS | 315 | 28.374 | 12.86 | 794 | 960 | 1005 | 1148 | 0.01296 | 77.1579 | 9.6
1921 | QC | 1 | QC_CLD_DSS | QC_SMC_DSS | 315 | 46.374 | 21.02 | 794 | 960 | 1005 | 1148 | 0.021184 | 47.205 | 9.6
1922 | QC | 1 | QC_CLD_DSS | QC_SMC_DSS | 315 | 46.374 | 21.02 | 794 | 960 | 1005 | 1148 | 0.021184 | 47.205 | 9.6
1923 | QC | 1 | QC_CLT_GSS | QC_MTP_DSS | 230 | 96.9 | 46.51 | 383 | 414 | 1006 | 1100 | 0.087921 | 11.3739 | 4.14
1924 | QC | 1 | QC_CLT_GSS | QC_MTP_DSS | 230 | 96.9 | 46.51 | 383 | 414 | 1006 | 1100 | 0.087921 | 11.3739 | 4.14
1925 | QC | 1 | QC_CRG_TSS | QC_SOR_DSS | 230 | 8.6 | 4.13 | 402 | 435 | 1009 | 1149 | 0.0078072 | 128.0872 | 4.35
1926 | QC | 1 | QC_CRG_TSS | QC_SOR_DSS | 230 | 16.6 | 7.97 | 402 | 435 | 1009 | 1149 | 0.015066 | 66.3739 | 4.35
1927 | QC | 1 | QC_CRG_TSS | QC_JQC_TSS | 735 | 183.75 | 69.83 | 3745 | 4045 | 1009 | 1037 | 0.012926 | 77.3629 | 40.45
1928 | QC | 1 | QC_CSC_DSS | QC_CLT_GSS | 230 | 96.9 | 46.51 | 383 | 414 | 1010 | 1006 | 0.087921 | 11.3739 | 4.14
1929 | QC | 1 | QC_CSC_DSS | QC_CLT_GSS | 230 | 96.9 | 46.51 | 383 | 414 | 1010 | 1006 | 0.087921 | 11.3739 | 4.14
1930 | QC | 1 | QC_DEC_TSS | QC_MMI_ISS | 735 | 76.125 | 28.93 | 6003 | 6483 | 1011 | 1092 | 0.0053552 | 186.7352 | 64.83
1931 | QC | 1 | QC_DEC_TSS | QC_MMI_ISS | 735 | 97.125 | 36.91 | 5703 | 6159 | 1011 | 1092 | 0.0068323 | 146.3628 | 61.59
1932 | QC | 1 | QC_DEC_TSS | XX_QCUS1_INT | 450 | 77.5 | 0.111 | 1020 | 1020 | 1011 | 1209 | 5.4815e-05 | 18243.2432 | 10.2
1933 | QC | 1 | QC_DEC_TSS | XX_QCUS1_INT | 450 | 77.5 | 0.111 | 690 | 690 | 1011 | 1209 | 5.4815e-05 | 18243.2432 | 6.9
1934 | QC | 1 | QC_DEH_DSS | QC_AUS_ISS | 230 | 2.5 | 1.2 | 402 | 435 | 1012 | 973 | 0.0022684 | 440.8333 | 4.35
1935 | QC | 1 | QC_DEH_DSS | QC_LTU_GSS | 230 | 93.48 | 44.87 | 392 | 424 | 1012 | 1077 | 0.08482 | 11.7896 | 4.24
1936 | QC | 1 | QC_DLS_ISS | QC_RDM_GSS | 345 | 216.6 | 96.13 | 546 | 714 | 1014 | 1127 | 0.080765 | 12.3817 | 7.14
1937 | QC | 1 | QC_DOR_DSS | QC_DEL_DSS | 315 | 5.586 | 2.53 | 794 | 960 | 1015 | 1013 | 0.0025498 | 392.1937 | 9.6
1938 | QC | 2 | QC_DSM_SWS | QC_AAD_ISS | 315 | 16.8 | 7.61 | 794 | 960 | 1016 | 960 | 0.0076694 | 130.3876 | 9.6
1939 | QC | 1 | QC_DSM_SWS | QC_JQC_TSS | 315 | 44.625 | 20.23 | 794 | 960 | 1016 | 1037 | 0.020388 | 49.0484 | 9.6
1940 | QC | 1 | QC_DUC_DSS | QC_LDS_TSS | 315 | 36.75 | 16.66 | 794 | 960 | 1017 | 1052 | 0.01679 | 59.5588 | 9.6
1941 | QC | 1 | QC_DUC_DSS | QC_LDS_TSS | 315 | 36.75 | 16.66 | 794 | 960 | 1017 | 1052 | 0.01679 | 59.5588 | 9.6
1942 | QC | 1 | QC_DUT_DSS | QC_NDA_TSS | 315 | 7.875 | 3.57 | 794 | 960 | 1018 | 1103 | 0.0035979 | 277.9412 | 9.6
1943 | QC | 1 | QC_DUT_DSS | QC_MCI_ISS | 315 | 8.4 | 3.81 | 794 | 960 | 1018 | 1087 | 0.0038398 | 260.4331 | 9.6
1944 | QC | 1 | QC_DUV_TSS | QC_JUJ_DSS | 735 | 10.5 | 3.99 | 6003 | 6483 | 1019 | 1040 | 0.00073858 | 1353.9474 | 64.83
1945 | QC | 1 | QC_DUV_TSS | QC_BDI_DSS | 735 | 13.125 | 4.99 | 6003 | 6483 | 1019 | 976 | 0.00092369 | 1082.6152 | 64.83
1946 | QC | 1 | QC_DUV_TSS | QC_LEC_DSS | 315 | 14.364 | 6.51 | 794 | 960 | 1019 | 1053 | 0.0065608 | 152.4194 | 9.6
1947 | QC | 1 | QC_DUV_TSS | QC_ANJ_DSS | 315 | 15.188 | 6.88 | 794 | 960 | 1019 | 967 | 0.0069337 | 144.2224 | 9.6
1948 | QC | 1 | QC_DUV_TSS | QC_ANJ_DSS | 315 | 15.188 | 6.88 | 794 | 960 | 1019 | 967 | 0.0069337 | 144.2224 | 9.6
1949 | QC | 1 | QC_DUV_TSS | QC_LEC_DSS | 315 | 21.546 | 9.77 | 794 | 960 | 1019 | 1053 | 0.0098463 | 101.5609 | 9.6
1950 | QC | 1 | QC_DUV_TSS | QC_SRG_DSS | 315 | 29.127 | 13.2 | 794 | 960 | 1019 | 1154 | 0.013303 | 75.1705 | 9.6
1951 | QC | 1 | QC_DUV_TSS | QC_SRG_DSS | 315 | 29.127 | 13.2 | 794 | 960 | 1019 | 1154 | 0.013303 | 75.1705 | 9.6
1952 | QC | 1 | QC_DUV_TSS | QC_JUJ_DSS | 735 | 42 | 15.96 | 6003 | 6483 | 1019 | 1040 | 0.0029543 | 338.4868 | 64.83
1953 | QC | 1 | QC_DUV_TSS | QC_LND_TSS | 315 | 47.25 | 21.42 | 794 | 960 | 1019 | 1069 | 0.021587 | 46.3235 | 9.6
1954 | QC | 1 | QC_FIG_TSS | QC_LBL_ISS | 315 | 96.9 | 43.92 | 755 | 914 | 1022 | 1049 | 0.044263 | 22.5922 | 9.14
1955 | QC | 1 | QC_FIG_TSS | QC_LBL_ISS | 315 | 96.9 | 43.92 | 755 | 914 | 1022 | 1049 | 0.044263 | 22.5922 | 9.14
1956 | QC | 1 | QC_FR1_DSS | QC_FR2_DSS | 315 | 0.5 | 0.23 | 794 | 960 | 1023 | 1024 | 0.0002318 | 4314.1304 | 9.6
1957 | QC | 1 | QC_FRA_DSS | QC_TRR_SWS | 230 | 28.625 | 13.74 | 402 | 435 | 1025 | 1163 | 0.025974 | 38.5007 | 4.35
1958 | QC | 1 | QC_FRA_DSS | QC_TRR_SWS | 230 | 65.625 | 31.5 | 402 | 435 | 1025 | 1163 | 0.059546 | 16.7937 | 4.35
1959 | QC | 1 | QC_GOE_TSS | QC_MTL_GSS | 230 | 85.5 | 41.04 | 402 | 435 | 1026 | 1099 | 0.07758 | 12.8899 | 4.35
1960 | QC | 1 | QC_GOE_TSS | QC_MTL_GSS | 230 | 85.5 | 41.04 | 402 | 435 | 1026 | 1099 | 0.07758 | 12.8899 | 4.35
1961 | QC | 1 | QC_GRB_TSS | QC_CHN_TSS | 735 | 79.8 | 30.32 | 6003 | 6483 | 1027 | 1000 | 0.0056125 | 178.1745 | 64.83
1962 | QC | 1 | QC_GRO_SWS | QC_LTB_SWS | 450 | 5.7 | 0.111 | 1000 | 1000 | 1029 | 1076 | 5.4815e-05 | 18243.2432 | 10
1963 | QC | 1 | QC_GRO_SWS | QC_LTB_SWS | 450 | 5.7 | 0.111 | 1000 | 1000 | 1029 | 1076 | 5.4815e-05 | 18243.2432 | 10
1964 | QC | 1 | QC_HER_TSS | QC_NIC_TSS | 230 | 42 | 20.16 | 402 | 435 | 1032 | 1106 | 0.03811 | 26.2401 | 4.35
1965 | QC | 1 | QC_HER_TSS | QC_NIC_TSS | 230 | 42 | 20.16 | 402 | 435 | 1032 | 1106 | 0.03811 | 26.2401 | 4.35
1966 | QC | 1 | QC_HRT_TSS | QC_LPR_TSS | 315 | 2.625 | 1.19 | 794 | 960 | 1033 | 1072 | 0.0011993 | 833.8235 | 9.6
1967 | QC | 1 | QC_HRT_TSS | QC_LPR_TSS | 315 | 2.625 | 1.19 | 794 | 960 | 1033 | 1072 | 0.0011993 | 833.8235 | 9.6
1968 | QC | 1 | QC_HRT_TSS | QC_BCH_TSS | 735 | 26.25 | 9.98 | 6003 | 6483 | 1033 | 974 | 0.0018474 | 541.3076 | 64.83
1969 | QC | 1 | QC_HRT_TSS | QC_MTR_TSS | 735 | 78.75 | 29.93 | 6003 | 6483 | 1033 | 1101 | 0.0055403 | 180.4962 | 64.83
1970 | QC | 1 | QC_HRT_TSS | QC_BCH_TSS | 735 | 141.75 | 53.87 | 4444 | 4800 | 1033 | 974 | 0.0099718 | 100.2831 | 48
1971 | QC | 1 | QC_HRT_TSS | XX_QCUS6_INT | 400 | 57.7 | 0.111 | 1250 | 1250 | 1033 | 1211 | 6.9375e-05 | 14414.4144 | 12.5
1972 | QC | 1 | QC_HTR_DSS | QC_OT2_GSS | 315 | 5.7 | 2.58 | 794 | 960 | 1034 | 1110 | 0.0026002 | 384.593 | 9.6
1973 | QC | 1 | QC_IRL_DSS | QC_VIG_SWS | 315 | 0.266 | 0.12 | 794 | 960 | 1035 | 1165 | 0.00012094 | 8268.75 | 9.6
1974 | QC | 1 | QC_IRL_DSS | QC_VIG_SWS | 315 | 9.576 | 4.34 | 794 | 960 | 1035 | 1165 | 0.0043739 | 228.629 | 9.6
1975 | QC | 1 | QC_IRQ_ISS | QC_BCH_TSS | 735 | 1.05 | 0.4 | 6003 | 6483 | 1036 | 974 | 7.4043e-05 | 13505.625 | 64.83
1976 | QC | 1 | QC_JQC_TSS | QC_LNF_DSS | 315 | 13.125 | 5.95 | 794 | 960 | 1037 | 1070 | 0.0059965 | 166.7647 | 9.6
1977 | QC | 1 | QC_JQC_TSS | QC_LDS_TSS | 735 | 28.5 | 10.83 | 6003 | 6483 | 1037 | 1052 | 0.0020047 | 498.8227 | 64.83
1978 | QC | 1 | QC_JQC_TSS | QC_DSM_SWS | 315 | 28.875 | 13.09 | 794 | 960 | 1037 | 1016 | 0.013192 | 75.8021 | 9.6
1979 | QC | 1 | QC_JQC_TSS | QC_DUC_DSS | 315 | 36.75 | 16.66 | 794 | 960 | 1037 | 1017 | 0.01679 | 59.5588 | 9.6
1980 | QC | 1 | QC_JQC_TSS | QC_DUC_DSS | 315 | 36.75 | 16.66 | 794 | 960 | 1037 | 1017 | 0.01679 | 59.5588 | 9.6
1981 | QC | 1 | QC_JQC_TSS | QC_NEU_DSS | 315 | 44.625 | 20.23 | 794 | 960 | 1037 | 1105 | 0.020388 | 49.0484 | 9.6
1982 | QC | 1 | QC_JQC_TSS | QC_MAU_TSS | 315 | 84 | 38.07 | 794 | 960 | 1037 | 1083 | 0.038367 | 26.0638 | 9.6
1983 | QC | 1 | QC_JQC_TSS | QC_SAG_TSS | 735 | 165.3 | 62.81 | 4016 | 4337 | 1037 | 1138 | 0.011627 | 86.0094 | 43.37
1984 | QC | 1 | QC_JQC_TSS | QC_CHM_SWS | 735 | 194.94 | 74.08 | 3602 | 3890 | 1037 | 999 | 0.013713 | 72.9245 | 38.9
1985 | QC | 1 | QC_JQC_TSS | QC_CHM_SWS | 735 | 194.94 | 74.08 | 3602 | 3890 | 1037 | 999 | 0.013713 | 72.9245 | 38.9
1986 | QC | 1 | QC_JQC_TSS | QC_BDI_DSS | 735 | 223.44 | 84.91 | 3292 | 3556 | 1037 | 976 | 0.015718 | 63.6232 | 35.56
1987 | QC | 1 | QC_JRM_ISS | QC_DUV_TSS | 315 | 15.295 | 6.93 | 794 | 960 | 1038 | 1019 | 0.0069841 | 143.1818 | 9.6
1988 | QC | 1 | QC_JUB_DSS | QC_MTJ_DSS | 230 | 45.6 | 21.89 | 402 | 435 | 1039 | 1098 | 0.04138 | 24.1663 | 4.35
1989 | QC | 1 | QC_JUB_DSS | QC_MTJ_DSS | 230 | 45.6 | 21.89 | 402 | 435 | 1039 | 1098 | 0.04138 | 24.1663 | 4.35
1990 | QC | 1 | QC_JUJ_DSS | QC_CHN_TSS | 735 | 42 | 15.96 | 6003 | 6483 | 1040 | 1000 | 0.0029543 | 338.4868 | 64.83
1991 | QC | 1 | QC_KAM_SWS | QC_RDL_TSS | 315 | 176.7 | 80.09 | 508 | 615 | 1041 | 1126 | 0.080716 | 12.3892 | 6.15
1992 | QC | 1 | QC_KAM_SWS | QC_RDL_TSS | 315 | 176.7 | 80.09 | 508 | 615 | 1041 | 1126 | 0.080716 | 12.3892 | 6.15
1993 | QC | 1 | QC_KAM_SWS | QC_RDL_TSS | 315 | 176.7 | 80.09 | 508 | 615 | 1041 | 1126 | 0.080716 | 12.3892 | 6.15
1994 | QC | 1 | QC_KAM_SWS | QC_RDL_TSS | 315 | 176.7 | 80.09 | 508 | 615 | 1041 | 1126 | 0.080716 | 12.3892 | 6.15
1995 | QC | 1 | QC_LAC_DSS | QC_BDI_DSS | 315 | 11.067 | 5.02 | 794 | 960 | 1044 | 976 | 0.0050592 | 197.6594 | 9.6
1996 | QC | 1 | QC_LAC_DSS | QC_BDI_DSS | 315 | 11.067 | 5.02 | 794 | 960 | 1044 | 976 | 0.0050592 | 197.6594 | 9.6
1997 | QC | 1 | QC_LAC_DSS | QC_BDI_DSS | 315 | 55.125 | 24.98 | 794 | 960 | 1044 | 976 | 0.025175 | 39.7218 | 9.6
1998 | QC | 1 | QC_LAD_DSS | QC_MNM_DSS | 230 | 62.7 | 30.1 | 402 | 435 | 1045 | 1093 | 0.0569 | 17.5748 | 4.35
1999 | QC | 1 | QC_LAD_DSS | QC_MNM_DSS | 230 | 62.7 | 30.1 | 402 | 435 | 1045 | 1093 | 0.0569 | 17.5748 | 4.35
2000 | QC | 1 | QC_LAD_GSS | QC_MTP_DSS | 315 | 125.4 | 56.84 | 637 | 771 | 1046 | 1100 | 0.057284 | 17.4569 | 7.71
2001 | QC | 1 | QC_LBM_ISS | QC_MTG_TSS | 315 | 147.06 | 66.65 | 574 | 694 | 1050 | 1097 | 0.067171 | 14.8875 | 6.94
2002 | QC | 1 | QC_LBS_TSS | QC_SUL_GSS | 230 | 34.2 | 16.42 | 402 | 435 | 1051 | 1156 | 0.03104 | 32.2168 | 4.35
2003 | QC | 1 | QC_LBS_TSS | QC_SUL_GSS | 230 | 74.1 | 35.57 | 402 | 435 | 1051 | 1156 | 0.06724 | 14.8721 | 4.35
2004 | QC | 1 | QC_LBS_TSS | QC_SPF_ISS | 230 | 102.6 | 49.25 | 368 | 399 | 1051 | 1151 | 0.0931 | 10.7411 | 3.99
2005 | QC | 2 | QC_LDS_TSS | QC_CHB_DSS | 230 | 3.5 | 1.68 | 402 | 435 | 1052 | 995 | 0.0031758 | 314.881 | 4.35
2006 | QC | 1 | QC_LDS_TSS | QC_NEU_DSS | 315 | 6 | 2.72 | 794 | 960 | 1052 | 1105 | 0.0027412 | 364.7978 | 9.6
2007 | QC | 1 | QC_LDS_TSS | QC_QBC_TSS | 230 | 7 | 3.36 | 402 | 435 | 1052 | 1122 | 0.0063516 | 157.4405 | 4.35
2008 | QC | 1 | QC_LDS_TSS | QC_QBC_TSS | 230 | 7 | 3.36 | 402 | 435 | 1052 | 1122 | 0.0063516 | 157.4405 | 4.35
2009 | QC | 1 | QC_LDS_TSS | QC_QBC_TSS | 315 | 7.5 | 3.4 | 794 | 960 | 1052 | 1122 | 0.0034266 | 291.8382 | 9.6
2010 | QC | 1 | QC_LDS_TSS | QC_QBC_TSS | 315 | 7.5 | 3.4 | 794 | 960 | 1052 | 1122 | 0.0034266 | 291.8382 | 9.6
2011 | QC | 1 | QC_LDS_TSS | QC_LST_DSS | 230 | 10 | 4.8 | 402 | 435 | 1052 | 1075 | 0.0090737 | 110.2083 | 4.35
2012 | QC | 1 | QC_LDS_TSS | QC_ANH_DSS | 315 | 21 | 9.52 | 794 | 960 | 1052 | 966 | 0.0095944 | 104.2279 | 9.6
2013 | QC | 1 | QC_LDS_TSS | QC_LVS_DSS | 735 | 30 | 11.4 | 6003 | 6483 | 1052 | 1079 | 0.0021102 | 473.8816 | 64.83
2014 | QC | 1 | QC_LEC_DSS | QC_CHO_TSS | 315 | 14.364 | 6.51 | 794 | 960 | 1053 | 1001 | 0.0065608 | 152.4194 | 9.6
2015 | QC | 1 | QC_LEC_DSS | QC_SRG_DSS | 315 | 21.546 | 9.77 | 794 | 960 | 1053 | 1154 | 0.0098463 | 101.5609 | 9.6
2016 | QC | 1 | QC_LEF_DSS | QC_BPT_DSS | 315 | 24.8 | 11.24 | 794 | 960 | 1054 | 985 | 0.011328 | 88.2785 | 9.6
2017 | QC | 1 | QC_LEF_DSS | QC_BPT_DSS | 315 | 48.425 | 21.95 | 794 | 960 | 1054 | 985 | 0.022121 | 45.205 | 9.6
2018 | QC | 1 | QC_LEM_SWS | QC_CHS_SWS | 735 | 96.9 | 36.82 | 5712 | 6169 | 1055 | 1002 | 0.0068157 | 146.7205 | 61.69
2019 | QC | 1 | QC_LEM_SWS | QC_TLY_TSS | 735 | 102.6 | 38.99 | 5500 | 5941 | 1055 | 1160 | 0.0072174 | 138.5548 | 59.41
2020 | QC | 1 | QC_LEM_SWS | QC_TLY_TSS | 735 | 102.6 | 38.99 | 5500 | 5941 | 1055 | 1160 | 0.0072174 | 138.5548 | 59.41
2021 | QC | 1 | QC_LEM_SWS | QC_TLY_TSS | 735 | 102.6 | 38.99 | 5500 | 5941 | 1055 | 1160 | 0.0072174 | 138.5548 | 59.41
2022 | QC | 1 | QC_LEM_SWS | QC_ALB_SWS | 735 | 194.94 | 74.08 | 3602 | 3890 | 1055 | 964 | 0.013713 | 72.9245 | 38.9
2023 | QC | 1 | QC_LEM_SWS | QC_ALB_SWS | 735 | 194.94 | 74.08 | 3602 | 3890 | 1055 | 964 | 0.013713 | 72.9245 | 38.9
2024 | QC | 1 | QC_LG1_GSS | QC_RAD_TSS | 315 | 57 | 25.83 | 794 | 960 | 1058 | 1125 | 0.026032 | 38.4146 | 9.6
2025 | QC | 1 | QC_LG1_GSS | QC_RAD_TSS | 315 | 57 | 25.83 | 794 | 960 | 1058 | 1125 | 0.026032 | 38.4146 | 9.6
2026 | QC | 1 | QC_LG2_GSS | QC_RAD_TSS | 735 | 11.4 | 4.33 | 6003 | 6483 | 1059 | 1125 | 0.00080152 | 1247.6328 | 64.83
2027 | QC | 1 | QC_LG2_GSS | QC_RAD_TSS | 735 | 11.4 | 4.33 | 6003 | 6483 | 1059 | 1125 | 0.00080152 | 1247.6328 | 64.83
2028 | QC | 1 | QC_LG2_GSS | QC_CHS_SWS | 735 | 136.8 | 51.98 | 4550 | 4914 | 1059 | 1002 | 0.0096219 | 103.9294 | 49.14
2029 | QC | 1 | QC_LG2_GSS | QC_NEM_DSS | 735 | 240.54 | 91.41 | 3136 | 3387 | 1059 | 1104 | 0.016921 | 59.0991 | 33.87
2030 | QC | 2 | QC_LG2A_GSS | QC_RAD_TSS | 315 | 11.4 | 5.17 | 794 | 960 | 1060 | 1125 | 0.0052104 | 191.9246 | 9.6
2031 | QC | 2 | QC_LG2A_GSS | QC_RAD_TSS | 315 | 11.4 | 5.17 | 794 | 960 | 1060 | 1125 | 0.0052104 | 191.9246 | 9.6
2032 | QC | 1 | QC_LGL_DSS | QC_NDA_TSS | 315 | 15.188 | 6.88 | 794 | 960 | 1063 | 1103 | 0.0069337 | 144.2224 | 9.6
2033 | QC | 1 | QC_LGL_DSS | QC_NDA_TSS | 315 | 15.188 | 6.88 | 794 | 960 | 1063 | 1103 | 0.0069337 | 144.2224 | 9.6
2034 | QC | 1 | QC_LGS_TSS | QC_CHG_DSS | 315 | 17 | 7.71 | 794 | 960 | 1064 | 998 | 0.0077702 | 128.6965 | 9.6
2035 | QC | 1 | QC_LGS_TSS | QC_CHG_DSS | 315 | 17 | 7.71 | 794 | 960 | 1064 | 998 | 0.0077702 | 128.6965 | 9.6
2036 | QC | 1 | QC_LIM_ISS | QC_ALM_DSS | 230 | 5.7 | 2.74 | 402 | 435 | 1065 | 965 | 0.0051796 | 193.0657 | 4.35
2037 | QC | 1 | QC_LIM_ISS | QC_ALM_DSS | 230 | 231.42 | 111.08 | 215 | 233 | 1065 | 965 | 0.20998 | 4.7623 | 2.33
2038 | QC | 1 | QC_LLL_DSS | QC_CPS_ISS | 230 | 5.8 | 2.78 | 402 | 435 | 1066 | 1008 | 0.0052552 | 190.2878 | 4.35
2039 | QC | 1 | QC_LN1_GSS | QC_MAT_DSS | 230 | 34.2 | 16.42 | 402 | 435 | 1067 | 1082 | 0.03104 | 32.2168 | 4.35
2040 | QC | 1 | QC_LN1_GSS | QC_MAT_DSS | 230 | 74.1 | 35.57 | 402 | 435 | 1067 | 1082 | 0.06724 | 14.8721 | 4.35
2041 | QC | 1 | QC_LN2_GSS | QC_GOE_TSS | 230 | 69.4 | 33.31 | 402 | 435 | 1068 | 1026 | 0.062968 | 15.8811 | 4.35
2042 | QC | 1 | QC_LN2_GSS | QC_GOE_TSS | 230 | 69.4 | 33.31 | 402 | 435 | 1068 | 1026 | 0.062968 | 15.8811 | 4.35
2043 | QC | 1 | QC_LND_TSS | QC_PLG_TSS | 315 | 55.125 | 24.98 | 794 | 960 | 1069 | 1118 | 0.025175 | 39.7218 | 9.6
2044 | QC | 2 | QC_LND_TSS | QC_MAU_TSS | 315 | 131.25 | 59.49 | 618 | 748 | 1069 | 1083 | 0.059955 | 16.6793 | 7.48
2045 | QC | 1 | QC_LNF_DSS | QC_MAU_TSS | 315 | 73.5 | 33.31 | 794 | 960 | 1070 | 1083 | 0.03357 | 29.7884 | 9.6
2046 | QC | 1 | QC_LPL_DSS | QC_GRM_GSS | 230 | 85.5 | 41.04 | 402 | 435 | 1071 | 1028 | 0.07758 | 12.8899 | 4.35
2047 | QC | 1 | QC_LPR_TSS | QC_BRS_DSS | 315 | 28.875 | 13.09 | 794 | 960 | 1072 | 987 | 0.013192 | 75.8021 | 9.6
2048 | QC | 1 | QC_LPR_TSS | QC_BRS_DSS | 315 | 28.875 | 13.09 | 794 | 960 | 1072 | 987 | 0.013192 | 75.8021 | 9.6
2049 | QC | 1 | QC_LPT_GSS | QC_MTP_DSS | 315 | 125.4 | 56.84 | 637 | 771 | 1073 | 1100 | 0.057284 | 17.4569 | 7.71
2050 | QC | 1 | QC_LRY_ISS | QC_CHG_DSS | 315 | 5 | 2.27 | 794 | 960 | 1074 | 998 | 0.0022877 | 437.1145 | 9.6
2051 | QC | 1 | QC_LRY_ISS | QC_CHG_DSS | 315 | 5 | 2.27 | 794 | 960 | 1074 | 998 | 0.0022877 | 437.1145 | 9.6
2052 | QC | 1 | QC_LST_DSS | QC_CHU_DSS | 230 | 12 | 5.76 | 402 | 435 | 1075 | 1003 | 0.010888 | 91.8403 | 4.35
2053 | QC | 1 | QC_LTB_SWS | QC_NIC_TSS | 450 | 68.4 | 0.111 | 1000 | 1000 | 1076 | 1106 | 5.4815e-05 | 18243.2432 | 10
2054 | QC | 1 | QC_LTB_SWS | QC_NIC_TSS | 450 | 68.4 | 0.111 | 1000 | 1000 | 1076 | 1106 | 5.4815e-05 | 18243.2432 | 10
2055 | QC | 1 | QC_LTU_GSS | QC_EST_ISS | 230 | 93.48 | 44.87 | 392 | 424 | 1077 | 1021 | 0.08482 | 11.7896 | 4.24
2056 | QC | 1 | QC_LVR_TSS | QC_GRB_TSS | 735 | 159.6 | 60.65 | 4110 | 4439 | 1078 | 1027 | 0.011227 | 89.0725 | 44.39
2057 | QC | 1 | QC_LVR_TSS | QC_DUV_TSS | 735 | 229.14 | 87.07 | 3238 | 3497 | 1078 | 1019 | 0.016117 | 62.0449 | 34.97
2058 | QC | 1 | QC_LVR_TSS | QC_CHN_TSS | 735 | 239.4 | 90.97 | 3146 | 3397 | 1078 | 1000 | 0.016839 | 59.385 | 33.97
2059 | QC | 1 | QC_LVS_DSS | QC_BGT_DSS | 230 | 62.7 | 30.1 | 402 | 435 | 1079 | 980 | 0.0569 | 17.5748 | 4.35
2060 | QC | 1 | QC_LVS_DSS | QC_BGT_DSS | 230 | 62.7 | 30.1 | 402 | 435 | 1079 | 980 | 0.0569 | 17.5748 | 4.35
2061 | QC | 1 | QC_LVS_DSS | QC_KAM_SWS | 315 | 176.7 | 80.09 | 508 | 615 | 1079 | 1041 | 0.080716 | 12.3892 | 6.15
2062 | QC | 1 | QC_LVS_DSS | QC_KAM_SWS | 315 | 176.7 | 80.09 | 508 | 615 | 1079 | 1041 | 0.080716 | 12.3892 | 6.15
2063 | QC | 1 | QC_LVS_DSS | QC_KAM_SWS | 315 | 176.7 | 80.09 | 508 | 615 | 1079 | 1041 | 0.080716 | 12.3892 | 6.15
2064 | QC | 1 | QC_LVS_DSS | QC_KAM_SWS | 315 | 176.7 | 80.09 | 508 | 615 | 1079 | 1041 | 0.080716 | 12.3892 | 6.15
2065 | QC | 1 | QC_MAD_SWS | NB_EDMN_TSS | 345 | 27.3 | 12.12 | 975 | 1275 | 1081 | 416 | 0.010183 | 98.2054 | 12.75
2066 | QC | 1 | QC_MAD_SWS | NB_EDMN_TSS | 315 | 27.3 | 12.37 | 794 | 960 | 1081 | 416 | 0.012467 | 80.2142 | 9.6
2067 | QC | 1 | QC_MAT_DSS | QC_LN2_GSS | 230 | 69.4 | 33.31 | 402 | 435 | 1082 | 1068 | 0.062968 | 15.8811 | 4.35
2068 | QC | 1 | QC_MAT_DSS | QC_LN2_GSS | 230 | 69.4 | 33.31 | 402 | 435 | 1082 | 1068 | 0.062968 | 15.8811 | 4.35
2069 | QC | 1 | QC_MAT_DSS | QC_GOE_TSS | 230 | 102.6 | 49.25 | 368 | 399 | 1082 | 1026 | 0.0931 | 10.7411 | 3.99
2070 | QC | 2 | QC_MAU_TSS | QC_LAG_GSS | 230 | 10 | 4.8 | 402 | 435 | 1083 | 1048 | 0.0090737 | 110.2083 | 4.35
2071 | QC | 1 | QC_MAU_TSS | QC_DEH_DSS | 230 | 17 | 8.16 | 402 | 435 | 1083 | 1012 | 0.015425 | 64.8284 | 4.35
2072 | QC | 1 | QC_MAU_TSS | QC_DEH_DSS | 230 | 17 | 8.16 | 402 | 435 | 1083 | 1012 | 0.015425 | 64.8284 | 4.35
2073 | QC | 1 | QC_MAU_TSS | QC_LAG_GSS | 230 | 28.625 | 13.74 | 402 | 435 | 1083 | 1048 | 0.025974 | 38.5007 | 4.35
2074 | QC | 2 | QC_MAU_TSS | QC_LND_TSS | 315 | 78.75 | 35.69 | 794 | 960 | 1083 | 1069 | 0.035969 | 27.8019 | 9.6
2075 | QC | 1 | QC_MC3_GSS | QC_MIC_TSS | 315 | 9.12 | 4.13 | 794 | 960 | 1085 | 1091 | 0.0041623 | 240.2542 | 9.6
2076 | QC | 1 | QC_MC3_GSS | QC_MIC_TSS | 315 | 9.12 | 4.13 | 794 | 960 | 1085 | 1091 | 0.0041623 | 240.2542 | 9.6
2077 | QC | 1 | QC_MC3_GSS | QC_TLC_GSS | 315 | 45.6 | 20.67 | 794 | 960 | 1085 | 1159 | 0.020831 | 48.0044 | 9.6
2078 | QC | 1 | QC_MCI_ISS | QC_NDA_TSS | 315 | 8.4 | 3.81 | 794 | 960 | 1087 | 1103 | 0.0038398 | 260.4331 | 9.6
2079 | QC | 1 | QC_MCM_DSS | QC_GSA_ISS | 230 | 7.98 | 3.83 | 402 | 435 | 1088 | 1030 | 0.0072401 | 138.1201 | 4.35
2080 | QC | 1 | QC_MCM_DSS | QC_PSP_DSS | 230 | 96.9 | 46.51 | 383 | 414 | 1088 | 1120 | 0.087921 | 11.3739 | 4.14
2081 | QC | 1 | QC_MCM_DSS | QC_PSP_DSS | 230 | 96.9 | 46.51 | 383 | 414 | 1088 | 1120 | 0.087921 | 11.3739 | 4.14
2082 | QC | 1 | QC_MEK_DSS | QC_TRR_SWS | 230 | 142.5 | 68.4 | 297 | 321 | 1089 | 1163 | 0.1293 | 7.7339 | 3.21
2083 | QC | 1 | QC_MGN_TSS | QC_MC2_GSS | 315 | 7.98 | 3.62 | 794 | 960 | 1090 | 1084 | 0.0036483 | 274.1022 | 9.6
2084 | QC | 1 | QC_MGN_TSS | QC_MC2_GSS | 315 | 7.98 | 3.62 | 794 | 960 | 1090 | 1084 | 0.0036483 | 274.1022 | 9.6
2085 | QC | 1 | QC_MGN_TSS | QC_MC2_GSS | 315 | 7.98 | 3.62 | 794 | 960 | 1090 | 1084 | 0.0036483 | 274.1022 | 9.6
2086 | QC | 1 | QC_MGN_TSS | QC_MC2_GSS | 315 | 7.98 | 3.62 | 794 | 960 | 1090 | 1084 | 0.0036483 | 274.1022 | 9.6
2087 | QC | 1 | QC_MGN_TSS | QC_HTR_DSS | 315 | 11.4 | 5.17 | 794 | 960 | 1090 | 1034 | 0.0052104 | 191.9246 | 9.6
2088 | QC | 1 | QC_MGN_TSS | QC_HTR_DSS | 315 | 11.4 | 5.17 | 794 | 960 | 1090 | 1034 | 0.0052104 | 191.9246 | 9.6
2089 | QC | 1 | QC_MGN_TSS | QC_HTR_DSS | 315 | 74.1 | 33.59 | 794 | 960 | 1090 | 1034 | 0.033852 | 29.54 | 9.6
2090 | QC | 1 | QC_MGN_TSS | QC_BRG_SWS | 735 | 348.84 | 132.56 | 2454 | 2650 | 1090 | 986 | 0.024538 | 40.7532 | 26.5
2091 | QC | 1 | QC_MGN_TSS | QC_BRG_SWS | 735 | 348.84 | 132.56 | 2454 | 2650 | 1090 | 986 | 0.024538 | 40.7532 | 26.5
2092 | QC | 1 | QC_MGN_TSS | QC_BRG_SWS | 735 | 348.84 | 132.56 | 2454 | 2650 | 1090 | 986 | 0.024538 | 40.7532 | 26.5
2093 | QC | 1 | QC_MIC_TSS | QC_OT4_GSS | 315 | 11.4 | 5.17 | 794 | 960 | 1091 | 1112 | 0.0052104 | 191.9246 | 9.6
2094 | QC | 1 | QC_MIC_TSS | QC_OT4_GSS | 315 | 11.4 | 5.17 | 794 | 960 | 1091 | 1112 | 0.0052104 | 191.9246 | 9.6
2095 | QC | 1 | QC_MIC_TSS | QC_MC5_GSS | 315 | 114 | 51.67 | 679 | 821 | 1091 | 1086 | 0.052074 | 19.2036 | 8.21
2096 | QC | 1 | QC_MIC_TSS | QC_MC5_GSS | 315 | 114 | 51.67 | 679 | 821 | 1091 | 1086 | 0.052074 | 19.2036 | 8.21
2097 | QC | 1 | QC_MIC_TSS | QC_M5A_GSS | 315 | 114 | 51.67 | 679 | 821 | 1091 | 1080 | 0.052074 | 19.2036 | 8.21
2098 | QC | 1 | QC_MIC_TSS | QC_M5A_GSS | 315 | 114 | 51.67 | 679 | 821 | 1091 | 1080 | 0.052074 | 19.2036 | 8.21
2099 | QC | 1 | QC_MIC_TSS | QC_SAG_TSS | 735 | 229.14 | 87.07 | 3238 | 3497 | 1091 | 1138 | 0.016117 | 62.0449 | 34.97
2100 | QC | 1 | QC_MIC_TSS | QC_SAG_TSS | 735 | 262 | 99.56 | 2964 | 3201 | 1091 | 1138 | 0.018429 | 54.2612 | 32.01
2101 | QC | 1 | QC_MMI_ISS | QC_KSY_TSS | 230 | 13.125 | 6.3 | 402 | 435 | 1092 | 1043 | 0.011909 | 83.9683 | 4.35
2102 | QC | 1 | QC_MMI_ISS | QC_NIC_TSS | 735 | 76.125 | 28.93 | 6003 | 6483 | 1092 | 1106 | 0.0053552 | 186.7352 | 64.83
2103 | QC | 1 | QC_MMI_ISS | QC_APP_TSS | 735 | 97.125 | 36.91 | 5703 | 6159 | 1092 | 969 | 0.0068323 | 146.3628 | 61.59
2104 | QC | 1 | QC_MTC_ISS | QC_SDD_ISS | 230 | 22.575 | 10.84 | 402 | 435 | 1095 | 1142 | 0.020491 | 48.8007 | 4.35
2105 | QC | 1 | QC_MTE_DSS | QC_BOU_DSS | 315 | 28.374 | 12.86 | 794 | 960 | 1096 | 983 | 0.01296 | 77.1579 | 9.6
2106 | QC | 1 | QC_MTE_DSS | QC_BOU_DSS | 315 | 46.374 | 21.02 | 794 | 960 | 1096 | 983 | 0.021184 | 47.205 | 9.6
2107 | QC | 1 | QC_MTG_TSS | NL_CFP_GSS | 735 | 194 | 73.72 | 3614 | 3903 | 1097 | 434 | 0.013646 | 73.2807 | 39.03
2108 | QC | 1 | QC_MTG_TSS | NL_CFP_GSS | 735 | 194 | 73.72 | 3614 | 3903 | 1097 | 434 | 0.013646 | 73.2807 | 39.03
2109 | QC | 1 | QC_MTG_TSS | NL_CFP_GSS | 735 | 194 | 73.72 | 3614 | 3903 | 1097 | 434 | 0.013646 | 73.2807 | 39.03
2110 | QC | 1 | QC_MTG_TSS | QC_ARN_TSS | 735 | 217.74 | 82.74 | 3349 | 3617 | 1097 | 971 | 0.015316 | 65.2919 | 36.17
2111 | QC | 1 | QC_MTG_TSS | QC_ARN_TSS | 735 | 217.74 | 82.74 | 3349 | 3617 | 1097 | 971 | 0.015316 | 65.2919 | 36.17
2112 | QC | 1 | QC_MTG_TSS | QC_ARN_TSS | 735 | 217.74 | 82.74 | 3349 | 3617 | 1097 | 971 | 0.015316 | 65.2919 | 36.17
2113 | QC | 1 | QC_MTG_TSS | QC_RM4_GSS | 315 | 206 | 93.37 | 459 | 556 | 1097 | 1132 | 0.094099 | 10.6271 | 5.56
2114 | QC | 1 | QC_MTJ_DSS | QC_LBS_TSS | 230 | 45.6 | 21.89 | 402 | 435 | 1098 | 1051 | 0.04138 | 24.1663 | 4.35
2115 | QC | 1 | QC_MTJ_DSS | QC_LBS_TSS | 230 | 45.6 | 21.89 | 402 | 435 | 1098 | 1051 | 0.04138 | 24.1663 | 4.35
2116 | QC | 1 | QC_MTL_GSS | QC_LPL_DSS | 230 | 85.5 | 41.04 | 402 | 435 | 1099 | 1071 | 0.07758 | 12.8899 | 4.35
2117 | QC | 1 | QC_MTL_GSS | QC_GRM_GSS | 230 | 85.5 | 41.04 | 402 | 435 | 1099 | 1028 | 0.07758 | 12.8899 | 4.35
2118 | QC | 1 | QC_MTP_DSS | NB_EELR_TSS | 230 | 40.3 | 19.34 | 402 | 435 | 1100 | 417 | 0.03656 | 27.3526 | 4.35
2119 | QC | 1 | QC_MTP_DSS | NB_EELR_TSS | 230 | 40.3 | 19.34 | 402 | 435 | 1100 | 417 | 0.03656 | 27.3526 | 4.35
2120 | QC | 1 | QC_MTR_TSS | QC_DEC_TSS | 735 | 73.5 | 27.93 | 6003 | 6483 | 1101 | 1011 | 0.0051701 | 193.4211 | 64.83
2121 | QC | 1 | QC_MUR_TSS | QC_RM2_GSS | 315 | 0.2 | 0.09 | 794 | 960 | 1102 | 1130 | 9.0703e-05 | 11025 | 9.6
2122 | QC | 1 | QC_MUR_TSS | QC_RM2_GSS | 315 | 0.2 | 0.09 | 794 | 960 | 1102 | 1130 | 9.0703e-05 | 11025 | 9.6
2123 | QC | 1 | QC_NEM_DSS | QC_EM1_GSS | 315 | 47.88 | 21.7 | 794 | 960 | 1104 | 1020 | 0.021869 | 45.7258 | 9.6
2124 | QC | 1 | QC_NEM_DSS | QC_EM1_GSS | 315 | 47.88 | 21.7 | 794 | 960 | 1104 | 1020 | 0.021869 | 45.7258 | 9.6
2125 | QC | 1 | QC_NEU_DSS | QC_ANH_DSS | 315 | 18 | 8.16 | 794 | 960 | 1105 | 966 | 0.0082237 | 121.5993 | 9.6
2126 | QC | 1 | QC_NIC_TSS | QC_KSY_TSS | 230 | 34.125 | 16.38 | 402 | 435 | 1106 | 1043 | 0.030964 | 32.2955 | 4.35
2127 | QC | 1 | QC_NIC_TSS | QC_KSY_TSS | 230 | 34.125 | 16.38 | 402 | 435 | 1106 | 1043 | 0.030964 | 32.2955 | 4.35
2128 | QC | 1 | QC_NIC_TSS | QC_BEC_TSS | 230 | 42 | 20.16 | 402 | 435 | 1106 | 978 | 0.03811 | 26.2401 | 4.35
2129 | QC | 1 | QC_NIC_TSS | QC_BEC_TSS | 230 | 42 | 20.16 | 402 | 435 | 1106 | 978 | 0.03811 | 26.2401 | 4.35
2130 | QC | 1 | QC_NIC_TSS | QC_BEC_TSS | 230 | 52.125 | 25.02 | 402 | 435 | 1106 | 978 | 0.047297 | 21.1431 | 4.35
2131 | QC | 1 | QC_NIC_TSS | QC_LVS_DSS | 735 | 115.5 | 43.89 | 5087 | 5494 | 1106 | 1079 | 0.0081244 | 123.0861 | 54.94
2132 | QC | 1 | QC_NIC_TSS | QC_LVS_DSS | 735 | 115.5 | 43.89 | 5087 | 5494 | 1106 | 1079 | 0.0081244 | 123.0861 | 54.94
2133 | QC | 1 | QC_NIC_TSS | QC_DEC_TSS | 450 | 79.8 | 0.111 | 1000 | 1000 | 1106 | 1011 | 5.4815e-05 | 18243.2432 | 10
2134 | QC | 1 | QC_NIC_TSS | QC_DEC_TSS | 450 | 79.8 | 0.111 | 1000 | 1000 | 1106 | 1011 | 5.4815e-05 | 18243.2432 | 10
2135 | QC | 1 | QC_NIK_SWS | QC_LF1_GSS | 315 | 5.7 | 2.58 | 794 | 960 | 1107 | 1056 | 0.0026002 | 384.593 | 9.6
2136 | QC | 1 | QC_NIK_SWS | QC_LF1_GSS | 315 | 5.7 | 2.58 | 794 | 960 | 1107 | 1056 | 0.0026002 | 384.593 | 9.6
2137 | QC | 1 | QC_NIK_SWS | QC_TLY_TSS | 315 | 79.8 | 36.17 | 794 | 960 | 1107 | 1160 | 0.036453 | 27.433 | 9.6
2138 | QC | 1 | QC_NIK_SWS | QC_TLY_TSS | 315 | 79.8 | 36.17 | 794 | 960 | 1107 | 1160 | 0.036453 | 27.433 | 9.6
2139 | QC | 1 | QC_NIK_SWS | QC_LF2_GSS | 315 | 108.3 | 49.09 | 702 | 849 | 1107 | 1057 | 0.049473 | 20.2129 | 8.49
2140 | QC | 1 | QC_NIK_SWS | QC_LF2_GSS | 315 | 108.3 | 49.09 | 702 | 849 | 1107 | 1057 | 0.049473 | 20.2129 | 8.49
2141 | QC | 1 | QC_NRD_GSS | QC_CSC_DSS | 230 | 10.1 | 4.85 | 402 | 435 | 1108 | 1010 | 0.0091682 | 109.0722 | 4.35
2142 | QC | 1 | QC_NRM_DSS | QC_LBM_ISS | 315 | 147.06 | 66.65 | 574 | 694 | 1109 | 1050 | 0.067171 | 14.8875 | 6.94
2143 | QC | 1 | QC_OT3_GSS | QC_MGN_TSS | 315 | 34.2 | 15.5 | 794 | 960 | 1111 | 1090 | 0.015621 | 64.0161 | 9.6
2144 | QC | 1 | QC_OT3_GSS | QC_MGN_TSS | 315 | 34.2 | 15.5 | 794 | 960 | 1111 | 1090 | 0.015621 | 64.0161 | 9.6
2145 | QC | 1 | QC_OTD_TSS | QC_MIC_TSS | 735 | 7.98 | 3.03 | 6003 | 6483 | 1113 | 1091 | 0.00056088 | 1782.9208 | 64.83
2146 | QC | 1 | QC_OTD_TSS | QC_MIC_TSS | 735 | 7.98 | 3.03 | 6003 | 6483 | 1113 | 1091 | 0.00056088 | 1782.9208 | 64.83
2147 | QC | 1 | QC_OTD_TSS | QC_MGN_TSS | 735 | 47.88 | 18.19 | 6003 | 6483 | 1113 | 1090 | 0.0033671 | 296.9901 | 64.83
2148 | QC | 1 | QC_OTD_TSS | QC_PER_SWS | 735 | 365.94 | 139.06 | 2378 | 2568 | 1113 | 1117 | 0.025741 | 38.8483 | 25.68
2149 | QC | 1 | QC_OUT_TSS | QC_MSS_DSS | 230 | 13.75 | 6.6 | 402 | 435 | 1114 | 1094 | 0.012476 | 80.1515 | 4.35
2150 | QC | 1 | QC_OUT_TSS | QC_MSS_DSS | 230 | 13.75 | 6.6 | 402 | 435 | 1114 | 1094 | 0.012476 | 80.1515 | 4.35
2151 | QC | 1 | QC_OUT_TSS | QC_VGN_TSS | 315 | 28.6 | 12.96 | 794 | 960 | 1114 | 1164 | 0.013061 | 76.5625 | 9.6
2152 | QC | 1 | QC_OUT_TSS | QC_VGN_TSS | 315 | 28.6 | 12.96 | 794 | 960 | 1114 | 1164 | 0.013061 | 76.5625 | 9.6
2153 | QC | 1 | QC_OUT_TSS | QC_PTN_TSS | 315 | 112.8 | 51.13 | 683 | 827 | 1114 | 1121 | 0.051529 | 19.4064 | 8.27
2154 | QC | 1 | QC_OUT_TSS | QC_PTN_TSS | 315 | 112.8 | 51.13 | 683 | 827 | 1114 | 1121 | 0.051529 | 19.4064 | 8.27
2155 | QC | 1 | QC_PAT_DSS | QC_CHN_TSS | 315 | 57.75 | 26.17 | 794 | 960 | 1115 | 1000 | 0.026374 | 37.9156 | 9.6
2156 | QC | 1 | QC_PAT_DSS | QC_CHN_TSS | 315 | 57.75 | 26.17 | 794 | 960 | 1115 | 1000 | 0.026374 | 37.9156 | 9.6
2157 | QC | 1 | QC_PER_SWS | QC_LDS_TSS | 735 | 365.94 | 139.06 | 2378 | 2568 | 1117 | 1052 | 0.025741 | 38.8483 | 25.68
2158 | QC | 1 | QC_PLG_TSS | QC_LAC_DSS | 315 | 55.125 | 24.98 | 794 | 960 | 1118 | 1044 | 0.025175 | 39.7218 | 9.6
2159 | QC | 1 | QC_PSP_DSS | QC_CSC_DSS | 230 | 96.9 | 46.51 | 383 | 414 | 1120 | 1010 | 0.087921 | 11.3739 | 4.14
2160 | QC | 1 | QC_PSP_DSS | QC_CSC_DSS | 230 | 96.9 | 46.51 | 383 | 414 | 1120 | 1010 | 0.087921 | 11.3739 | 4.14
2161 | QC | 1 | QC_PTN_TSS | QC_CHN_TSS | 315 | 112.8 | 51.13 | 683 | 827 | 1121 | 1000 | 0.051529 | 19.4064 | 8.27
2162 | QC | 1 | QC_PTN_TSS | QC_CHN_TSS | 315 | 112.8 | 51.13 | 683 | 827 | 1121 | 1000 | 0.051529 | 19.4064 | 8.27
2163 | QC | 1 | QC_QBC_TSS | QC_LLL_DSS | 230 | 5 | 2.4 | 402 | 435 | 1122 | 1066 | 0.0045369 | 220.4167 | 4.35
2164 | QC | 1 | QC_QBC_TSS | QC_LLL_DSS | 230 | 5.8 | 2.78 | 402 | 435 | 1122 | 1066 | 0.0052552 | 190.2878 | 4.35
2165 | QC | 1 | QC_QBC_TSS | QC_FR1_DSS | 315 | 7.5 | 3.4 | 794 | 960 | 1122 | 1023 | 0.0034266 | 291.8382 | 9.6
2166 | QC | 1 | QC_QBC_TSS | QC_FR2_DSS | 315 | 7.5 | 3.4 | 794 | 960 | 1122 | 1024 | 0.0034266 | 291.8382 | 9.6
2167 | QC | 1 | QC_QBC_TSS | QC_LST_DSS | 230 | 8 | 3.84 | 402 | 435 | 1122 | 1075 | 0.007259 | 137.7604 | 4.35
2168 | QC | 1 | QC_RAD_TSS | QC_NEM_DSS | 735 | 246.24 | 93.57 | 3088 | 3335 | 1125 | 1104 | 0.017321 | 57.7349 | 33.35
2169 | QC | 1 | QC_RAD_TSS | QC_NEM_DSS | 735 | 246.24 | 93.57 | 3088 | 3335 | 1125 | 1104 | 0.017321 | 57.7349 | 33.35
2170 | QC | 1 | QC_RAD_TSS | QC_RPB_TSS | 450 | 835.62 | 0.111 | 1000 | 1000 | 1125 | 1133 | 5.4815e-05 | 18243.2432 | 10
2171 | QC | 1 | QC_RAD_TSS | QC_RPB_TSS | 450 | 835.62 | 0.111 | 1000 | 1000 | 1125 | 1133 | 5.4815e-05 | 18243.2432 | 10
2172 | QC | 1 | QC_RDL_TSS | QC_MAD_SWS | 315 | 79.8 | 36.17 | 794 | 960 | 1126 | 1081 | 0.036453 | 27.433 | 9.6
2173 | QC | 1 | QC_RDL_TSS | QC_MAD_SWS | 315 | 79.8 | 36.17 | 794 | 960 | 1126 | 1081 | 0.036453 | 27.433 | 9.6
2174 | QC | 1 | QC_RDL_TSS | QC_RIM_TSS | 315 | 91.2 | 41.34 | 786 | 951 | 1126 | 1128 | 0.041663 | 24.0022 | 9.51
2175 | QC | 1 | QC_RDL_TSS | QC_RIM_TSS | 315 | 91.2 | 41.34 | 786 | 951 | 1126 | 1128 | 0.041663 | 24.0022 | 9.51
2176 | QC | 1 | QC_RDL_TSS | QC_TRP_DSS | 230 | 96.9 | 46.51 | 383 | 414 | 1126 | 1162 | 0.087921 | 11.3739 | 4.14
2177 | QC | 1 | QC_RDL_TSS | QC_TRP_DSS | 230 | 96.9 | 46.51 | 383 | 414 | 1126 | 1162 | 0.087921 | 11.3739 | 4.14
2178 | QC | 1 | QC_RDM_GSS | QC_LDS_TSS | 345 | 216.6 | 96.13 | 546 | 714 | 1127 | 1052 | 0.080765 | 12.3817 | 7.14
2179 | QC | 1 | QC_RIM_TSS | QC_LBS_TSS | 230 | 39.9 | 19.15 | 402 | 435 | 1128 | 1051 | 0.0362 | 27.624 | 4.35
2180 | QC | 1 | QC_RIM_TSS | QC_JUB_DSS | 230 | 45.6 | 21.89 | 402 | 435 | 1128 | 1039 | 0.04138 | 24.1663 | 4.35
2181 | QC | 1 | QC_RIM_TSS | QC_JUB_DSS | 230 | 45.6 | 21.89 | 402 | 435 | 1128 | 1039 | 0.04138 | 24.1663 | 4.35
2182 | QC | 1 | QC_RIM_TSS | QC_LBS_TSS | 230 | 74.1 | 35.57 | 402 | 435 | 1128 | 1051 | 0.06724 | 14.8721 | 4.35
2183 | QC | 1 | QC_RIM_TSS | QC_LPT_GSS | 315 | 125.4 | 56.84 | 637 | 771 | 1128 | 1073 | 0.057284 | 17.4569 | 7.71
2184 | QC | 1 | QC_RIM_TSS | QC_LAD_GSS | 315 | 125.4 | 56.84 | 637 | 771 | 1128 | 1046 | 0.057284 | 17.4569 | 7.71
2185 | QC | 1 | QC_RM2_GSS | QC_RM1_GSS | 315 | 39.9 | 18.08 | 794 | 960 | 1130 | 1129 | 0.018221 | 54.8811 | 9.6
2186 | QC | 1 | QC_RM3_GSS | QC_RM4_GSS | 735 | 31.92 | 12.13 | 6003 | 6483 | 1131 | 1132 | 0.0022454 | 445.3627 | 64.83
2187 | QC | 1 | QC_RM4_GSS | QC_MTG_TSS | 735 | 175.56 | 66.71 | 3860 | 4168 | 1132 | 1097 | 0.012349 | 80.9811 | 41.68
2188 | QC | 1 | QC_RM4_GSS | QC_RM3_GSS | 315 | 206 | 93.37 | 459 | 556 | 1132 | 1131 | 0.094099 | 10.6271 | 5.56
2189 | QC | 1 | QC_RPB_TSS | QC_DEH_DSS | 230 | 153.9 | 73.87 | 282 | 305 | 1133 | 1012 | 0.13964 | 7.1612 | 3.05
2190 | QC | 1 | QC_RPB_TSS | QC_GRO_SWS | 450 | 835.62 | 0.111 | 1000 | 1000 | 1133 | 1029 | 5.4815e-05 | 18243.2432 | 10
2191 | QC | 1 | QC_RPB_TSS | QC_GRO_SWS | 450 | 835.62 | 0.111 | 1000 | 1000 | 1133 | 1029 | 5.4815e-05 | 18243.2432 | 10
2192 | QC | 1 | QC_RPC_GSS | QC_RPB_TSS | 230 | 28.5 | 13.68 | 402 | 435 | 1134 | 1133 | 0.02586 | 38.6696 | 4.35
2193 | QC | 1 | QC_RSN_DSS | QC_HRT_TSS | 315 | 21.21 | 9.61 | 794 | 960 | 1135 | 1033 | 0.0096851 | 103.2518 | 9.6
2194 | QC | 1 | QC_RSN_DSS | QC_HRT_TSS | 315 | 21.21 | 9.61 | 794 | 960 | 1135 | 1033 | 0.0096851 | 103.2518 | 9.6
2195 | QC | 2 | QC_RVL_DSS | QC_BCH_TSS | 230 | 42 | 20.16 | 402 | 435 | 1136 | 974 | 0.03811 | 26.2401 | 4.35
2196 | QC | 1 | QC_SAB_DSS | QC_BCH_TSS | 230 | 42 | 20.16 | 402 | 435 | 1137 | 974 | 0.03811 | 26.2401 | 4.35
2197 | QC | 1 | QC_SAB_DSS | QC_BCH_TSS | 230 | 42 | 20.16 | 402 | 435 | 1137 | 974 | 0.03811 | 26.2401 | 4.35
2198 | QC | 1 | QC_SAG_TSS | QC_CHM_SWS | 735 | 114 | 43.32 | 5131 | 5542 | 1138 | 999 | 0.0080189 | 124.7057 | 55.42
2199 | QC | 1 | QC_SBM_DSS | QC_BCH_TSS | 315 | 28.875 | 13.09 | 794 | 960 | 1139 | 974 | 0.013192 | 75.8021 | 9.6
2200 | QC | 1 | QC_SBM_DSS | QC_BCH_TSS | 315 | 28.875 | 13.09 | 794 | 960 | 1139 | 974 | 0.013192 | 75.8021 | 9.6
2201 | QC | 1 | QC_SCS_DSS | QC_SAB_DSS | 230 | 42 | 20.16 | 402 | 435 | 1140 | 1137 | 0.03811 | 26.2401 | 4.35
2202 | QC | 1 | QC_SCS_DSS | QC_SAB_DSS | 230 | 42 | 20.16 | 402 | 435 | 1140 | 1137 | 0.03811 | 26.2401 | 4.35
2203 | QC | 2 | QC_SCS_DSS | QC_RVL_DSS | 230 | 42 | 20.16 | 402 | 435 | 1140 | 1136 | 0.03811 | 26.2401 | 4.35
2204 | QC | 1 | QC_SDB_GSS | QC_BPR_DSS | 315 | 91.2 | 41.34 | 786 | 951 | 1141 | 984 | 0.041663 | 24.0022 | 9.51
2205 | QC | 1 | QC_SDD_ISS | QC_CRG_TSS | 230 | 18.375 | 8.82 | 402 | 435 | 1142 | 1009 | 0.016673 | 59.9773 | 4.35
2206 | QC | 1 | QC_SHR_TSS | QC_DEC_TSS | 230 | 21 | 10.08 | 402 | 435 | 1143 | 1011 | 0.019055 | 52.4802 | 4.35
2207 | QC | 1 | QC_SHR_TSS | QC_DEC_TSS | 230 | 21 | 10.08 | 402 | 435 | 1143 | 1011 | 0.019055 | 52.4802 | 4.35
2208 | QC | 1 | QC_SHR_TSS | QC_DEC_TSS | 230 | 21 | 10.08 | 402 | 435 | 1143 | 1011 | 0.019055 | 52.4802 | 4.35
2209 | QC | 1 | QC_SM1_GSS | QC_ARN_TSS | 315 | 61.56 | 27.9 | 794 | 960 | 1145 | 971 | 0.028118 | 35.5645 | 9.6
2210 | QC | 1 | QC_SM1_GSS | QC_ARN_TSS | 315 | 61.56 | 27.9 | 794 | 960 | 1145 | 971 | 0.028118 | 35.5645 | 9.6
2211 | QC | 1 | QC_SM2_GSS | QC_SM1_GSS | 315 | 61.56 | 27.9 | 794 | 960 | 1146 | 1145 | 0.028118 | 35.5645 | 9.6
2212 | QC | 1 | QC_SM2_GSS | QC_SM1_GSS | 315 | 61.56 | 27.9 | 794 | 960 | 1146 | 1145 | 0.028118 | 35.5645 | 9.6
2213 | QC | 1 | QC_SM3_GSS | QC_SM2_GSS | 315 | 61.56 | 27.9 | 794 | 960 | 1147 | 1146 | 0.028118 | 35.5645 | 9.6
2214 | QC | 1 | QC_SM3_GSS | QC_SM2_GSS | 315 | 61.56 | 27.9 | 794 | 960 | 1147 | 1146 | 0.028118 | 35.5645 | 9.6
2215 | QC | 1 | QC_SMC_DSS | QC_ANJ_DSS | 315 | 28.374 | 12.86 | 794 | 960 | 1148 | 967 | 0.01296 | 77.1579 | 9.6
2216 | QC | 1 | QC_SMC_DSS | QC_ANJ_DSS | 315 | 46.374 | 21.02 | 794 | 960 | 1148 | 967 | 0.021184 | 47.205 | 9.6
2217 | QC | 1 | QC_SMC_DSS | QC_ANJ_DSS | 315 | 46.374 | 21.02 | 794 | 960 | 1148 | 967 | 0.021184 | 47.205 | 9.6
2218 | QC | 1 | QC_SOR_DSS | QC_QFT_ISS | 230 | 1 | 0.48 | 402 | 435 | 1149 | 1123 | 0.00090737 | 1102.0833 | 4.35
2219 | QC | 1 | QC_SOR_DSS | QC_QFT_ISS | 230 | 1 | 0.48 | 402 | 435 | 1149 | 1123 | 0.00090737 | 1102.0833 | 4.35
2220 | QC | 1 | QC_SOR_DSS | QC_SRS_DSS | 230 | 16.6 | 7.97 | 402 | 435 | 1149 | 1155 | 0.015066 | 66.3739 | 4.35
2221 | QC | 1 | QC_SOR_DSS | QC_FRA_DSS | 230 | 65.625 | 31.5 | 402 | 435 | 1149 | 1025 | 0.059546 | 16.7937 | 4.35
2222 | QC | 1 | QC_SOU_DSS | QC_SJE_DSS | 315 | 29.127 | 13.2 | 794 | 960 | 1150 | 1144 | 0.013303 | 75.1705 | 9.6
2223 | QC | 1 | QC_SOU_DSS | QC_SJE_DSS | 315 | 29.127 | 13.2 | 794 | 960 | 1150 | 1144 | 0.013303 | 75.1705 | 9.6
2224 | QC | 1 | QC_SPF_ISS | QC_MAT_DSS | 230 | 102.6 | 49.25 | 368 | 399 | 1151 | 1082 | 0.0931 | 10.7411 | 3.99
2225 | QC | 1 | QC_SPK_DSS | QC_ATW_DSS | 315 | 3.192 | 1.45 | 794 | 960 | 1152 | 972 | 0.0014613 | 684.3103 | 9.6
2226 | QC | 1 | QC_SPK_DSS | QC_IRL_DSS | 315 | 9.576 | 4.34 | 794 | 960 | 1152 | 1035 | 0.0043739 | 228.629 | 9.6
2227 | QC | 1 | QC_SRC_GSS | QC_EM1_GSS | 315 | 79.8 | 36.17 | 794 | 960 | 1153 | 1020 | 0.036453 | 27.433 | 9.6
2228 | QC | 1 | QC_SRG_DSS | QC_SOU_DSS | 315 | 29.127 | 13.2 | 794 | 960 | 1154 | 1150 | 0.013303 | 75.1705 | 9.6
2229 | QC | 1 | QC_SRG_DSS | QC_SOU_DSS | 315 | 29.127 | 13.2 | 794 | 960 | 1154 | 1150 | 0.013303 | 75.1705 | 9.6
2230 | QC | 1 | QC_SUL_GSS | QC_LN1_GSS | 230 | 34.2 | 16.42 | 402 | 435 | 1156 | 1067 | 0.03104 | 32.2168 | 4.35
2231 | QC | 1 | QC_SUL_GSS | QC_LN2_GSS | 230 | 74.1 | 35.57 | 402 | 435 | 1156 | 1068 | 0.06724 | 14.8721 | 4.35
2232 | QC | 1 | QC_THT_DSS | QC_APP_TSS | 230 | 7.875 | 3.78 | 402 | 435 | 1158 | 969 | 0.0071456 | 139.9471 | 4.35
2233 | QC | 1 | QC_THT_DSS | QC_ANL_DSS | 230 | 7.875 | 3.78 | 402 | 435 | 1158 | 968 | 0.0071456 | 139.9471 | 4.35
2234 | QC | 1 | QC_THT_DSS | QC_APP_TSS | 230 | 7.875 | 3.78 | 402 | 435 | 1158 | 969 | 0.0071456 | 139.9471 | 4.35
2235 | QC | 1 | QC_THT_DSS | QC_BCV_TSS | 230 | 55.125 | 26.46 | 402 | 435 | 1158 | 975 | 0.050019 | 19.9924 | 4.35
2236 | QC | 1 | QC_TLY_TSS | QC_LG4_GSS | 735 | 2.28 | 0.87 | 6003 | 6483 | 1160 | 1062 | 0.00016104 | 6209.4828 | 64.83
2237 | QC | 1 | QC_TLY_TSS | QC_LG4_GSS | 735 | 2.28 | 0.87 | 6003 | 6483 | 1160 | 1062 | 0.00016104 | 6209.4828 | 64.83
2238 | QC | 1 | QC_TLY_TSS | QC_LG4_GSS | 735 | 2.28 | 0.87 | 6003 | 6483 | 1160 | 1062 | 0.00016104 | 6209.4828 | 64.83
2239 | QC | 1 | QC_TRC_GSS | QC_TRR_SWS | 230 | 159.6 | 76.61 | 275 | 298 | 1161 | 1163 | 0.14482 | 6.9051 | 2.98
2240 | QC | 1 | QC_TRP_DSS | QC_RIM_TSS | 230 | 96.9 | 46.51 | 383 | 414 | 1162 | 1128 | 0.087921 | 11.3739 | 4.14
2241 | QC | 1 | QC_TRP_DSS | QC_RIM_TSS | 230 | 96.9 | 46.51 | 383 | 414 | 1162 | 1128 | 0.087921 | 11.3739 | 4.14
2242 | QC | 1 | QC_TRR_SWS | QC_KRT_ISS | 230 | 7 | 3.36 | 402 | 435 | 1163 | 1042 | 0.0063516 | 157.4405 | 4.35
2243 | QC | 1 | QC_TRR_SWS | QC_CPM_DSS | 230 | 12 | 5.76 | 402 | 435 | 1163 | 1007 | 0.010888 | 91.8403 | 4.35
2244 | QC | 1 | QC_TRR_SWS | QC_CPM_DSS | 230 | 12 | 5.76 | 402 | 435 | 1163 | 1007 | 0.010888 | 91.8403 | 4.35
2245 | QC | 1 | QC_TRR_SWS | QC_MAU_TSS | 230 | 16 | 7.68 | 402 | 435 | 1163 | 1083 | 0.014518 | 68.8802 | 4.35
2246 | QC | 1 | QC_TRR_SWS | QC_MAU_TSS | 230 | 28.625 | 13.74 | 402 | 435 | 1163 | 1083 | 0.025974 | 38.5007 | 4.35
2247 | QC | 1 | QC_TRR_SWS | QC_BEC_TSS | 230 | 30 | 14.4 | 402 | 435 | 1163 | 978 | 0.027221 | 36.7361 | 4.35
2248 | QC | 1 | QC_VIG_SWS | QC_GUY_DSS | 315 | 2.394 | 1.09 | 794 | 960 | 1165 | 1031 | 0.0010985 | 910.3211 | 9.6
2249 | QC | 1 | QC_VIG_SWS | QC_GUY_DSS | 315 | 2.394 | 1.09 | 794 | 960 | 1165 | 1031 | 0.0010985 | 910.3211 | 9.6
2250 | QC | 1 | QC_VIG_SWS | QC_GUY_DSS | 315 | 2.394 | 1.09 | 794 | 960 | 1165 | 1031 | 0.0010985 | 910.3211 | 9.6
2251 | QC | 1 | QC_VIG_SWS | QC_SPK_DSS | 315 | 3.192 | 1.45 | 794 | 960 | 1165 | 1152 | 0.0014613 | 684.3103 | 9.6
2252 | QC | 1 | QC_VIG_SWS | QC_DOR_DSS | 315 | 5.586 | 2.53 | 794 | 960 | 1165 | 1015 | 0.0025498 | 392.1937 | 9.6
2253 | QC | 1 | QC_VIG_SWS | QC_DEL_DSS | 315 | 5.586 | 2.53 | 794 | 960 | 1165 | 1013 | 0.0025498 | 392.1937 | 9.6
2254 | QC | 1 | QC_VIG_SWS | QC_HRT_TSS | 315 | 15.75 | 7.14 | 794 | 960 | 1165 | 1033 | 0.0071958 | 138.9706 | 9.6
2255 | QC | 1 | QC_VIG_SWS | QC_HRT_TSS | 315 | 15.75 | 7.14 | 794 | 960 | 1165 | 1033 | 0.0071958 | 138.9706 | 9.6
2256 | QC | 1 | QC_VRN_DSS | QC_PMT_ISS | 230 | 14.175 | 6.8 | 402 | 435 | 1166 | 1119 | 0.012854 | 77.7941 | 4.35
2257 | QC | 1 | QC_VRN_DSS | QC_MTC_ISS | 230 | 22.575 | 10.84 | 402 | 435 | 1166 | 1095 | 0.020491 | 48.8007 | 4.35
2258 | QC | 2 | QC_VRN_DSS | QC_SRS_DSS | 230 | 47.25 | 22.68 | 402 | 435 | 1166 | 1155 | 0.042873 | 23.3245 | 4.35
2259 | QC | 1 | QC_WSW_DSS | QC_LBL_ISS | 315 | 142.5 | 64.59 | 586 | 709 | 1167 | 1049 | 0.065094 | 15.3623 | 7.09
2260 | QC | 1 | QC_WSW_DSS | QC_LBL_ISS | 315 | 142.5 | 64.59 | 586 | 709 | 1167 | 1049 | 0.065094 | 15.3623 | 7.09
2261 | SK | 1 | SK_ASS_DSS | SK_RUC_DSS | 230 | 120 | 57.6 | 332 | 359 | 1168 | 1188 | 0.10888 | 9.184 | 3.59
2262 | SK | 1 | SK_BDM_GSS | SK_SHD_GSS | 230 | 12 | 5.76 | 402 | 435 | 1169 | 1190 | 0.010888 | 91.8403 | 4.35
2263 | SK | 1 | SK_BDM_GSS | XX_SKUS1_INT | 230 | 15.6 | 7.49 | 150 | 150 | 1169 | 1213 | 0.014159 | 70.6275 | 1.5
2264 | SK | 1 | SK_BDM_GSS | SK_KDY_DSS | 230 | 140 | 67.2 | 300 | 325 | 1169 | 1180 | 0.12703 | 7.872 | 3.25
2265 | SK | 1 | SK_BDM_GSS | MB_RST_DSS | 230 | 154 | 73.92 | 282 | 305 | 1169 | 389 | 0.13974 | 7.1564 | 3.05
2266 | SK | 1 | SK_BFD_GSS | SK_MDL_DSS | 230 | 170 | 81.6 | 264 | 286 | 1170 | 1182 | 0.15425 | 6.4828 | 2.86
2267 | SK | 1 | SK_BRA_DSS | SK_LDM_DSS | 230 | 150 | 72 | 287 | 310 | 1172 | 1181 | 0.13611 | 7.3472 | 3.1
2268 | SK | 1 | SK_BRA_DSS | SK_MDL_DSS | 230 | 170 | 81.6 | 264 | 286 | 1172 | 1182 | 0.15425 | 6.4828 | 2.86
2269 | SK | 1 | SK_BTY_DSS | SK_CDT_DSS | 230 | 90 | 43.2 | 402 | 435 | 1173 | 1175 | 0.081664 | 12.2454 | 4.35
2270 | SK | 1 | SK_BTY_DSS | SK_CDT_DSS | 230 | 90 | 43.2 | 402 | 435 | 1173 | 1175 | 0.081664 | 12.2454 | 4.35
2271 | SK | 1 | SK_BTY_DSS | SK_EBC_GSS | 230 | 160 | 76.8 | 275 | 297 | 1173 | 1177 | 0.14518 | 6.888 | 2.97
2272 | SK | 1 | SK_CCK_GSS | SK_BRA_DSS | 230 | 210 | 100.8 | 230 | 249 | 1174 | 1172 | 0.19055 | 5.248 | 2.49
2273 | SK | 1 | SK_CDT_DSS | SK_EBC_GSS | 230 | 70 | 33.6 | 402 | 435 | 1175 | 1177 | 0.063516 | 15.744 | 4.35
2274 | SK | 1 | SK_CND_SWS | SK_BLP_DSS | 230 | 44 | 21.12 | 402 | 435 | 1176 | 1171 | 0.039924 | 25.0473 | 4.35
2275 | SK | 1 | SK_CND_SWS | SK_QEB_GSS | 230 | 250 | 120 | 205 | 222 | 1176 | 1186 | 0.22684 | 4.4083 | 2.22
2276 | SK | 1 | SK_EBC_GSS | MB_RLI_DSS | 230 | 173 | 83.04 | 261 | 282 | 1177 | 387 | 0.15698 | 6.3704 | 2.82
2277 | SK | 1 | SK_FLS_SWS | SK_CND_SWS | 230 | 33 | 15.84 | 402 | 435 | 1178 | 1176 | 0.029943 | 33.3965 | 4.35
2278 | SK | 1 | SK_PBL_DSS | SK_KDY_DSS | 230 | 45 | 21.6 | 402 | 435 | 1183 | 1180 | 0.040832 | 24.4907 | 4.35
2279 | SK | 1 | SK_PBL_DSS | SK_SHD_GSS | 230 | 120 | 57.6 | 332 | 359 | 1183 | 1190 | 0.10888 | 9.184 | 3.59
2280 | SK | 1 | SK_PBL_DSS | SK_FLS_SWS | 230 | 150 | 72 | 287 | 310 | 1183 | 1178 | 0.13611 | 7.3472 | 3.1
2281 | SK | 1 | SK_PPR_GSS | SK_ASS_DSS | 230 | 70 | 33.6 | 402 | 435 | 1184 | 1168 | 0.063516 | 15.744 | 4.35
2282 | SK | 1 | SK_PPR_GSS | SK_CND_SWS | 230 | 140 | 67.2 | 300 | 325 | 1184 | 1176 | 0.12703 | 7.872 | 3.25
2283 | SK | 1 | SK_PPR_GSS | SK_CND_SWS | 230 | 140 | 67.2 | 300 | 325 | 1184 | 1176 | 0.12703 | 7.872 | 3.25
2284 | SK | 1 | SK_PPR_GSS | SK_PQA_DSS | 230 | 140 | 67.2 | 300 | 325 | 1184 | 1185 | 0.12703 | 7.872 | 3.25
2285 | SK | 1 | SK_PQA_DSS | SK_GPL_GSS | 230 | 8 | 3.84 | 402 | 435 | 1185 | 1179 | 0.007259 | 137.7604 | 4.35
2286 | SK | 1 | SK_PQA_DSS | SK_RWT_DSS | 230 | 77 | 36.96 | 402 | 435 | 1185 | 1189 | 0.069868 | 14.3128 | 4.35
2287 | SK | 1 | SK_PQA_DSS | SK_SWC_DSS | 230 | 200 | 96 | 237 | 257 | 1185 | 1191 | 0.18147 | 5.5104 | 2.57
2288 | SK | 1 | SK_QEB_GSS | SK_BTY_DSS | 230 | 180 | 86.4 | 254 | 275 | 1186 | 1173 | 0.16333 | 6.1227 | 2.75
2289 | SK | 1 | SK_QEB_GSS | SK_BTY_DSS | 230 | 180 | 86.4 | 254 | 275 | 1186 | 1173 | 0.16333 | 6.1227 | 2.75
2290 | SK | 1 | SK_REG_SWS | SK_FLS_SWS | 230 | 33 | 15.84 | 402 | 435 | 1187 | 1178 | 0.029943 | 33.3965 | 4.35
2291 | SK | 1 | SK_REG_SWS | SK_BDM_GSS | 230 | 210 | 100.8 | 230 | 249 | 1187 | 1169 | 0.19055 | 5.248 | 2.49
2292 | SK | 1 | SK_REG_SWS | SK_BDM_GSS | 230 | 210 | 100.8 | 230 | 249 | 1187 | 1169 | 0.19055 | 5.248 | 2.49
2293 | SK | 1 | SK_RUC_DSS | SK_SWC_DSS | 230 | 20 | 9.6 | 402 | 435 | 1188 | 1191 | 0.018147 | 55.1042 | 4.35
2294 | SK | 1 | SK_SWC_DSS | SK_CCK_GSS | 230 | 140 | 67.2 | 300 | 325 | 1191 | 1174 | 0.12703 | 7.872 | 3.25
2295 | SK | 1 | SK_SWC_DSS | SK_PQA_DSS | 230 | 190 | 91.2 | 245 | 266 | 1191 | 1185 | 0.1724 | 5.8004 | 2.66
2296 | SK | 1 | SK_TTL_DSS | SK_KDY_DSS | 230 | 70 | 33.6 | 402 | 435 | 1192 | 1180 | 0.063516 | 15.744 | 4.35
2297 | SK | 1 | SK_TTL_DSS | MB_BTS_DSS | 230 | 76 | 36.48 | 402 | 435 | 1192 | 344 | 0.06896 | 14.5011 | 4.35
2298 | SK | 1 | SK_YKT_DSS | MB_RBL_DSS | 230 | 85 | 40.8 | 402 | 435 | 1193 | 380 | 0.077127 | 12.9657 | 4.35

## gen_cost
gen_type | gen_type_source | gen_type_copper | gen_type_copper_source | generation_type_description | generic_generation_size_MW | generic_generation_size_MW_source | capital_cost_CAD_per_kW | total_project_cost_CAD_per_kW | economic_life | economic_life_source | service_life | service_life_source | annualized_capital_cost_CAD_per_kwyear | fixed_om_costs | variable_om_costs | construction_time | development_time | average_fuel_price_CAD_per_MMBtu | average_fuel_price_CAD_per_MMBtu_source | carbon_emissions | heat_rate | heat_rate_source | efficiency | efficiency_source | min_plant_load | min_plant_load_source | min_capacity_factor | min_capacity_factor_source | max_capacity_factor | max_capacity_factor_source | time_to_full_capacity | time_to_full_capacity_source | min_up_time_hours | min_up_time_hours_source | min_down_time_hours | min_down_time_hours_source | ramp_rate_percent_per_min | ramp_rate_percent_per_min_source | spinning_reserve_capability | spinning_reserve_capability_source | forced_outage_rate | forced_outage_rate_source | planned_outage_rate | planned_outage_rate_source | startup_cost | startup_cost_source | shutdown_cost | shutdown_cost_source | notes | notes_source
biogas | N/A | biomass | N/A | biogas | 36 | 51 | 2442.96 | 3016.27 | 20 | 20 | 40 | Estimated | 307.21 | 31512 | 9.72 | 3 |  | 3.03 | 45 | 0 | 8.513 | 51 | 0.4008 | 51 | 0.4 | 201 | 0.55 | 48 | 0.7 | 48 | 60 | 46 | 8 | Estimated | 8 | Estimated | 0.08 | 61 | 0 | 201 | 0.09 | Estimated | 0.08 | Estimated | 8 | 243 | 0.08 | 243 | Municipal solid waste - landfill gas | 51
biomass | N/A | biomass | N/A | biomass | 50 | 51 | 6497.4 | 8109.73 | 30 | 237 | 45 | 237 | 720.37 | 183950 | 7.07 | 4 | 6 | 3.03 | 45 | 0 | 13.5 | 203 | 0.2527 | 203 | 0.4 | 201 | 0.6 | 48 | 0.65 | 48 | 720 | 46 | 8 | Estimated | 8 | Estimated | 0.08 | 61 | 0.06 | 201 | 0.09 | 203 | 0.08 | 203 | 8 | 243 | 0.08 | 243 | NULL | N/A
biomass_CG | N/A | biomass | N/A | biomass cogeneration | 50 | 51 | 6497.4 | 8109.73 | 30 | 237 | 45 | 237 | 720.37 | 183950 | 7.07 | 4 | 6 | 3.03 | 45 | 0 | 13.5 | 203 | 0.2527 | 203 | 0.4 | 201 | 0.6 | 48 | 0.65 | 48 | 720 | 46 | 8 | Estimated | 8 | Estimated | 0.08 | 61 | 0.06 | 201 | 0.09 | 203 | 0.08 | 203 | 8 | 243 | 0.08 | 243 | Assumed similar operations to biomass | N/A
coal | N/A | coal | N/A | coal combined cycle | 650 | 51 | 5859.1 | 7326.05 | 30 | 237 | 45 | 237 | 650.75 | 59384 | 6.58 | 4 | 6 | 2.5 | 50 | 0.80892 | 8.47 | 203 | 0.4028 | 203 | 0.5 | 201 | 0.4 | 47 | 0.6 | 47 | 960 | 46 | 8 | 8 | 8 | 8 | 0.06 | 61 | 0.5 | 201 | 0.06 | 203 | 0.12 | 203 | 165 | 202 | 1.65 | 202 | Ultra-supercritical coal USC | 51
coal_CCS | N/A | coalCCS | N/A | coal carbon capture and storage | 650 | 51 | 9514.7 | 11803.62 | 30 | 237 | 45 | 237 | 1048.49 | 87126 | 16.06 | 4 | 6 | 2.5 | 50 | 0.10346 | 10.83 | 203 | 0.3151 | 203 | 0.5 | 201 | 0.4 | 47 | 0.6 | 47 | 960 | 46 | 8 | 8 | 8 | 8 | 0.06 | 61 | 0.5 | 201 | 0.08 | 203 | 0.12 | 203 | 165 | 202 | 1.65 | 202 | Ultra-supercritical coal with 90% CCS | 51
diesel_CT | N/A | diesel | N/A | diesel combustion turbine | 21 | 51 | 2912 | 3476.12 | 30 | 237 | 45 | 237 | 308.77 | 47853 | 8.32 | 2 | 3 | 11.9 | 50 | 0.51547 | 8.295 | 51 | 0.4113 | 51 | 0.5 | 201 | 0.01 | 47 | 0.02 | 47 | 10 | 46 | 1 | 8 | 1 | 8 | 0.2 | 61 | 0.15 | 201 | 0.09 | Estimated | 0.08 | Estimated | 200 | Estimated | 2 | Estimated | Internal combustion engine diesel | 51
diesel_ST | N/A | diesel | N/A | diesel steam turbine | 21 | 51 | 2912 | 3476.12 | 30 | 237 | 45 | 237 | 308.77 | 47853 | 8.32 | 2 | 3 | 11.9 | 50 | 0.51547 | 8.295 | 51 | 0.4113 | 51 | 0.5 | 201 | 0.12 | 47 | 0.15 | 47 | 960 | 46 | 4 | 8 | 2 | 8 | 0.07 | 61 | 0.15 | 201 | 0.09 | Estimated | 0.08 | Estimated | 200 | Estimated | 2 | Estimated | Internal combustion engine diesel | 51
gasoline_CT | N/A | diesel | N/A | gasoline combustion turbine | 21 | 51 | 2912 | 3476.12 | 30 | 237 | 45 | 237 | 308.77 | 47853 | 8.32 | 2 | 3 | 11.9 | 50 | 0.51547 | 8.295 | 51 | 0.4113 | 51 | 0.5 | 201 | 0.01 | 47 | 0.02 | 47 | 10 | 46 | 1 | 8 | 1 | 8 | 0.2 | 61 | 0.15 | 201 | 0.09 | Estimated | 0.08 | Estimated | 200 | Estimated | 2 | Estimated | Internal combustion engine diesel | 51
geothermal | N/A | geothermal | N/A | geothermal binary cycle | 50 | 51 | 4423.9 | 5559.93 | 40 | 20 | 40 | 20 | 466.26 | 200174 | 1.7 | 4 | 6 | 0 | N/A | 0 | 8.946 | 51 | 0.3814 | 51 | 0.9 | 201 | 0.68 | 48 | 0.76 | 48 | 960 | 46 | 8 | Estimated | 8 | Estimated | 0.05 | 61 | 0.15 | 201 | 0.05 | Estimated | 0.1 | Estimated | 0 | Estimated | 0 | Estimated | NULL | N/A
h2blue_CT | N/A | h2blue_CT | N/A | hydrogen combustion turbine | 105 | 9 | 1856.4 | 2239.19 | 35 | 205 | 45 | N/A | 192.13 | 60263 | 4.87 | 2 | 3 | 17.1 | 9 | 0.0299 | 9.9 | 9 | 0.3446 | 9 | 0 | 201 | 0.08 | 47 | 0.15 | 47 | 10 | 46 | 1 | Estimated | 1 | Estimated | 0.2 | 61 | 0.83 | 201 | 0.05 | 203 | 0.07 | 203 | 90 | 202 | 0.9 | 202 | Assumptions made similar to the natural gas CT based on discussions with AESO | N/A
h2green_CT | N/A | h2green_CT | N/A | hydrogen combustion turbine | 105 | 9 | 1856.4 | 2239.19 | 35 | 205 | 45 | N/A | 192.13 | 60263 | 4.87 | 2 | 3 | 61.83 | 9 | 0 | 9.9 | 9 | 0.3446 | 9 | 0 | 201 | 0.08 | 47 | 0.15 | 47 | 10 | 46 | 1 | Estimated | 1 | Estimated | 0.2 | 61 | 0.83 | 201 | 0.05 | 203 | 0.07 | 203 | 90 | 202 | 0.9 | 202 | Assumptions made similar to the natural gas CT based on discussions with AESO | N/A
hydro_daily | N/A | hydro_daily | N/A | hydroelectric daily storage | 100 | 51 | 4447.3 | 5588.78 | 40 | 20 | 80 | Estimated | 468.68 | 115196 | 5 | 4 | 6 | 0 | N/A | 0 |  | N/A |  | N/A |  | N/A |  | N/A |  | N/A | 10 | 46 | 1 | Estimated | 1 | Estimated | 0.15 | 61 | 0.1 | 41 | 0.05 | 41 | 0.1 | 41 | 0 | Estimated | 0 | Estimated | Conventional hydropower | 51
hydro_monthly | N/A | hydro_monthly | N/A | hydroelectric monthly storage | 700 | N/A | 9750 | 13677.91 | 70 | 20 | 100 | Estimated | 1099.26 | 18305 | 2 | 8 | 12 | 0 | N/A | 0 |  | N/A |  | N/A |  | N/A |  | N/A |  | N/A | 10 | 46 | 1 | Estimated | 1 | Estimated | 0.15 | 61 | 0.2 | 41 | 0.05 | 41 | 0.1 | 41 | 0 | Estimated | 0 | Estimated | Capital cost based on $8.7B $2021 Keeyask Project | N/A
hydro_run | N/A | hydro_run | N/A | hydroelectric non-storage | 65 | 20 | 3692 | 4656.52 | 40 | 20 | 80 | Estimated | 390.5 | 66563 | 1 | 4 | 6 | 0 | N/A | 0 |  | N/A |  | N/A |  | N/A |  | N/A |  | N/A | 10 | 46 | 1 | Estimated | 1 | Estimated |  | N/A | 0 | 41 | 0.05 | 41 | 0.1 | 41 | 0 | Estimated | 0 | Estimated | Capital cost based on BC Hydro RODAT data | N/A
MSW | N/A | biomass | N/A | municipal solid waste | 50 | 51 | 7059 | 8798.5 | 30 | 237 | 45 | 237 | 781.55 | 183950 | 7.07 | 4 | 6 | 3.03 | 45 | 0 | 13.5 | 203 | 0.2527 | 203 | 0.4 | 201 | 0.6 | 48 | 0.65 | 48 | 720 | 46 | 8 | Estimated | 8 | Estimated | 0.08 | 61 | 0.06 | 201 | 0.09 | 203 | 0.08 | 203 | 8 | 243 | 0.08 | 243 | Assumed similar operations to biomass | N/A
NG_CC | N/A | NG_CC | N/A | natural gas combined cycle | 1083 | 51 | 1528.8 | 1909.29 | 30 | 237 | 45 | 237 | 169.6 | 17849 | 2.73 | 3 | 5 | 3.11 | 50 | 0.33753 | 6.36 | 203 | 0.5365 | 203 | 0 | 201 | 0.45 | 47 | 0.58 | 47 | 720 | 46 | 4 | 104 | 2 | 104 | 0.08 | 61 | 0.5 | 201 | 0.05 | 203 | 0.1 | 203 | 103 | 202 | 1.03 | 202 | Natural gas combined cycle - multi shaft | 51
NG_CCS | N/A | NG_CCS | N/A | natural gas carbon capture and storage | 377 | 51 | 4082 | 4985.71 | 30 | 237 | 45 | 237 | 442.87 | 40378 | 8.54 | 3 | 5 | 3.11 | 50 | 0.037998 | 7.16 | 203 | 0.4765 | 203 | 0 | 201 | 0.45 | 47 | 0.58 | 47 | 720 | 46 | 4 | 104 | 2 | 104 | 0.08 | 61 | 0.5 | 201 | 0.05 | 203 | 0.1 | 203 | 103 | 202 | 1.03 | 202 | Natural gas combined cycle with 90% CCS | 51
NG_CG | N/A | NG_CG | N/A | natural gas cogeneration | 1083 | 51 | 1528.8 | 1909.29 | 30 | 237 | 45 | 237 | 169.6 | 17849 | 2.73 | 3 | 5 | 3.11 | 50 | 0.3375 | 7.16 | 203 | 0.4765 | 203 | 0 | 201 | 0.45 | 47 | 0.58 | 47 | 720 | 46 | 4 | 104 | 2 | 104 | 0.08 | 61 | 0.5 | 201 | 0.05 | 203 | 0.1 | 203 | 103 | 202 | 1.03 | 202 | Assumed similar to costs and operations to natural gas combined cycle | N/A
NG_SC | N/A | NG_SC | N/A | natural gas simple cycle | 105 | 51 | 1856.4 | 2239.19 | 30 | 237 | 45 | 237 | 198.9 | 23855 | 6.88 | 2 | 3 | 3.11 | 50 | 0.51584 | 9.72 | 203 | 0.351 | 203 | 0 | 201 | 0.08 | 47 | 0.15 | 47 | 10 | 46 | 1 | 104 | 1 | 104 | 0.2 | 61 | 0.83 | 201 | 0.05 | 203 | 0.07 | 203 | 90 | 202 | 0.9 | 202 | Combustion turbine - aeroderivative | 51
nuclear | N/A | nuclear | N/A | nuclear light water reactor | 2156 | 51 | 10110.1 | 13320.33 | 30 | 237 | 60 | 237 | 1183.21 | 177983 | 3.47 | 6 | 10 | 0.86 | 49 | 0 | 10.44 | 203 | 0.3268 | 203 | 1 | 201 | 0.86 | 48 | 0.94 | 48 | 960 | 46 | 24 | Estimated | 24 | Estimated | 0.02 | 61 | 0.1 | 201 | 0.03 | 203 | 0.06 | 203 | 0 | 202 | 0 | 202 | NULL | N/A
nuclear_SMR | N/A | nuclear_SMR | N/A | nuclear small modular reactor | 600 | 51 | 10853.7 | 14285.21 | 30 | 237 | 60 | 237 | 1268.92 | 138996 | 4.39 | 6 | 10 | 0.86 | 49 | 0 | 10.44 | 203 | 0.3268 | 203 | 1 | 201 | 0.86 | 48 | 0.94 | 48 | 960 | 46 | 24 | Estimated | 24 | Estimated | 0.02 | 61 | 0.1 | 201 | 0.03 | 203 | 0.06 | 203 | 0 | 202 | 0 | 202 | Assumed similar to operations to conventional nuclear | N/A
oil_CT | N/A | diesel | N/A | oil combustion turbine | 21 | 51 | 2912 | 3476.12 | 30 | 237 | 45 | 237 | 308.77 | 51441 | 8.32 | 2 | 3 | 11.9 | 50 | 0.51547 | 8.295 | 51 | 0.4113 | 51 | 0.5 | 201 | 0.01 | 47 | 0.02 | 47 | 10 | 46 | 1 | 8 | 1 | 8 | 0.2 | 61 | 0.15 | 201 | 0.09 | Estimated | 0.08 | Estimated | 200 | Estimated | 2 | Estimated | Internal combustion engine diesel | 51
oil_ST | N/A | diesel | N/A | oil steam turbine | 21 | 51 | 2912 | 3476.12 | 30 | 237 | 45 | 237 | 308.77 | 51441 | 8.32 | 2 | 3 | 11.9 | 50 | 0.51547 | 8.295 | 51 | 0.4113 | 51 | 0.5 | 201 | 0.12 | 47 | 0.15 | 47 | 960 | 46 | 4 | 8 | 2 | 8 | 0.07 | 61 | 0.15 | 201 | 0.09 | Estimated | 0.08 | Estimated | 200 | Estimated | 2 | Estimated | Internal combustion engine diesel | 51
solar_PV | N/A | solar | N/A | solar photovoltaic | 150 | 51 | 1882.4 | 2269.77 | 30 | 203 | 30 | 203 | 201.62 | 22308 | 0 | 2 | 3 | 0 | N/A | 0 |  | N/A |  | N/A | 0 | 201 |  | N/A |  | N/A |  | N/A |  | N/A |  | N/A |  | N/A | 0 | 201 | 0 | Estimated | 0 | Estimated | 0 | Estimated | 0 | Estimated | Costs and capacities in terms of net AC power available to the grid for the installed capacity | 51
solar_recon | N/A | solar_recon | N/A | recontracted solar photovoltaic | 150 | 51 | 1505.92 | 1772.95 | 30 | 203 | 30 | 203 | 157.49 | 22308 | 0 | 1 | 2 | 0 | N/A | 0 |  | N/A |  | N/A | 0 | 201 |  | N/A |  | N/A |  | N/A |  | N/A |  | N/A |  | N/A | 0 | 201 | 0 | Estimated | 0 | Estimated | 0 | Estimated | 0 | Estimated | 80% capital cost per MW of greenfield solar PV based on NREL data | N/A
storage_lithium | N/A | storage_LI | N/A | lithium ion battery storage | 50 | 51 | 1651 | 1939.13 | 15 | 203 | 15 | 203 | 226.55 | 59488 | 0 | 1 | 1 | 0 | N/A | 0 |  | N/A |  | N/A | 0 | 201 | 0 | 205 | 0.1667 | 205 | 10 | 46 | 1 | Estimated | 1 | Estimated | 1 | 61 | 0.5 | Estimated | 0.05 | Estimated | 0.1 | Estimated | 0 | Estimated | 0 | Estimated | Four-hour battery storage | 51
storage_pump | N/A | storage_PH | N/A | hydroelectric pumped storage | 1000 | 28 | 4290 | 5734.68 | 70 | 20 | 100 | Estimated | 460.88 | 15844 | 1 | 6 | 8 | 0 | N/A | 0 |  | N/A |  | N/A |  | N/A | 0 | Estimated | 0.3 | Estimated | 10 | 46 | 1 | Estimated | 1 | Estimated | 0.15 | 61 | 0.5 | Estimated | 0.05 | 41 | 0.1 | 41 | 0 | Estimated | 0 | Estimated | Capital cost based on $4.3B Meaford Pumped Storage Project | N/A
wind_offshore | N/A | wind_ofs | N/A | offshore wind | 400 | 51 | 8673.6 | 10775.41 | 30 | 203 | 30 | 203 | 957.15 | 160953 | 0 | 4 | 6 | 0 | N/A | 0 |  | N/A |  | N/A | 0 | 201 |  | N/A |  | N/A |  | N/A |  | N/A |  | N/A |  | N/A | 0 | 201 | 0.01 | Estimated | 0.01 | Estimated | 0 | Estimated | 0 | Estimated | TRG - 5 Mid 2021 | N/A
wind_onshore | N/A | wind_ons | N/A | onshore wind | 200 | 51 | 2727.4 | 3359.17 | 30 | 203 | 30 | 203 | 298.39 | 38532 | 0 | 3 | 5 | 0 | N/A | 0 |  | N/A |  | N/A | 0 | 201 |  | N/A |  | N/A |  | N/A |  | N/A |  | N/A |  | N/A | 0 | 201 | 0.01 | Estimated | 0.01 | Estimated | 0 | Estimated | 0 | Estimated | TRG - 5 Mid 2021 | N/A
wind_recon | N/A | wind_recon | N/A | recontracted onshore wind | 200 | 51 | 2181.92 | 2621.61 | 30 | 203 | 30 | 203 | 232.87 | 38532 | 0 | 2 | 4 | 0 | N/A | 0 |  | N/A |  | N/A | 0 | 201 |  | N/A |  | N/A |  | N/A |  | N/A |  | N/A |  | N/A | 0 | 201 | 0.01 | Estimated | 0.01 | Estimated | 0 | Estimated | 0 | Estimated | 80% capital cost per MW of greenfield onshore wind based on NREL data | N/A

## economic
t | carbon_tax | a | rho_o1 | rho_o2 | rho_o3 | rho_o4 | rho_o5 | rho_o6 | rho_o7 | rho_o8 | rho_o9 | rho_o10 | rho_o11 | rho_o12 | rho_o13 | rho_o14 | rho_o15 | rho_o16 | rho_o17 | rho_o18 | rho_o19 | rho_o20 | rho_o21 | rho_o22 | rho_o23 | rho_o24 | rho_o25 | rho_o26 | rho_o27 | rho_o28 | rho_o29 | rho_o30 | rho_o31 | rho_o32 | rho_o33 | rho_o34 | rho_o35 | rho_o36 | rho_o37 | rho_o38 | rho_o39 | rho_o40 | rho_o41 | rho_o42 | rho_o43 | rho_o44 | rho_o45 | rho_o46 | rho_o47 | rho_o48
1 | 70.49 | 0.2 | 59 | 87 | 111 | 158 | 4 | 324 | 328 | 332 | 371 | 99 | 336 | 79 | 51 | 87 | 281 | 158 | 126 | 332 | 348 | 12 | 67 | 51 | 126 | 391 | 178 | 312 | 40 | 67 | 340 | 103 | 379 | 79 | 288 | 4 | 182 | 225 | 186 | 47 | 166 | 186 | 316 | 328 | 4 | 202 | 24 | 344 | 221 | 221
2 | 126.14 | 0.18 | 251 | 328 | 80 | 101 | 84 | 91 | 154 | 136 | 251 | 10 | 87 | 255 | 244 | 272 | 258 | 227 | 160 | 258 | 227 | 335 | 276 | 265 | 126 | 164 | 199 | 262 | 143 | 164 | 171 | 7 | 283 | 77 | 321 | 164 | 150 | 150 | 7 | 195 | 7 | 283 | 220 | 80 | 73 | 140 | 304 | 248 | 133 | 339
3 | 126.14 | 0.17 | 366 | 290 | 362 | 137 | 125 | 48 | 258 | 76 | 24 | 221 | 93 | 181 | 217 | 205 | 229 | 52 | 149 | 374 | 8 | 241 | 366 | 201 | 346 | 28 | 60 | 185 | 318 | 258 | 342 | 12 | 40 | 366 | 149 | 64 | 157 | 48 | 32 | 125 | 209 | 390 | 318 | 270 | 101 | 133 | 185 | 169 | 225 | 7
4 | 126.14 | 0.16 | 82 | 225 | 108 | 216 | 163 | 225 | 320 | 265 | 72 | 33 | 310 | 72 | 62 | 314 | 193 | 82 | 196 | 209 | 271 | 216 | 127 | 274 | 147 | 304 | 320 | 301 | 42 | 323 | 268 | 323 | 124 | 13 | 140 | 134 | 265 | 7 | 101 | 199 | 268 | 131 | 75 | 88 | 160 | 239 | 160 | 288 | 16 | 289
5 | 126.14 | 0.15 | 18 | 290 | 147 | 66 | 346 | 221 | 48 | 143 | 206 | 165 | 202 | 342 | 48 | 232 | 309 | 191 | 74 | 70 | 18 | 129 | 191 | 154 | 158 | 327 | 154 | 15 | 298 | 103 | 129 | 136 | 331 | 357 | 44 | 169 | 4 | 213 | 232 | 143 | 239 | 287 | 176 | 283 | 257 | 206 | 335 | 184 | 221 | 149
6 | 126.14 | 0.14 | 249 | 25 | 287 | 38 | 28 | 88 | 148 | 54 | 161 | 249 | 28 | 309 | 142 | 312 | 211 | 199 | 158 | 233 | 101 | 95 | 290 | 293 | 129 | 240 | 44 | 161 | 274 | 142 | 309 | 32 | 240 | 180 | 117 | 306 | 57 | 303 | 252 | 189 | 145 | 287 | 167 | 85 | 303 | 9 | 306 | 233 | 287 | 265

## demand
node_code | ID | voltage | province | demand_factor | Node | demand_prov | Load_t1_o1 | Load_t1_o2 | Load_t1_o3 | Load_t1_o4 | Load_t1_o5 | Load_t1_o6 | Load_t1_o7 | Load_t1_o8 | Load_t1_o9 | Load_t1_o10 | Load_t1_o11 | Load_t1_o12 | Load_t1_o13 | Load_t1_o14 | Load_t1_o15 | Load_t1_o16 | Load_t1_o17 | Load_t1_o18 | Load_t1_o19 | Load_t1_o20 | Load_t1_o21 | Load_t1_o22 | Load_t1_o23 | Load_t1_o24 | Load_t1_o25 | Load_t1_o26 | Load_t1_o27 | Load_t1_o28 | Load_t1_o29 | Load_t1_o30 | Load_t1_o31 | Load_t1_o32 | Load_t1_o33 | Load_t1_o34 | Load_t1_o35 | Load_t1_o36 | Load_t1_o37 | Load_t1_o38 | Load_t1_o39 | Load_t1_o40 | Load_t1_o41 | Load_t1_o42 | Load_t1_o43 | Load_t1_o44 | Load_t1_o45 | Load_t1_o46 | Load_t1_o47 | Load_t1_o48 | Load_t2_o1 | Load_t2_o2 | Load_t2_o3 | Load_t2_o4 | Load_t2_o5 | Load_t2_o6 | Load_t2_o7 | Load_t2_o8 | Load_t2_o9 | Load_t2_o10 | Load_t2_o11 | Load_t2_o12 | Load_t2_o13 | Load_t2_o14 | Load_t2_o15 | Load_t2_o16 | Load_t2_o17 | Load_t2_o18 | Load_t2_o19 | Load_t2_o20 | Load_t2_o21 | Load_t2_o22 | Load_t2_o23 | Load_t2_o24 | Load_t2_o25 | Load_t2_o26 | Load_t2_o27 | Load_t2_o28 | Load_t2_o29 | Load_t2_o30 | Load_t2_o31 | Load_t2_o32 | Load_t2_o33 | Load_t2_o34 | Load_t2_o35 | Load_t2_o36 | Load_t2_o37 | Load_t2_o38 | Load_t2_o39 | Load_t2_o40 | Load_t2_o41 | Load_t2_o42 | Load_t2_o43 | Load_t2_o44 | Load_t2_o45 | Load_t2_o46 | Load_t2_o47 | Load_t2_o48 | Load_t3_o1 | Load_t3_o2 | Load_t3_o3 | Load_t3_o4 | Load_t3_o5 | Load_t3_o6 | Load_t3_o7 | Load_t3_o8 | Load_t3_o9 | Load_t3_o10 | Load_t3_o11 | Load_t3_o12 | Load_t3_o13 | Load_t3_o14 | Load_t3_o15 | Load_t3_o16 | Load_t3_o17 | Load_t3_o18 | Load_t3_o19 | Load_t3_o20 | Load_t3_o21 | Load_t3_o22 | Load_t3_o23 | Load_t3_o24 | Load_t3_o25 | Load_t3_o26 | Load_t3_o27 | Load_t3_o28 | Load_t3_o29 | Load_t3_o30 | Load_t3_o31 | Load_t3_o32 | Load_t3_o33 | Load_t3_o34 | Load_t3_o35 | Load_t3_o36 | Load_t3_o37 | Load_t3_o38 | Load_t3_o39 | Load_t3_o40 | Load_t3_o41 | Load_t3_o42 | Load_t3_o43 | Load_t3_o44 | Load_t3_o45 | Load_t3_o46 | Load_t3_o47 | Load_t3_o48 | Load_t4_o1 | Load_t4_o2 | Load_t4_o3 | Load_t4_o4 | Load_t4_o5 | Load_t4_o6 | Load_t4_o7 | Load_t4_o8 | Load_t4_o9 | Load_t4_o10 | Load_t4_o11 | Load_t4_o12 | Load_t4_o13 | Load_t4_o14 | Load_t4_o15 | Load_t4_o16 | Load_t4_o17 | Load_t4_o18 | Load_t4_o19 | Load_t4_o20 | Load_t4_o21 | Load_t4_o22 | Load_t4_o23 | Load_t4_o24 | Load_t4_o25 | Load_t4_o26 | Load_t4_o27 | Load_t4_o28 | Load_t4_o29 | Load_t4_o30 | Load_t4_o31 | Load_t4_o32 | Load_t4_o33 | Load_t4_o34 | Load_t4_o35 | Load_t4_o36 | Load_t4_o37 | Load_t4_o38 | Load_t4_o39 | Load_t4_o40 | Load_t4_o41 | Load_t4_o42 | Load_t4_o43 | Load_t4_o44 | Load_t4_o45 | Load_t4_o46 | Load_t4_o47 | Load_t4_o48 | Load_t5_o1 | Load_t5_o2 | Load_t5_o3 | Load_t5_o4 | Load_t5_o5 | Load_t5_o6 | Load_t5_o7 | Load_t5_o8 | Load_t5_o9 | Load_t5_o10 | Load_t5_o11 | Load_t5_o12 | Load_t5_o13 | Load_t5_o14 | Load_t5_o15 | Load_t5_o16 | Load_t5_o17 | Load_t5_o18 | Load_t5_o19 | Load_t5_o20 | Load_t5_o21 | Load_t5_o22 | Load_t5_o23 | Load_t5_o24 | Load_t5_o25 | Load_t5_o26 | Load_t5_o27 | Load_t5_o28 | Load_t5_o29 | Load_t5_o30 | Load_t5_o31 | Load_t5_o32 | Load_t5_o33 | Load_t5_o34 | Load_t5_o35 | Load_t5_o36 | Load_t5_o37 | Load_t5_o38 | Load_t5_o39 | Load_t5_o40 | Load_t5_o41 | Load_t5_o42 | Load_t5_o43 | Load_t5_o44 | Load_t5_o45 | Load_t5_o46 | Load_t5_o47 | Load_t5_o48 | Load_t6_o1 | Load_t6_o2 | Load_t6_o3 | Load_t6_o4 | Load_t6_o5 | Load_t6_o6 | Load_t6_o7 | Load_t6_o8 | Load_t6_o9 | Load_t6_o10 | Load_t6_o11 | Load_t6_o12 | Load_t6_o13 | Load_t6_o14 | Load_t6_o15 | Load_t6_o16 | Load_t6_o17 | Load_t6_o18 | Load_t6_o19 | Load_t6_o20 | Load_t6_o21 | Load_t6_o22 | Load_t6_o23 | Load_t6_o24 | Load_t6_o25 | Load_t6_o26 | Load_t6_o27 | Load_t6_o28 | Load_t6_o29 | Load_t6_o30 | Load_t6_o31 | Load_t6_o32 | Load_t6_o33 | Load_t6_o34 | Load_t6_o35 | Load_t6_o36 | Load_t6_o37 | Load_t6_o38 | Load_t6_o39 | Load_t6_o40 | Load_t6_o41 | Load_t6_o42 | Load_t6_o43 | Load_t6_o44 | Load_t6_o45 | Load_t6_o46 | Load_t6_o47 | Load_t6_o48
AB_1018S_DSS | 1 | 240 | AB | 0.003606 | 1 | 12411 | 0.44754 | 0.49543 | 0.47754 | 0.46933 | 0.46788 | 0.46739 | 0.48093 | 0.49156 | 0.49736 | 0.46691 | 0.45918 | 0.47803 | 0.49446 | 0.46836 | 0.48721 | 0.49156 | 0.47029 | 0.46594 | 0.50268 | 0.47464 | 0.47513 | 0.47561 | 0.46546 | 0.46933 | 0.47899 | 0.46691 | 0.46498 | 0.47996 | 0.49833 | 0.47948 | 0.46063 | 0.47368 | 0.46594 | 0.48818 | 0.46788 | 0.48286 | 0.47223 | 0.46063 | 0.47513 | 0.50316 | 0.47561 | 0.47078 | 0.49784 | 0.45918 | 0.49204 | 0.48141 | 0.47513 | 0.50268 | 0.46401 | 0.54553 | 0.50803 | 0.51542 | 0.52229 | 0.5413 | 0.51701 | 0.51806 | 0.51226 | 0.54711 | 0.54024 | 0.50803 | 0.50645 | 0.5149 | 0.53338 | 0.54183 | 0.54341 | 0.55239 | 0.51384 | 0.52546 | 0.51542 | 0.53919 | 0.52915 | 0.52229 | 0.50539 | 0.52018 | 0.52176 | 0.52915 | 0.52123 | 0.50381 | 0.50433 | 0.50169 | 0.52229 | 0.54553 | 0.5112 | 0.52335 | 0.50592 | 0.50961 | 0.53391 | 0.51806 | 0.53444 | 0.55133 | 0.545 | 0.53285 | 0.5545 | 0.5244 | 0.51648 | 0.51173 | 0.50433 | 0.52362 | 0.55746 | 0.53383 | 0.53007 | 0.54564 | 0.54457 | 0.54242 | 0.54242 | 0.52201 | 0.55316 | 0.55316 | 0.54672 | 0.51503 | 0.54027 | 0.55799 | 0.55316 | 0.52738 | 0.52147 | 0.56336 | 0.52953 | 0.55423 | 0.54135 | 0.51664 | 0.54725 | 0.51933 | 0.55531 | 0.52309 | 0.5102 | 0.54886 | 0.51503 | 0.51933 | 0.56336 | 0.52631 | 0.52792 | 0.52684 | 0.51342 | 0.54886 | 0.52201 | 0.54296 | 0.5102 | 0.51772 | 0.54618 | 0.53114 | 0.55316 | 0.54618 | 0.55853 | 0.5639 | 0.52846 | 0.58124 | 0.57509 | 0.58684 | 0.58124 | 0.53425 | 0.55831 | 0.57397 | 0.55383 | 0.58348 | 0.58404 | 0.53425 | 0.56222 | 0.58572 | 0.56222 | 0.57173 | 0.57341 | 0.57957 | 0.54208 | 0.57565 | 0.55943 | 0.55383 | 0.56502 | 0.56166 | 0.57397 | 0.55159 | 0.54712 | 0.58572 | 0.57509 | 0.56334 | 0.53537 | 0.56334 | 0.58404 | 0.54712 | 0.55663 | 0.55663 | 0.55495 | 0.53313 | 0.56726 | 0.53201 | 0.53313 | 0.54656 | 0.57901 | 0.5488 | 0.56614 | 0.53481 | 0.57341 | 0.58516 | 0.57397 | 0.5428 | 0.5553 | 0.56838 | 0.54564 | 0.56497 | 0.55587 | 0.55303 | 0.57349 | 0.55474 | 0.57349 | 0.55928 | 0.57577 | 0.56838 | 0.586 | 0.56326 | 0.55587 | 0.54905 | 0.5428 | 0.57406 | 0.54109 | 0.54678 | 0.58315 | 0.55928 | 0.5968 | 0.54564 | 0.57861 | 0.58884 | 0.54905 | 0.55474 | 0.56156 | 0.56951 | 0.59282 | 0.56326 | 0.58486 | 0.55644 | 0.57577 | 0.58145 | 0.53996 | 0.57349 | 0.57008 | 0.56497 | 0.586 | 0.56099 | 0.5661 | 0.58656 | 0.56156 | 0.55644 | 0.55985 | 0.56553 | 0.54678 | 0.54507 | 0.56099 | 0.56553 | 0.56951 | 0.58202 | 0.58941 | 0.55701 | 0.58202 | 0.57349 | 0.58315 | 0.55076 | 0.56099 | 0.54792 | 0.5968 | 0.54962 | 0.5769 | 0.56667 | 0.57747 | 0.54053 | 0.58202 | 0.56326 | 0.586 | 0.54678 | 0.54678 | 0.53996 | 0.58372 | 0.56895 | 0.59111 | 0.53996 | 0.56724 | 0.54848 | 0.55758 | 0.59566 | 0.58997 | 0.5553 | 0.56156 | 0.56383 | 0.54507 | 0.54792 | 0.54848 | 0.58372 | 0.59054 | 0.56951 | 0.55701 | 0.55189
AB_1019S_GSS | 2 | 240 | AB | 0.003606 | 2 | 12411 | 0.44754 | 0.49543 | 0.47754 | 0.46933 | 0.46788 | 0.46739 | 0.48093 | 0.49156 | 0.49736 | 0.46691 | 0.45918 | 0.47803 | 0.49446 | 0.46836 | 0.48721 | 0.49156 | 0.47029 | 0.46594 | 0.50268 | 0.47464 | 0.47513 | 0.47561 | 0.46546 | 0.46933 | 0.47899 | 0.46691 | 0.46498 | 0.47996 | 0.49833 | 0.47948 | 0.46063 | 0.47368 | 0.46594 | 0.48818 | 0.46788 | 0.48286 | 0.47223 | 0.46063 | 0.47513 | 0.50316 | 0.47561 | 0.47078 | 0.49784 | 0.45918 | 0.49204 | 0.48141 | 0.47513 | 0.50268 | 0.46401 | 0.54553 | 0.50803 | 0.51542 | 0.52229 | 0.5413 | 0.51701 | 0.51806 | 0.51226 | 0.54711 | 0.54024 | 0.50803 | 0.50645 | 0.5149 | 0.53338 | 0.54183 | 0.54341 | 0.55239 | 0.51384 | 0.52546 | 0.51542 | 0.53919 | 0.52915 | 0.52229 | 0.50539 | 0.52018 | 0.52176 | 0.52915 | 0.52123 | 0.50381 | 0.50433 | 0.50169 | 0.52229 | 0.54553 | 0.5112 | 0.52335 | 0.50592 | 0.50961 | 0.53391 | 0.51806 | 0.53444 | 0.55133 | 0.545 | 0.53285 | 0.5545 | 0.5244 | 0.51648 | 0.51173 | 0.50433 | 0.52362 | 0.55746 | 0.53383 | 0.53007 | 0.54564 | 0.54457 | 0.54242 | 0.54242 | 0.52201 | 0.55316 | 0.55316 | 0.54672 | 0.51503 | 0.54027 | 0.55799 | 0.55316 | 0.52738 | 0.52147 | 0.56336 | 0.52953 | 0.55423 | 0.54135 | 0.51664 | 0.54725 | 0.51933 | 0.55531 | 0.52309 | 0.5102 | 0.54886 | 0.51503 | 0.51933 | 0.56336 | 0.52631 | 0.52792 | 0.52684 | 0.51342 | 0.54886 | 0.52201 | 0.54296 | 0.5102 | 0.51772 | 0.54618 | 0.53114 | 0.55316 | 0.54618 | 0.55853 | 0.5639 | 0.52846 | 0.58124 | 0.57509 | 0.58684 | 0.58124 | 0.53425 | 0.55831 | 0.57397 | 0.55383 | 0.58348 | 0.58404 | 0.53425 | 0.56222 | 0.58572 | 0.56222 | 0.57173 | 0.57341 | 0.57957 | 0.54208 | 0.57565 | 0.55943 | 0.55383 | 0.56502 | 0.56166 | 0.57397 | 0.55159 | 0.54712 | 0.58572 | 0.57509 | 0.56334 | 0.53537 | 0.56334 | 0.58404 | 0.54712 | 0.55663 | 0.55663 | 0.55495 | 0.53313 | 0.56726 | 0.53201 | 0.53313 | 0.54656 | 0.57901 | 0.5488 | 0.56614 | 0.53481 | 0.57341 | 0.58516 | 0.57397 | 0.5428 | 0.5553 | 0.56838 | 0.54564 | 0.56497 | 0.55587 | 0.55303 | 0.57349 | 0.55474 | 0.57349 | 0.55928 | 0.57577 | 0.56838 | 0.586 | 0.56326 | 0.55587 | 0.54905 | 0.5428 | 0.57406 | 0.54109 | 0.54678 | 0.58315 | 0.55928 | 0.5968 | 0.54564 | 0.57861 | 0.58884 | 0.54905 | 0.55474 | 0.56156 | 0.56951 | 0.59282 | 0.56326 | 0.58486 | 0.55644 | 0.57577 | 0.58145 | 0.53996 | 0.57349 | 0.57008 | 0.56497 | 0.586 | 0.56099 | 0.5661 | 0.58656 | 0.56156 | 0.55644 | 0.55985 | 0.56553 | 0.54678 | 0.54507 | 0.56099 | 0.56553 | 0.56951 | 0.58202 | 0.58941 | 0.55701 | 0.58202 | 0.57349 | 0.58315 | 0.55076 | 0.56099 | 0.54792 | 0.5968 | 0.54962 | 0.5769 | 0.56667 | 0.57747 | 0.54053 | 0.58202 | 0.56326 | 0.586 | 0.54678 | 0.54678 | 0.53996 | 0.58372 | 0.56895 | 0.59111 | 0.53996 | 0.56724 | 0.54848 | 0.55758 | 0.59566 | 0.58997 | 0.5553 | 0.56156 | 0.56383 | 0.54507 | 0.54792 | 0.54848 | 0.58372 | 0.59054 | 0.56951 | 0.55701 | 0.55189
AB_1019S_JCT | 3 | 240 | AB | 0.003606 | 3 | 12411 | 0.44754 | 0.49543 | 0.47754 | 0.46933 | 0.46788 | 0.46739 | 0.48093 | 0.49156 | 0.49736 | 0.46691 | 0.45918 | 0.47803 | 0.49446 | 0.46836 | 0.48721 | 0.49156 | 0.47029 | 0.46594 | 0.50268 | 0.47464 | 0.47513 | 0.47561 | 0.46546 | 0.46933 | 0.47899 | 0.46691 | 0.46498 | 0.47996 | 0.49833 | 0.47948 | 0.46063 | 0.47368 | 0.46594 | 0.48818 | 0.46788 | 0.48286 | 0.47223 | 0.46063 | 0.47513 | 0.50316 | 0.47561 | 0.47078 | 0.49784 | 0.45918 | 0.49204 | 0.48141 | 0.47513 | 0.50268 | 0.46401 | 0.54553 | 0.50803 | 0.51542 | 0.52229 | 0.5413 | 0.51701 | 0.51806 | 0.51226 | 0.54711 | 0.54024 | 0.50803 | 0.50645 | 0.5149 | 0.53338 | 0.54183 | 0.54341 | 0.55239 | 0.51384 | 0.52546 | 0.51542 | 0.53919 | 0.52915 | 0.52229 | 0.50539 | 0.52018 | 0.52176 | 0.52915 | 0.52123 | 0.50381 | 0.50433 | 0.50169 | 0.52229 | 0.54553 | 0.5112 | 0.52335 | 0.50592 | 0.50961 | 0.53391 | 0.51806 | 0.53444 | 0.55133 | 0.545 | 0.53285 | 0.5545 | 0.5244 | 0.51648 | 0.51173 | 0.50433 | 0.52362 | 0.55746 | 0.53383 | 0.53007 | 0.54564 | 0.54457 | 0.54242 | 0.54242 | 0.52201 | 0.55316 | 0.55316 | 0.54672 | 0.51503 | 0.54027 | 0.55799 | 0.55316 | 0.52738 | 0.52147 | 0.56336 | 0.52953 | 0.55423 | 0.54135 | 0.51664 | 0.54725 | 0.51933 | 0.55531 | 0.52309 | 0.5102 | 0.54886 | 0.51503 | 0.51933 | 0.56336 | 0.52631 | 0.52792 | 0.52684 | 0.51342 | 0.54886 | 0.52201 | 0.54296 | 0.5102 | 0.51772 | 0.54618 | 0.53114 | 0.55316 | 0.54618 | 0.55853 | 0.5639 | 0.52846 | 0.58124 | 0.57509 | 0.58684 | 0.58124 | 0.53425 | 0.55831 | 0.57397 | 0.55383 | 0.58348 | 0.58404 | 0.53425 | 0.56222 | 0.58572 | 0.56222 | 0.57173 | 0.57341 | 0.57957 | 0.54208 | 0.57565 | 0.55943 | 0.55383 | 0.56502 | 0.56166 | 0.57397 | 0.55159 | 0.54712 | 0.58572 | 0.57509 | 0.56334 | 0.53537 | 0.56334 | 0.58404 | 0.54712 | 0.55663 | 0.55663 | 0.55495 | 0.53313 | 0.56726 | 0.53201 | 0.53313 | 0.54656 | 0.57901 | 0.5488 | 0.56614 | 0.53481 | 0.57341 | 0.58516 | 0.57397 | 0.5428 | 0.5553 | 0.56838 | 0.54564 | 0.56497 | 0.55587 | 0.55303 | 0.57349 | 0.55474 | 0.57349 | 0.55928 | 0.57577 | 0.56838 | 0.586 | 0.56326 | 0.55587 | 0.54905 | 0.5428 | 0.57406 | 0.54109 | 0.54678 | 0.58315 | 0.55928 | 0.5968 | 0.54564 | 0.57861 | 0.58884 | 0.54905 | 0.55474 | 0.56156 | 0.56951 | 0.59282 | 0.56326 | 0.58486 | 0.55644 | 0.57577 | 0.58145 | 0.53996 | 0.57349 | 0.57008 | 0.56497 | 0.586 | 0.56099 | 0.5661 | 0.58656 | 0.56156 | 0.55644 | 0.55985 | 0.56553 | 0.54678 | 0.54507 | 0.56099 | 0.56553 | 0.56951 | 0.58202 | 0.58941 | 0.55701 | 0.58202 | 0.57349 | 0.58315 | 0.55076 | 0.56099 | 0.54792 | 0.5968 | 0.54962 | 0.5769 | 0.56667 | 0.57747 | 0.54053 | 0.58202 | 0.56326 | 0.586 | 0.54678 | 0.54678 | 0.53996 | 0.58372 | 0.56895 | 0.59111 | 0.53996 | 0.56724 | 0.54848 | 0.55758 | 0.59566 | 0.58997 | 0.5553 | 0.56156 | 0.56383 | 0.54507 | 0.54792 | 0.54848 | 0.58372 | 0.59054 | 0.56951 | 0.55701 | 0.55189
AB_102S_DSS | 4 | 240 | AB | 0.011778 | 4 | 12411 | 1.4618 | 1.6182 | 1.5598 | 1.5329 | 1.5282 | 1.5266 | 1.5708 | 1.6055 | 1.6245 | 1.525 | 1.4998 | 1.5613 | 1.615 | 1.5298 | 1.5913 | 1.6055 | 1.5361 | 1.5219 | 1.6419 | 1.5503 | 1.5519 | 1.5534 | 1.5203 | 1.5329 | 1.5645 | 1.525 | 1.5187 | 1.5677 | 1.6276 | 1.5661 | 1.5045 | 1.5471 | 1.5219 | 1.5945 | 1.5282 | 1.5771 | 1.5424 | 1.5045 | 1.5519 | 1.6434 | 1.5534 | 1.5377 | 1.6261 | 1.4998 | 1.6071 | 1.5724 | 1.5519 | 1.6419 | 1.5156 | 1.7818 | 1.6593 | 1.6835 | 1.7059 | 1.768 | 1.6887 | 1.6921 | 1.6731 | 1.787 | 1.7646 | 1.6593 | 1.6542 | 1.6818 | 1.7421 | 1.7697 | 1.7749 | 1.8042 | 1.6783 | 1.7163 | 1.6835 | 1.7611 | 1.7283 | 1.7059 | 1.6507 | 1.699 | 1.7042 | 1.7283 | 1.7025 | 1.6455 | 1.6473 | 1.6386 | 1.7059 | 1.7818 | 1.6697 | 1.7094 | 1.6524 | 1.6645 | 1.7439 | 1.6921 | 1.7456 | 1.8008 | 1.7801 | 1.7404 | 1.8111 | 1.7128 | 1.6869 | 1.6714 | 1.6473 | 1.7103 | 1.8208 | 1.7436 | 1.7313 | 1.7822 | 1.7787 | 1.7717 | 1.7717 | 1.705 | 1.8067 | 1.8067 | 1.7857 | 1.6822 | 1.7646 | 1.8225 | 1.8067 | 1.7225 | 1.7033 | 1.8401 | 1.7296 | 1.8103 | 1.7682 | 1.6875 | 1.7874 | 1.6962 | 1.8138 | 1.7085 | 1.6664 | 1.7927 | 1.6822 | 1.6962 | 1.8401 | 1.719 | 1.7243 | 1.7208 | 1.6769 | 1.7927 | 1.705 | 1.7734 | 1.6664 | 1.691 | 1.7839 | 1.7348 | 1.8067 | 1.7839 | 1.8243 | 1.8418 | 1.7261 | 1.8985 | 1.8784 | 1.9167 | 1.8985 | 1.745 | 1.8236 | 1.8747 | 1.8089 | 1.9058 | 1.9076 | 1.745 | 1.8363 | 1.9131 | 1.8363 | 1.8674 | 1.8729 | 1.893 | 1.7706 | 1.8802 | 1.8272 | 1.8089 | 1.8455 | 1.8345 | 1.8747 | 1.8016 | 1.787 | 1.9131 | 1.8784 | 1.84 | 1.7486 | 1.84 | 1.9076 | 1.787 | 1.8181 | 1.8181 | 1.8126 | 1.7413 | 1.8528 | 1.7377 | 1.7413 | 1.7852 | 1.8912 | 1.7925 | 1.8491 | 1.7468 | 1.8729 | 1.9113 | 1.8747 | 1.7729 | 1.8137 | 1.8564 | 1.7822 | 1.8453 | 1.8156 | 1.8063 | 1.8732 | 1.8119 | 1.8732 | 1.8267 | 1.8806 | 1.8564 | 1.914 | 1.8397 | 1.8156 | 1.7933 | 1.7729 | 1.875 | 1.7673 | 1.7859 | 1.9047 | 1.8267 | 1.9493 | 1.7822 | 1.8899 | 1.9233 | 1.7933 | 1.8119 | 1.8342 | 1.8602 | 1.9363 | 1.8397 | 1.9103 | 1.8175 | 1.8806 | 1.8991 | 1.7636 | 1.8732 | 1.862 | 1.8453 | 1.914 | 1.8323 | 1.849 | 1.9159 | 1.8342 | 1.8175 | 1.8286 | 1.8472 | 1.7859 | 1.7803 | 1.8323 | 1.8472 | 1.8602 | 1.901 | 1.9251 | 1.8193 | 1.901 | 1.8732 | 1.9047 | 1.7989 | 1.8323 | 1.7896 | 1.9493 | 1.7952 | 1.8843 | 1.8509 | 1.8861 | 1.7655 | 1.901 | 1.8397 | 1.914 | 1.7859 | 1.7859 | 1.7636 | 1.9066 | 1.8583 | 1.9307 | 1.7636 | 1.8527 | 1.7915 | 1.8212 | 1.9456 | 1.927 | 1.8137 | 1.8342 | 1.8416 | 1.7803 | 1.7896 | 1.7915 | 1.9066 | 1.9288 | 1.8602 | 1.8193 | 1.8026
AB_103S_DSS | 5 | 240 | AB | 0.00272 | 5 | 12411 | 0.33758 | 0.3737 | 0.36021 | 0.35401 | 0.35292 | 0.35255 | 0.36276 | 0.37078 | 0.37516 | 0.35219 | 0.34636 | 0.36058 | 0.37297 | 0.35328 | 0.3675 | 0.37078 | 0.35474 | 0.35146 | 0.37917 | 0.35802 | 0.35839 | 0.35875 | 0.3511 | 0.35401 | 0.3613 | 0.35219 | 0.35073 | 0.36203 | 0.37589 | 0.36167 | 0.34745 | 0.35729 | 0.35146 | 0.36823 | 0.35292 | 0.36422 | 0.3562 | 0.34745 | 0.35839 | 0.37953 | 0.35875 | 0.35511 | 0.37552 | 0.34636 | 0.37115 | 0.36313 | 0.35839 | 0.37917 | 0.35 | 0.41149 | 0.38321 | 0.38878 | 0.39396 | 0.4083 | 0.38998 | 0.39077 | 0.38639 | 0.41268 | 0.40751 | 0.38321 | 0.38201 | 0.38838 | 0.40233 | 0.4087 | 0.4099 | 0.41667 | 0.38759 | 0.39635 | 0.38878 | 0.40671 | 0.39914 | 0.39396 | 0.38121 | 0.39237 | 0.39356 | 0.39914 | 0.39316 | 0.38002 | 0.38042 | 0.37843 | 0.39396 | 0.41149 | 0.3856 | 0.39476 | 0.38161 | 0.3844 | 0.40273 | 0.39077 | 0.40312 | 0.41587 | 0.41109 | 0.40193 | 0.41826 | 0.39556 | 0.38958 | 0.38599 | 0.38042 | 0.39497 | 0.42049 | 0.40266 | 0.39983 | 0.41158 | 0.41077 | 0.40915 | 0.40915 | 0.39375 | 0.41725 | 0.41725 | 0.41239 | 0.38849 | 0.40753 | 0.42089 | 0.41725 | 0.3978 | 0.39335 | 0.42494 | 0.39942 | 0.41806 | 0.40834 | 0.3897 | 0.41279 | 0.39173 | 0.41887 | 0.39456 | 0.38484 | 0.41401 | 0.38849 | 0.39173 | 0.42494 | 0.39699 | 0.39821 | 0.3974 | 0.38727 | 0.41401 | 0.39375 | 0.40955 | 0.38484 | 0.39051 | 0.41198 | 0.40064 | 0.41725 | 0.41198 | 0.4213 | 0.42535 | 0.39861 | 0.43843 | 0.43379 | 0.44265 | 0.43843 | 0.40299 | 0.42113 | 0.43295 | 0.41775 | 0.44012 | 0.44054 | 0.40299 | 0.42408 | 0.44181 | 0.42408 | 0.43126 | 0.43252 | 0.43717 | 0.40889 | 0.43421 | 0.42197 | 0.41775 | 0.42619 | 0.42366 | 0.43295 | 0.41607 | 0.41269 | 0.44181 | 0.43379 | 0.42493 | 0.40383 | 0.42493 | 0.44054 | 0.41269 | 0.41986 | 0.41986 | 0.4186 | 0.40214 | 0.42788 | 0.4013 | 0.40214 | 0.41227 | 0.43674 | 0.41396 | 0.42704 | 0.40341 | 0.43252 | 0.44138 | 0.43295 | 0.40943 | 0.41886 | 0.42873 | 0.41158 | 0.42615 | 0.41929 | 0.41715 | 0.43258 | 0.41844 | 0.43258 | 0.42187 | 0.4343 | 0.42873 | 0.44202 | 0.42487 | 0.41929 | 0.41415 | 0.40943 | 0.43301 | 0.40815 | 0.41243 | 0.43987 | 0.42187 | 0.45016 | 0.41158 | 0.43644 | 0.44416 | 0.41415 | 0.41844 | 0.42358 | 0.42958 | 0.44716 | 0.42487 | 0.44116 | 0.41972 | 0.4343 | 0.43859 | 0.40729 | 0.43258 | 0.43001 | 0.42615 | 0.44202 | 0.42315 | 0.42701 | 0.44244 | 0.42358 | 0.41972 | 0.42229 | 0.42658 | 0.41243 | 0.41115 | 0.42315 | 0.42658 | 0.42958 | 0.43901 | 0.44459 | 0.42015 | 0.43901 | 0.43258 | 0.43987 | 0.41544 | 0.42315 | 0.41329 | 0.45016 | 0.41458 | 0.43516 | 0.42744 | 0.43559 | 0.40772 | 0.43901 | 0.42487 | 0.44202 | 0.41243 | 0.41243 | 0.40729 | 0.4403 | 0.42915 | 0.44587 | 0.40729 | 0.42787 | 0.41372 | 0.42058 | 0.4493 | 0.44502 | 0.41886 | 0.42358 | 0.4253 | 0.41115 | 0.41329 | 0.41372 | 0.4403 | 0.44545 | 0.42958 | 0.42015 | 0.41629
AB_1045S_GSS | 6 | 240 | AB | 0.002718 | 6 | 12411 | 0.33733 | 0.37343 | 0.35995 | 0.35375 | 0.35266 | 0.35229 | 0.3625 | 0.37051 | 0.37488 | 0.35193 | 0.3461 | 0.36031 | 0.3727 | 0.35302 | 0.36723 | 0.37051 | 0.35448 | 0.3512 | 0.37889 | 0.35776 | 0.35812 | 0.35849 | 0.35084 | 0.35375 | 0.36104 | 0.35193 | 0.35047 | 0.36177 | 0.37561 | 0.3614 | 0.34719 | 0.35703 | 0.3512 | 0.36796 | 0.35266 | 0.36395 | 0.35594 | 0.34719 | 0.35812 | 0.37925 | 0.35849 | 0.35485 | 0.37525 | 0.3461 | 0.37088 | 0.36286 | 0.35812 | 0.37889 | 0.34974 | 0.41119 | 0.38292 | 0.3885 | 0.39367 | 0.408 | 0.38969 | 0.39049 | 0.38611 | 0.41238 | 0.40721 | 0.38292 | 0.38173 | 0.3881 | 0.40203 | 0.4084 | 0.40959 | 0.41636 | 0.3873 | 0.39606 | 0.3885 | 0.40641 | 0.39885 | 0.39367 | 0.38093 | 0.39208 | 0.39327 | 0.39885 | 0.39288 | 0.37974 | 0.38014 | 0.37815 | 0.39367 | 0.41119 | 0.38531 | 0.39447 | 0.38133 | 0.38412 | 0.40243 | 0.39049 | 0.40283 | 0.41556 | 0.41079 | 0.40163 | 0.41795 | 0.39526 | 0.38929 | 0.38571 | 0.38014 | 0.39468 | 0.42018 | 0.40237 | 0.39953 | 0.41127 | 0.41046 | 0.40885 | 0.40885 | 0.39346 | 0.41694 | 0.41694 | 0.41208 | 0.3882 | 0.40723 | 0.42058 | 0.41694 | 0.39751 | 0.39306 | 0.42463 | 0.39913 | 0.41775 | 0.40804 | 0.38941 | 0.41249 | 0.39144 | 0.41856 | 0.39427 | 0.38456 | 0.4137 | 0.3882 | 0.39144 | 0.42463 | 0.3967 | 0.39792 | 0.39711 | 0.38699 | 0.4137 | 0.39346 | 0.40925 | 0.38456 | 0.39022 | 0.41168 | 0.40034 | 0.41694 | 0.41168 | 0.42099 | 0.42504 | 0.39832 | 0.43811 | 0.43347 | 0.44233 | 0.43811 | 0.40269 | 0.42082 | 0.43263 | 0.41745 | 0.4398 | 0.44022 | 0.40269 | 0.42377 | 0.44148 | 0.42377 | 0.43094 | 0.43221 | 0.43684 | 0.40859 | 0.43389 | 0.42166 | 0.41745 | 0.42588 | 0.42335 | 0.43263 | 0.41576 | 0.41239 | 0.44148 | 0.43347 | 0.42462 | 0.40353 | 0.42462 | 0.44022 | 0.41239 | 0.41956 | 0.41956 | 0.41829 | 0.40185 | 0.42757 | 0.401 | 0.40185 | 0.41197 | 0.43642 | 0.41365 | 0.42672 | 0.40311 | 0.43221 | 0.44106 | 0.43263 | 0.40913 | 0.41856 | 0.42841 | 0.41127 | 0.42584 | 0.41899 | 0.41684 | 0.43227 | 0.41813 | 0.43227 | 0.42156 | 0.43398 | 0.42841 | 0.44169 | 0.42455 | 0.41899 | 0.41384 | 0.40913 | 0.43269 | 0.40785 | 0.41213 | 0.43955 | 0.42156 | 0.44983 | 0.41127 | 0.43612 | 0.44383 | 0.41384 | 0.41813 | 0.42327 | 0.42927 | 0.44683 | 0.42455 | 0.44083 | 0.41941 | 0.43398 | 0.43826 | 0.40699 | 0.43227 | 0.4297 | 0.42584 | 0.44169 | 0.42284 | 0.4267 | 0.44212 | 0.42327 | 0.41941 | 0.42198 | 0.42627 | 0.41213 | 0.41085 | 0.42284 | 0.42627 | 0.42927 | 0.43869 | 0.44426 | 0.41984 | 0.43869 | 0.43227 | 0.43955 | 0.41513 | 0.42284 | 0.41299 | 0.44983 | 0.41427 | 0.43484 | 0.42713 | 0.43526 | 0.40742 | 0.43869 | 0.42455 | 0.44169 | 0.41213 | 0.41213 | 0.40699 | 0.43998 | 0.42884 | 0.44555 | 0.40699 | 0.42755 | 0.41342 | 0.42027 | 0.44897 | 0.44469 | 0.41856 | 0.42327 | 0.42498 | 0.41085 | 0.41299 | 0.41342 | 0.43998 | 0.44512 | 0.42927 | 0.41984 | 0.41599
AB_1045S_JCT | 7 | 240 | AB | 0.002718 | 7 | 12411 | 0.33733 | 0.37343 | 0.35995 | 0.35375 | 0.35266 | 0.35229 | 0.3625 | 0.37051 | 0.37488 | 0.35193 | 0.3461 | 0.36031 | 0.3727 | 0.35302 | 0.36723 | 0.37051 | 0.35448 | 0.3512 | 0.37889 | 0.35776 | 0.35812 | 0.35849 | 0.35084 | 0.35375 | 0.36104 | 0.35193 | 0.35047 | 0.36177 | 0.37561 | 0.3614 | 0.34719 | 0.35703 | 0.3512 | 0.36796 | 0.35266 | 0.36395 | 0.35594 | 0.34719 | 0.35812 | 0.37925 | 0.35849 | 0.35485 | 0.37525 | 0.3461 | 0.37088 | 0.36286 | 0.35812 | 0.37889 | 0.34974 | 0.41119 | 0.38292 | 0.3885 | 0.39367 | 0.408 | 0.38969 | 0.39049 | 0.38611 | 0.41238 | 0.40721 | 0.38292 | 0.38173 | 0.3881 | 0.40203 | 0.4084 | 0.40959 | 0.41636 | 0.3873 | 0.39606 | 0.3885 | 0.40641 | 0.39885 | 0.39367 | 0.38093 | 0.39208 | 0.39327 | 0.39885 | 0.39288 | 0.37974 | 0.38014 | 0.37815 | 0.39367 | 0.41119 | 0.38531 | 0.39447 | 0.38133 | 0.38412 | 0.40243 | 0.39049 | 0.40283 | 0.41556 | 0.41079 | 0.40163 | 0.41795 | 0.39526 | 0.38929 | 0.38571 | 0.38014 | 0.39468 | 0.42018 | 0.40237 | 0.39953 | 0.41127 | 0.41046 | 0.40885 | 0.40885 | 0.39346 | 0.41694 | 0.41694 | 0.41208 | 0.3882 | 0.40723 | 0.42058 | 0.41694 | 0.39751 | 0.39306 | 0.42463 | 0.39913 | 0.41775 | 0.40804 | 0.38941 | 0.41249 | 0.39144 | 0.41856 | 0.39427 | 0.38456 | 0.4137 | 0.3882 | 0.39144 | 0.42463 | 0.3967 | 0.39792 | 0.39711 | 0.38699 | 0.4137 | 0.39346 | 0.40925 | 0.38456 | 0.39022 | 0.41168 | 0.40034 | 0.41694 | 0.41168 | 0.42099 | 0.42504 | 0.39832 | 0.43811 | 0.43347 | 0.44233 | 0.43811 | 0.40269 | 0.42082 | 0.43263 | 0.41745 | 0.4398 | 0.44022 | 0.40269 | 0.42377 | 0.44148 | 0.42377 | 0.43094 | 0.43221 | 0.43684 | 0.40859 | 0.43389 | 0.42166 | 0.41745 | 0.42588 | 0.42335 | 0.43263 | 0.41576 | 0.41239 | 0.44148 | 0.43347 | 0.42462 | 0.40353 | 0.42462 | 0.44022 | 0.41239 | 0.41956 | 0.41956 | 0.41829 | 0.40185 | 0.42757 | 0.401 | 0.40185 | 0.41197 | 0.43642 | 0.41365 | 0.42672 | 0.40311 | 0.43221 | 0.44106 | 0.43263 | 0.40913 | 0.41856 | 0.42841 | 0.41127 | 0.42584 | 0.41899 | 0.41684 | 0.43227 | 0.41813 | 0.43227 | 0.42156 | 0.43398 | 0.42841 | 0.44169 | 0.42455 | 0.41899 | 0.41384 | 0.40913 | 0.43269 | 0.40785 | 0.41213 | 0.43955 | 0.42156 | 0.44983 | 0.41127 | 0.43612 | 0.44383 | 0.41384 | 0.41813 | 0.42327 | 0.42927 | 0.44683 | 0.42455 | 0.44083 | 0.41941 | 0.43398 | 0.43826 | 0.40699 | 0.43227 | 0.4297 | 0.42584 | 0.44169 | 0.42284 | 0.4267 | 0.44212 | 0.42327 | 0.41941 | 0.42198 | 0.42627 | 0.41213 | 0.41085 | 0.42284 | 0.42627 | 0.42927 | 0.43869 | 0.44426 | 0.41984 | 0.43869 | 0.43227 | 0.43955 | 0.41513 | 0.42284 | 0.41299 | 0.44983 | 0.41427 | 0.43484 | 0.42713 | 0.43526 | 0.40742 | 0.43869 | 0.42455 | 0.44169 | 0.41213 | 0.41213 | 0.40699 | 0.43998 | 0.42884 | 0.44555 | 0.40699 | 0.42755 | 0.41342 | 0.42027 | 0.44897 | 0.44469 | 0.41856 | 0.42327 | 0.42498 | 0.41085 | 0.41299 | 0.41342 | 0.43998 | 0.44512 | 0.42927 | 0.41984 | 0.41599
AB_108S_DSS | 8 | 240 | AB | 0.011387 | 8 | 12411 | 1.4132 | 1.5645 | 1.508 | 1.482 | 1.4775 | 1.4759 | 1.5187 | 1.5522 | 1.5706 | 1.4744 | 1.45 | 1.5095 | 1.5614 | 1.479 | 1.5385 | 1.5522 | 1.4851 | 1.4714 | 1.5874 | 1.4988 | 1.5004 | 1.5019 | 1.4698 | 1.482 | 1.5126 | 1.4744 | 1.4683 | 1.5156 | 1.5736 | 1.5141 | 1.4546 | 1.4958 | 1.4714 | 1.5416 | 1.4775 | 1.5248 | 1.4912 | 1.4546 | 1.5004 | 1.5889 | 1.5019 | 1.4866 | 1.5721 | 1.45 | 1.5538 | 1.5202 | 1.5004 | 1.5874 | 1.4652 | 1.7227 | 1.6043 | 1.6276 | 1.6493 | 1.7093 | 1.6326 | 1.6359 | 1.6176 | 1.7277 | 1.706 | 1.6043 | 1.5993 | 1.6259 | 1.6843 | 1.711 | 1.716 | 1.7443 | 1.6226 | 1.6593 | 1.6276 | 1.7026 | 1.671 | 1.6493 | 1.5959 | 1.6426 | 1.6476 | 1.671 | 1.6459 | 1.5909 | 1.5926 | 1.5842 | 1.6493 | 1.7227 | 1.6143 | 1.6526 | 1.5976 | 1.6093 | 1.686 | 1.6359 | 1.6876 | 1.741 | 1.721 | 1.6826 | 1.751 | 1.656 | 1.6309 | 1.6159 | 1.5926 | 1.6535 | 1.7603 | 1.6857 | 1.6738 | 1.723 | 1.7196 | 1.7128 | 1.7128 | 1.6484 | 1.7468 | 1.7468 | 1.7264 | 1.6264 | 1.7061 | 1.762 | 1.7468 | 1.6654 | 1.6467 | 1.779 | 1.6721 | 1.7502 | 1.7095 | 1.6314 | 1.7281 | 1.6399 | 1.7535 | 1.6518 | 1.6111 | 1.7332 | 1.6264 | 1.6399 | 1.779 | 1.662 | 1.6671 | 1.6637 | 1.6213 | 1.7332 | 1.6484 | 1.7145 | 1.6111 | 1.6348 | 1.7247 | 1.6772 | 1.7468 | 1.7247 | 1.7637 | 1.7807 | 1.6688 | 1.8354 | 1.816 | 1.8531 | 1.8354 | 1.6871 | 1.763 | 1.8125 | 1.7489 | 1.8425 | 1.8443 | 1.6871 | 1.7754 | 1.8496 | 1.7754 | 1.8054 | 1.8107 | 1.8301 | 1.7118 | 1.8178 | 1.7666 | 1.7489 | 1.7842 | 1.7736 | 1.8125 | 1.7418 | 1.7277 | 1.8496 | 1.816 | 1.7789 | 1.6906 | 1.7789 | 1.8443 | 1.7277 | 1.7577 | 1.7577 | 1.7524 | 1.6835 | 1.7913 | 1.68 | 1.6835 | 1.7259 | 1.8284 | 1.733 | 1.7877 | 1.6888 | 1.8107 | 1.8478 | 1.8125 | 1.714 | 1.7535 | 1.7948 | 1.723 | 1.784 | 1.7553 | 1.7464 | 1.811 | 1.7517 | 1.811 | 1.7661 | 1.8181 | 1.7948 | 1.8505 | 1.7787 | 1.7553 | 1.7338 | 1.714 | 1.8128 | 1.7087 | 1.7266 | 1.8415 | 1.7661 | 1.8846 | 1.723 | 1.8271 | 1.8594 | 1.7338 | 1.7517 | 1.7733 | 1.7984 | 1.872 | 1.7787 | 1.8469 | 1.7571 | 1.8181 | 1.8361 | 1.7051 | 1.811 | 1.8002 | 1.784 | 1.8505 | 1.7715 | 1.7876 | 1.8522 | 1.7733 | 1.7571 | 1.7679 | 1.7858 | 1.7266 | 1.7212 | 1.7715 | 1.7858 | 1.7984 | 1.8379 | 1.8612 | 1.7589 | 1.8379 | 1.811 | 1.8415 | 1.7392 | 1.7715 | 1.7302 | 1.8846 | 1.7356 | 1.8217 | 1.7894 | 1.8235 | 1.7069 | 1.8379 | 1.7787 | 1.8505 | 1.7266 | 1.7266 | 1.7051 | 1.8433 | 1.7966 | 1.8666 | 1.7051 | 1.7912 | 1.732 | 1.7607 | 1.881 | 1.863 | 1.7535 | 1.7733 | 1.7805 | 1.7212 | 1.7302 | 1.732 | 1.8433 | 1.8648 | 1.7984 | 1.7589 | 1.7428
AB_120S_DSS | 9 | 230 | AB | 0.004706 | 9 | 12411 | 0.58406 | 0.64656 | 0.62322 | 0.61249 | 0.6106 | 0.60997 | 0.62763 | 0.64151 | 0.64908 | 0.60934 | 0.59925 | 0.62385 | 0.64529 | 0.61123 | 0.63583 | 0.64151 | 0.61376 | 0.60808 | 0.65602 | 0.61943 | 0.62006 | 0.62069 | 0.60745 | 0.61249 | 0.62511 | 0.60934 | 0.60682 | 0.62637 | 0.65034 | 0.62574 | 0.60114 | 0.61817 | 0.60808 | 0.63709 | 0.6106 | 0.63016 | 0.61628 | 0.60114 | 0.62006 | 0.65665 | 0.62069 | 0.61439 | 0.64971 | 0.59925 | 0.64214 | 0.62826 | 0.62006 | 0.65602 | 0.60556 | 0.71194 | 0.663 | 0.67265 | 0.68161 | 0.70642 | 0.67472 | 0.6761 | 0.66852 | 0.714 | 0.70504 | 0.663 | 0.66094 | 0.67196 | 0.69608 | 0.70711 | 0.70918 | 0.7209 | 0.67058 | 0.68575 | 0.67265 | 0.70367 | 0.69057 | 0.68161 | 0.65956 | 0.67885 | 0.68092 | 0.69057 | 0.68023 | 0.65749 | 0.65818 | 0.65473 | 0.68161 | 0.71194 | 0.66714 | 0.68299 | 0.66025 | 0.66507 | 0.69677 | 0.6761 | 0.69746 | 0.71952 | 0.71125 | 0.6954 | 0.72365 | 0.68437 | 0.67403 | 0.66783 | 0.65818 | 0.68335 | 0.72751 | 0.69667 | 0.69176 | 0.71209 | 0.71069 | 0.70788 | 0.70788 | 0.68125 | 0.7219 | 0.7219 | 0.71349 | 0.67214 | 0.70508 | 0.72821 | 0.7219 | 0.68826 | 0.68055 | 0.73522 | 0.69106 | 0.7233 | 0.70648 | 0.67424 | 0.71419 | 0.67775 | 0.7247 | 0.68265 | 0.66583 | 0.71629 | 0.67214 | 0.67775 | 0.73522 | 0.68686 | 0.68896 | 0.68756 | 0.67004 | 0.71629 | 0.68125 | 0.70858 | 0.66583 | 0.67564 | 0.71279 | 0.69316 | 0.7219 | 0.71279 | 0.72891 | 0.73592 | 0.68966 | 0.75855 | 0.75052 | 0.76585 | 0.75855 | 0.69722 | 0.72862 | 0.74906 | 0.72278 | 0.76147 | 0.7622 | 0.69722 | 0.73373 | 0.76439 | 0.73373 | 0.74614 | 0.74833 | 0.75636 | 0.70744 | 0.75125 | 0.73008 | 0.72278 | 0.73738 | 0.733 | 0.74906 | 0.71986 | 0.71402 | 0.76439 | 0.75052 | 0.73519 | 0.69868 | 0.73519 | 0.7622 | 0.71402 | 0.72643 | 0.72643 | 0.72424 | 0.69576 | 0.7403 | 0.6943 | 0.69576 | 0.71329 | 0.75563 | 0.71621 | 0.73884 | 0.69795 | 0.74833 | 0.76366 | 0.74906 | 0.70838 | 0.7247 | 0.74176 | 0.71209 | 0.73731 | 0.72544 | 0.72173 | 0.74843 | 0.72396 | 0.74843 | 0.72989 | 0.7514 | 0.74176 | 0.76475 | 0.73508 | 0.72544 | 0.71654 | 0.70838 | 0.74918 | 0.70615 | 0.71357 | 0.76104 | 0.72989 | 0.77885 | 0.71209 | 0.75511 | 0.76846 | 0.71654 | 0.72396 | 0.73286 | 0.74324 | 0.77365 | 0.73508 | 0.76327 | 0.72618 | 0.7514 | 0.75882 | 0.70467 | 0.74843 | 0.74398 | 0.73731 | 0.76475 | 0.73212 | 0.73879 | 0.76549 | 0.73286 | 0.72618 | 0.73063 | 0.73805 | 0.71357 | 0.71135 | 0.73212 | 0.73805 | 0.74324 | 0.75956 | 0.7692 | 0.72692 | 0.75956 | 0.74843 | 0.76104 | 0.71876 | 0.73212 | 0.71506 | 0.77885 | 0.71728 | 0.75288 | 0.73953 | 0.75363 | 0.70541 | 0.75956 | 0.73508 | 0.76475 | 0.71357 | 0.71357 | 0.70467 | 0.76179 | 0.7425 | 0.77143 | 0.70467 | 0.74027 | 0.7158 | 0.72766 | 0.77736 | 0.76995 | 0.7247 | 0.73286 | 0.73582 | 0.71135 | 0.71506 | 0.7158 | 0.76179 | 0.77069 | 0.74324 | 0.72692 | 0.72025
AB_122S_GSS | 10 | 240 | AB | 0.003339 | 10 | 12411 | 0.4144 | 0.45874 | 0.44218 | 0.43458 | 0.43323 | 0.43279 | 0.44532 | 0.45516 | 0.46053 | 0.43234 | 0.42518 | 0.44263 | 0.45785 | 0.43368 | 0.45114 | 0.45516 | 0.43547 | 0.43144 | 0.46546 | 0.4395 | 0.43995 | 0.44039 | 0.431 | 0.43458 | 0.44353 | 0.43234 | 0.43055 | 0.44442 | 0.46143 | 0.44398 | 0.42652 | 0.4386 | 0.43144 | 0.45203 | 0.43323 | 0.44711 | 0.43726 | 0.42652 | 0.43995 | 0.46591 | 0.44039 | 0.43592 | 0.46098 | 0.42518 | 0.45561 | 0.44577 | 0.43995 | 0.46546 | 0.42965 | 0.50513 | 0.47041 | 0.47726 | 0.48362 | 0.50122 | 0.47873 | 0.4797 | 0.47433 | 0.5066 | 0.50024 | 0.47041 | 0.46895 | 0.47677 | 0.49389 | 0.50171 | 0.50318 | 0.51149 | 0.47579 | 0.48655 | 0.47726 | 0.49926 | 0.48997 | 0.48362 | 0.46797 | 0.48166 | 0.48313 | 0.48997 | 0.48264 | 0.4665 | 0.46699 | 0.46455 | 0.48362 | 0.50513 | 0.47335 | 0.48459 | 0.46846 | 0.47188 | 0.49437 | 0.4797 | 0.49486 | 0.51051 | 0.50464 | 0.4934 | 0.51345 | 0.48557 | 0.47824 | 0.47384 | 0.46699 | 0.48485 | 0.51618 | 0.4943 | 0.49082 | 0.50524 | 0.50425 | 0.50226 | 0.50226 | 0.48336 | 0.5122 | 0.5122 | 0.50624 | 0.4769 | 0.50027 | 0.51668 | 0.5122 | 0.48833 | 0.48286 | 0.52165 | 0.49032 | 0.5132 | 0.50126 | 0.47839 | 0.50673 | 0.48087 | 0.51419 | 0.48435 | 0.47242 | 0.50822 | 0.4769 | 0.48087 | 0.52165 | 0.48734 | 0.48883 | 0.48784 | 0.4754 | 0.50822 | 0.48336 | 0.50275 | 0.47242 | 0.47938 | 0.50574 | 0.49181 | 0.5122 | 0.50574 | 0.51718 | 0.52215 | 0.48933 | 0.53821 | 0.53251 | 0.54339 | 0.53821 | 0.49469 | 0.51697 | 0.53147 | 0.51282 | 0.54028 | 0.5408 | 0.49469 | 0.52059 | 0.54235 | 0.52059 | 0.5294 | 0.53095 | 0.53665 | 0.50195 | 0.53303 | 0.518 | 0.51282 | 0.52318 | 0.52008 | 0.53147 | 0.51075 | 0.50661 | 0.54235 | 0.53251 | 0.52163 | 0.49573 | 0.52163 | 0.5408 | 0.50661 | 0.51541 | 0.51541 | 0.51386 | 0.49366 | 0.52526 | 0.49262 | 0.49366 | 0.50609 | 0.53613 | 0.50816 | 0.52422 | 0.49521 | 0.53095 | 0.54183 | 0.53147 | 0.50261 | 0.51419 | 0.52629 | 0.50524 | 0.52313 | 0.51471 | 0.51208 | 0.53103 | 0.51366 | 0.53103 | 0.51787 | 0.53313 | 0.52629 | 0.54261 | 0.52156 | 0.51471 | 0.5084 | 0.50261 | 0.53156 | 0.50103 | 0.50629 | 0.53998 | 0.51787 | 0.55261 | 0.50524 | 0.53577 | 0.54524 | 0.5084 | 0.51366 | 0.51998 | 0.52734 | 0.54892 | 0.52156 | 0.54155 | 0.51524 | 0.53313 | 0.5384 | 0.49998 | 0.53103 | 0.52787 | 0.52313 | 0.54261 | 0.51945 | 0.52419 | 0.54313 | 0.51998 | 0.51524 | 0.5184 | 0.52366 | 0.50629 | 0.50471 | 0.51945 | 0.52366 | 0.52734 | 0.53892 | 0.54576 | 0.51577 | 0.53892 | 0.53103 | 0.53998 | 0.50998 | 0.51945 | 0.50735 | 0.55261 | 0.50892 | 0.53419 | 0.52471 | 0.53471 | 0.5005 | 0.53892 | 0.52156 | 0.54261 | 0.50629 | 0.50629 | 0.49998 | 0.5405 | 0.52682 | 0.54734 | 0.49998 | 0.52524 | 0.50787 | 0.51629 | 0.55155 | 0.54629 | 0.51419 | 0.51998 | 0.52208 | 0.50471 | 0.50735 | 0.50787 | 0.5405 | 0.54682 | 0.52734 | 0.51577 | 0.51103
AB_12S_ISS | 11 | 240 | AB | 0.011387 | 11 | 12411 | 1.4132 | 1.5645 | 1.508 | 1.482 | 1.4775 | 1.4759 | 1.5187 | 1.5522 | 1.5706 | 1.4744 | 1.45 | 1.5095 | 1.5614 | 1.479 | 1.5385 | 1.5522 | 1.4851 | 1.4714 | 1.5874 | 1.4988 | 1.5004 | 1.5019 | 1.4698 | 1.482 | 1.5126 | 1.4744 | 1.4683 | 1.5156 | 1.5736 | 1.5141 | 1.4546 | 1.4958 | 1.4714 | 1.5416 | 1.4775 | 1.5248 | 1.4912 | 1.4546 | 1.5004 | 1.5889 | 1.5019 | 1.4866 | 1.5721 | 1.45 | 1.5538 | 1.5202 | 1.5004 | 1.5874 | 1.4652 | 1.7227 | 1.6043 | 1.6276 | 1.6493 | 1.7093 | 1.6326 | 1.6359 | 1.6176 | 1.7277 | 1.706 | 1.6043 | 1.5993 | 1.6259 | 1.6843 | 1.711 | 1.716 | 1.7443 | 1.6226 | 1.6593 | 1.6276 | 1.7026 | 1.671 | 1.6493 | 1.5959 | 1.6426 | 1.6476 | 1.671 | 1.6459 | 1.5909 | 1.5926 | 1.5842 | 1.6493 | 1.7227 | 1.6143 | 1.6526 | 1.5976 | 1.6093 | 1.686 | 1.6359 | 1.6876 | 1.741 | 1.721 | 1.6826 | 1.751 | 1.656 | 1.6309 | 1.6159 | 1.5926 | 1.6535 | 1.7603 | 1.6857 | 1.6738 | 1.723 | 1.7196 | 1.7128 | 1.7128 | 1.6484 | 1.7468 | 1.7468 | 1.7264 | 1.6264 | 1.7061 | 1.762 | 1.7468 | 1.6654 | 1.6467 | 1.779 | 1.6721 | 1.7502 | 1.7095 | 1.6314 | 1.7281 | 1.6399 | 1.7535 | 1.6518 | 1.6111 | 1.7332 | 1.6264 | 1.6399 | 1.779 | 1.662 | 1.6671 | 1.6637 | 1.6213 | 1.7332 | 1.6484 | 1.7145 | 1.6111 | 1.6348 | 1.7247 | 1.6772 | 1.7468 | 1.7247 | 1.7637 | 1.7807 | 1.6688 | 1.8354 | 1.816 | 1.8531 | 1.8354 | 1.6871 | 1.763 | 1.8125 | 1.7489 | 1.8425 | 1.8443 | 1.6871 | 1.7754 | 1.8496 | 1.7754 | 1.8054 | 1.8107 | 1.8301 | 1.7118 | 1.8178 | 1.7666 | 1.7489 | 1.7842 | 1.7736 | 1.8125 | 1.7418 | 1.7277 | 1.8496 | 1.816 | 1.7789 | 1.6906 | 1.7789 | 1.8443 | 1.7277 | 1.7577 | 1.7577 | 1.7524 | 1.6835 | 1.7913 | 1.68 | 1.6835 | 1.7259 | 1.8284 | 1.733 | 1.7877 | 1.6888 | 1.8107 | 1.8478 | 1.8125 | 1.714 | 1.7535 | 1.7948 | 1.723 | 1.784 | 1.7553 | 1.7464 | 1.811 | 1.7517 | 1.811 | 1.7661 | 1.8181 | 1.7948 | 1.8505 | 1.7787 | 1.7553 | 1.7338 | 1.714 | 1.8128 | 1.7087 | 1.7266 | 1.8415 | 1.7661 | 1.8846 | 1.723 | 1.8271 | 1.8594 | 1.7338 | 1.7517 | 1.7733 | 1.7984 | 1.872 | 1.7787 | 1.8469 | 1.7571 | 1.8181 | 1.8361 | 1.7051 | 1.811 | 1.8002 | 1.784 | 1.8505 | 1.7715 | 1.7876 | 1.8522 | 1.7733 | 1.7571 | 1.7679 | 1.7858 | 1.7266 | 1.7212 | 1.7715 | 1.7858 | 1.7984 | 1.8379 | 1.8612 | 1.7589 | 1.8379 | 1.811 | 1.8415 | 1.7392 | 1.7715 | 1.7302 | 1.8846 | 1.7356 | 1.8217 | 1.7894 | 1.8235 | 1.7069 | 1.8379 | 1.7787 | 1.8505 | 1.7266 | 1.7266 | 1.7051 | 1.8433 | 1.7966 | 1.8666 | 1.7051 | 1.7912 | 1.732 | 1.7607 | 1.881 | 1.863 | 1.7535 | 1.7733 | 1.7805 | 1.7212 | 1.7302 | 1.732 | 1.8433 | 1.8648 | 1.7984 | 1.7589 | 1.7428
AB_132S_DSS | 12 | 240 | AB | 0.00491 | 12 | 12411 | 0.60938 | 0.67458 | 0.65023 | 0.63904 | 0.63707 | 0.63641 | 0.65484 | 0.66932 | 0.67722 | 0.63575 | 0.62522 | 0.65089 | 0.67327 | 0.63773 | 0.6634 | 0.66932 | 0.64036 | 0.63444 | 0.68446 | 0.64628 | 0.64694 | 0.6476 | 0.63378 | 0.63904 | 0.65221 | 0.63575 | 0.63312 | 0.65352 | 0.67853 | 0.65287 | 0.6272 | 0.64497 | 0.63444 | 0.66471 | 0.63707 | 0.65747 | 0.64299 | 0.6272 | 0.64694 | 0.68511 | 0.6476 | 0.64102 | 0.67787 | 0.62522 | 0.66998 | 0.6555 | 0.64694 | 0.68446 | 0.63181 | 0.7428 | 0.69174 | 0.70181 | 0.71116 | 0.73705 | 0.70397 | 0.70541 | 0.6975 | 0.74495 | 0.73561 | 0.69174 | 0.68959 | 0.70109 | 0.72626 | 0.73776 | 0.73992 | 0.75215 | 0.69965 | 0.71547 | 0.70181 | 0.73417 | 0.72051 | 0.71116 | 0.68815 | 0.70828 | 0.71044 | 0.72051 | 0.70972 | 0.68599 | 0.68671 | 0.68312 | 0.71116 | 0.7428 | 0.69606 | 0.7126 | 0.68887 | 0.6939 | 0.72698 | 0.70541 | 0.7277 | 0.75071 | 0.74208 | 0.72554 | 0.75502 | 0.71404 | 0.70325 | 0.69678 | 0.68671 | 0.71297 | 0.75904 | 0.72687 | 0.72175 | 0.74296 | 0.74149 | 0.73857 | 0.73857 | 0.71078 | 0.75319 | 0.75319 | 0.74442 | 0.70127 | 0.73564 | 0.75978 | 0.75319 | 0.71809 | 0.71005 | 0.76709 | 0.72102 | 0.75466 | 0.73711 | 0.70347 | 0.74515 | 0.70712 | 0.75612 | 0.71224 | 0.69469 | 0.74734 | 0.70127 | 0.70712 | 0.76709 | 0.71663 | 0.71882 | 0.71736 | 0.69908 | 0.74734 | 0.71078 | 0.7393 | 0.69469 | 0.70493 | 0.74369 | 0.72321 | 0.75319 | 0.74369 | 0.76051 | 0.76782 | 0.71956 | 0.79143 | 0.78305 | 0.79905 | 0.79143 | 0.72745 | 0.7602 | 0.78153 | 0.75411 | 0.79448 | 0.79524 | 0.72745 | 0.76553 | 0.79753 | 0.76553 | 0.77848 | 0.78077 | 0.78915 | 0.73811 | 0.78382 | 0.76173 | 0.75411 | 0.76934 | 0.76477 | 0.78153 | 0.75106 | 0.74497 | 0.79753 | 0.78305 | 0.76706 | 0.72897 | 0.76706 | 0.79524 | 0.74497 | 0.75792 | 0.75792 | 0.75563 | 0.72592 | 0.77239 | 0.7244 | 0.72592 | 0.74421 | 0.78839 | 0.74725 | 0.77087 | 0.72821 | 0.78077 | 0.79676 | 0.78153 | 0.73909 | 0.75611 | 0.77391 | 0.74296 | 0.76927 | 0.75689 | 0.75302 | 0.78088 | 0.75534 | 0.78088 | 0.76153 | 0.78397 | 0.77391 | 0.7979 | 0.76695 | 0.75689 | 0.7476 | 0.73909 | 0.78165 | 0.73676 | 0.7445 | 0.79403 | 0.76153 | 0.81261 | 0.74296 | 0.78784 | 0.80177 | 0.7476 | 0.75534 | 0.76463 | 0.77546 | 0.80719 | 0.76695 | 0.79636 | 0.75766 | 0.78397 | 0.79171 | 0.73522 | 0.78088 | 0.77623 | 0.76927 | 0.7979 | 0.76385 | 0.77082 | 0.79868 | 0.76463 | 0.75766 | 0.7623 | 0.77004 | 0.7445 | 0.74218 | 0.76385 | 0.77004 | 0.77546 | 0.79249 | 0.80255 | 0.75843 | 0.79249 | 0.78088 | 0.79403 | 0.74992 | 0.76385 | 0.74605 | 0.81261 | 0.74837 | 0.78552 | 0.77159 | 0.7863 | 0.73599 | 0.79249 | 0.76695 | 0.7979 | 0.7445 | 0.7445 | 0.73522 | 0.79481 | 0.77469 | 0.80487 | 0.73522 | 0.77236 | 0.74683 | 0.75921 | 0.81106 | 0.80332 | 0.75611 | 0.76463 | 0.76772 | 0.74218 | 0.74605 | 0.74683 | 0.79481 | 0.8041 | 0.77546 | 0.75843 | 0.75147
AB_138S_DSS | 13 | 240 | AB | 0.00272 | 13 | 12411 | 0.33758 | 0.3737 | 0.36021 | 0.35401 | 0.35292 | 0.35255 | 0.36276 | 0.37078 | 0.37516 | 0.35219 | 0.34636 | 0.36058 | 0.37297 | 0.35328 | 0.3675 | 0.37078 | 0.35474 | 0.35146 | 0.37917 | 0.35802 | 0.35839 | 0.35875 | 0.3511 | 0.35401 | 0.3613 | 0.35219 | 0.35073 | 0.36203 | 0.37589 | 0.36167 | 0.34745 | 0.35729 | 0.35146 | 0.36823 | 0.35292 | 0.36422 | 0.3562 | 0.34745 | 0.35839 | 0.37953 | 0.35875 | 0.35511 | 0.37552 | 0.34636 | 0.37115 | 0.36313 | 0.35839 | 0.37917 | 0.35 | 0.41149 | 0.38321 | 0.38878 | 0.39396 | 0.4083 | 0.38998 | 0.39077 | 0.38639 | 0.41268 | 0.40751 | 0.38321 | 0.38201 | 0.38838 | 0.40233 | 0.4087 | 0.4099 | 0.41667 | 0.38759 | 0.39635 | 0.38878 | 0.40671 | 0.39914 | 0.39396 | 0.38121 | 0.39237 | 0.39356 | 0.39914 | 0.39316 | 0.38002 | 0.38042 | 0.37843 | 0.39396 | 0.41149 | 0.3856 | 0.39476 | 0.38161 | 0.3844 | 0.40273 | 0.39077 | 0.40312 | 0.41587 | 0.41109 | 0.40193 | 0.41826 | 0.39556 | 0.38958 | 0.38599 | 0.38042 | 0.39497 | 0.42049 | 0.40266 | 0.39983 | 0.41158 | 0.41077 | 0.40915 | 0.40915 | 0.39375 | 0.41725 | 0.41725 | 0.41239 | 0.38849 | 0.40753 | 0.42089 | 0.41725 | 0.3978 | 0.39335 | 0.42494 | 0.39942 | 0.41806 | 0.40834 | 0.3897 | 0.41279 | 0.39173 | 0.41887 | 0.39456 | 0.38484 | 0.41401 | 0.38849 | 0.39173 | 0.42494 | 0.39699 | 0.39821 | 0.3974 | 0.38727 | 0.41401 | 0.39375 | 0.40955 | 0.38484 | 0.39051 | 0.41198 | 0.40064 | 0.41725 | 0.41198 | 0.4213 | 0.42535 | 0.39861 | 0.43843 | 0.43379 | 0.44265 | 0.43843 | 0.40299 | 0.42113 | 0.43295 | 0.41775 | 0.44012 | 0.44054 | 0.40299 | 0.42408 | 0.44181 | 0.42408 | 0.43126 | 0.43252 | 0.43717 | 0.40889 | 0.43421 | 0.42197 | 0.41775 | 0.42619 | 0.42366 | 0.43295 | 0.41607 | 0.41269 | 0.44181 | 0.43379 | 0.42493 | 0.40383 | 0.42493 | 0.44054 | 0.41269 | 0.41986 | 0.41986 | 0.4186 | 0.40214 | 0.42788 | 0.4013 | 0.40214 | 0.41227 | 0.43674 | 0.41396 | 0.42704 | 0.40341 | 0.43252 | 0.44138 | 0.43295 | 0.40943 | 0.41886 | 0.42873 | 0.41158 | 0.42615 | 0.41929 | 0.41715 | 0.43258 | 0.41844 | 0.43258 | 0.42187 | 0.4343 | 0.42873 | 0.44202 | 0.42487 | 0.41929 | 0.41415 | 0.40943 | 0.43301 | 0.40815 | 0.41243 | 0.43987 | 0.42187 | 0.45016 | 0.41158 | 0.43644 | 0.44416 | 0.41415 | 0.41844 | 0.42358 | 0.42958 | 0.44716 | 0.42487 | 0.44116 | 0.41972 | 0.4343 | 0.43859 | 0.40729 | 0.43258 | 0.43001 | 0.42615 | 0.44202 | 0.42315 | 0.42701 | 0.44244 | 0.42358 | 0.41972 | 0.42229 | 0.42658 | 0.41243 | 0.41115 | 0.42315 | 0.42658 | 0.42958 | 0.43901 | 0.44459 | 0.42015 | 0.43901 | 0.43258 | 0.43987 | 0.41544 | 0.42315 | 0.41329 | 0.45016 | 0.41458 | 0.43516 | 0.42744 | 0.43559 | 0.40772 | 0.43901 | 0.42487 | 0.44202 | 0.41243 | 0.41243 | 0.40729 | 0.4403 | 0.42915 | 0.44587 | 0.40729 | 0.42787 | 0.41372 | 0.42058 | 0.4493 | 0.44502 | 0.41886 | 0.42358 | 0.4253 | 0.41115 | 0.41329 | 0.41372 | 0.4403 | 0.44545 | 0.42958 | 0.42015 | 0.41629
AB_13S_DSS | 14 | 240 | AB | 0.003823 | 14 | 12411 | 0.47447 | 0.52524 | 0.50628 | 0.49757 | 0.49603 | 0.49552 | 0.50987 | 0.52114 | 0.52729 | 0.49501 | 0.48681 | 0.50679 | 0.52422 | 0.49654 | 0.51653 | 0.52114 | 0.49859 | 0.49398 | 0.53293 | 0.50321 | 0.50372 | 0.50423 | 0.49347 | 0.49757 | 0.50782 | 0.49501 | 0.49296 | 0.50884 | 0.52832 | 0.50833 | 0.48835 | 0.50218 | 0.49398 | 0.51755 | 0.49603 | 0.51192 | 0.50064 | 0.48835 | 0.50372 | 0.53344 | 0.50423 | 0.49911 | 0.5278 | 0.48681 | 0.52165 | 0.51038 | 0.50372 | 0.53293 | 0.49193 | 0.57835 | 0.5386 | 0.54644 | 0.55372 | 0.57387 | 0.54812 | 0.54924 | 0.54308 | 0.58003 | 0.57275 | 0.5386 | 0.53692 | 0.54588 | 0.56548 | 0.57443 | 0.57611 | 0.58563 | 0.54476 | 0.55708 | 0.54644 | 0.57164 | 0.561 | 0.55372 | 0.5358 | 0.55148 | 0.55316 | 0.561 | 0.5526 | 0.53412 | 0.53468 | 0.53188 | 0.55372 | 0.57835 | 0.54196 | 0.55484 | 0.53636 | 0.54028 | 0.56604 | 0.54924 | 0.5666 | 0.58451 | 0.57779 | 0.56492 | 0.58787 | 0.55596 | 0.54756 | 0.54252 | 0.53468 | 0.55513 | 0.591 | 0.56595 | 0.56197 | 0.57848 | 0.57734 | 0.57506 | 0.57506 | 0.55342 | 0.58645 | 0.58645 | 0.57962 | 0.54602 | 0.57278 | 0.59157 | 0.58645 | 0.55912 | 0.55286 | 0.59727 | 0.5614 | 0.58759 | 0.57392 | 0.54773 | 0.58019 | 0.55058 | 0.58873 | 0.55456 | 0.5409 | 0.58189 | 0.54602 | 0.55058 | 0.59727 | 0.55798 | 0.55969 | 0.55855 | 0.54431 | 0.58189 | 0.55342 | 0.57563 | 0.5409 | 0.54887 | 0.57905 | 0.5631 | 0.58645 | 0.57905 | 0.59214 | 0.59784 | 0.56026 | 0.61622 | 0.6097 | 0.62215 | 0.61622 | 0.5664 | 0.5919 | 0.60851 | 0.58716 | 0.61859 | 0.61919 | 0.5664 | 0.59606 | 0.62097 | 0.59606 | 0.60614 | 0.60792 | 0.61444 | 0.5747 | 0.61029 | 0.59309 | 0.58716 | 0.59902 | 0.59546 | 0.60851 | 0.58479 | 0.58004 | 0.62097 | 0.6097 | 0.59724 | 0.56759 | 0.59724 | 0.61919 | 0.58004 | 0.59013 | 0.59013 | 0.58835 | 0.56522 | 0.60139 | 0.56403 | 0.56522 | 0.57945 | 0.61385 | 0.58182 | 0.60021 | 0.56699 | 0.60792 | 0.62037 | 0.60851 | 0.57546 | 0.58872 | 0.60258 | 0.57848 | 0.59896 | 0.58932 | 0.58631 | 0.608 | 0.58812 | 0.608 | 0.59294 | 0.61041 | 0.60258 | 0.62126 | 0.59716 | 0.58932 | 0.58209 | 0.57546 | 0.60861 | 0.57366 | 0.57968 | 0.61825 | 0.59294 | 0.63271 | 0.57848 | 0.61343 | 0.62427 | 0.58209 | 0.58812 | 0.59535 | 0.60379 | 0.62849 | 0.59716 | 0.62005 | 0.58993 | 0.61041 | 0.61644 | 0.57245 | 0.608 | 0.60439 | 0.59896 | 0.62126 | 0.59475 | 0.60017 | 0.62186 | 0.59535 | 0.58993 | 0.59354 | 0.59957 | 0.57968 | 0.57787 | 0.59475 | 0.59957 | 0.60379 | 0.61704 | 0.62488 | 0.59053 | 0.61704 | 0.608 | 0.61825 | 0.5839 | 0.59475 | 0.58089 | 0.63271 | 0.58269 | 0.61162 | 0.60077 | 0.61222 | 0.57305 | 0.61704 | 0.59716 | 0.62126 | 0.57968 | 0.57968 | 0.57245 | 0.61885 | 0.60318 | 0.62668 | 0.57245 | 0.60137 | 0.58149 | 0.59113 | 0.6315 | 0.62548 | 0.58872 | 0.59535 | 0.59776 | 0.57787 | 0.58089 | 0.58149 | 0.61885 | 0.62608 | 0.60379 | 0.59053 | 0.58511
AB_154S_DSS | 15 | 240 | AB | 0.003463 | 15 | 12411 | 0.42979 | 0.47578 | 0.45861 | 0.45072 | 0.44932 | 0.44886 | 0.46186 | 0.47207 | 0.47764 | 0.44839 | 0.44097 | 0.45907 | 0.47485 | 0.44979 | 0.46789 | 0.47207 | 0.45164 | 0.44747 | 0.48274 | 0.45582 | 0.45629 | 0.45675 | 0.447 | 0.45072 | 0.46 | 0.44839 | 0.44654 | 0.46093 | 0.47857 | 0.46046 | 0.44236 | 0.45489 | 0.44747 | 0.46882 | 0.44932 | 0.46371 | 0.4535 | 0.44236 | 0.45629 | 0.48321 | 0.45675 | 0.45211 | 0.4781 | 0.44097 | 0.47253 | 0.46232 | 0.45629 | 0.48274 | 0.44561 | 0.52389 | 0.48788 | 0.49498 | 0.50158 | 0.51983 | 0.49651 | 0.49752 | 0.49194 | 0.52541 | 0.51882 | 0.48788 | 0.48636 | 0.49448 | 0.51223 | 0.52034 | 0.52186 | 0.53048 | 0.49346 | 0.50462 | 0.49498 | 0.51781 | 0.50817 | 0.50158 | 0.48535 | 0.49955 | 0.50107 | 0.50817 | 0.50056 | 0.48383 | 0.48433 | 0.4818 | 0.50158 | 0.52389 | 0.49093 | 0.50259 | 0.48586 | 0.48941 | 0.51273 | 0.49752 | 0.51324 | 0.52947 | 0.52338 | 0.51172 | 0.53251 | 0.50361 | 0.496 | 0.49143 | 0.48433 | 0.50286 | 0.53535 | 0.51266 | 0.50905 | 0.524 | 0.52297 | 0.52091 | 0.52091 | 0.50131 | 0.53122 | 0.53122 | 0.52504 | 0.49461 | 0.51885 | 0.53587 | 0.53122 | 0.50647 | 0.50079 | 0.54102 | 0.50853 | 0.53226 | 0.51988 | 0.49615 | 0.52555 | 0.49873 | 0.53329 | 0.50234 | 0.48996 | 0.5271 | 0.49461 | 0.49873 | 0.54102 | 0.50544 | 0.50698 | 0.50595 | 0.49306 | 0.5271 | 0.50131 | 0.52142 | 0.48996 | 0.49718 | 0.52452 | 0.51008 | 0.53122 | 0.52452 | 0.53638 | 0.54154 | 0.5075 | 0.55819 | 0.55228 | 0.56357 | 0.55819 | 0.51307 | 0.53617 | 0.55121 | 0.53187 | 0.56034 | 0.56088 | 0.51307 | 0.53993 | 0.56249 | 0.53993 | 0.54906 | 0.55067 | 0.55658 | 0.52059 | 0.55282 | 0.53724 | 0.53187 | 0.54261 | 0.53939 | 0.55121 | 0.52972 | 0.52542 | 0.56249 | 0.55228 | 0.541 | 0.51414 | 0.541 | 0.56088 | 0.52542 | 0.53455 | 0.53455 | 0.53294 | 0.51199 | 0.54476 | 0.51092 | 0.51199 | 0.52488 | 0.55604 | 0.52703 | 0.54369 | 0.5136 | 0.55067 | 0.56195 | 0.55121 | 0.52127 | 0.53328 | 0.54584 | 0.524 | 0.54256 | 0.53383 | 0.5311 | 0.55075 | 0.53274 | 0.55075 | 0.5371 | 0.55293 | 0.54584 | 0.56276 | 0.54092 | 0.53383 | 0.52728 | 0.52127 | 0.5513 | 0.51964 | 0.5251 | 0.56003 | 0.5371 | 0.57313 | 0.524 | 0.55566 | 0.56549 | 0.52728 | 0.53274 | 0.53929 | 0.54693 | 0.56931 | 0.54092 | 0.56167 | 0.53437 | 0.55293 | 0.55839 | 0.51855 | 0.55075 | 0.54747 | 0.54256 | 0.56276 | 0.53874 | 0.54365 | 0.5633 | 0.53929 | 0.53437 | 0.53765 | 0.54311 | 0.5251 | 0.52346 | 0.53874 | 0.54311 | 0.54693 | 0.55894 | 0.56603 | 0.53492 | 0.55894 | 0.55075 | 0.56003 | 0.52892 | 0.53874 | 0.52619 | 0.57313 | 0.52782 | 0.55402 | 0.5442 | 0.55457 | 0.51909 | 0.55894 | 0.54092 | 0.56276 | 0.5251 | 0.5251 | 0.51855 | 0.56057 | 0.54638 | 0.56767 | 0.51855 | 0.54475 | 0.52673 | 0.53547 | 0.57204 | 0.56658 | 0.53328 | 0.53929 | 0.54147 | 0.52346 | 0.52619 | 0.52673 | 0.56057 | 0.56712 | 0.54693 | 0.53492 | 0.53001
AB_162S_DSS | 16 | 240 | AB | 0.011778 | 16 | 12411 | 1.4618 | 1.6182 | 1.5598 | 1.5329 | 1.5282 | 1.5266 | 1.5708 | 1.6055 | 1.6245 | 1.525 | 1.4998 | 1.5613 | 1.615 | 1.5298 | 1.5913 | 1.6055 | 1.5361 | 1.5219 | 1.6419 | 1.5503 | 1.5519 | 1.5534 | 1.5203 | 1.5329 | 1.5645 | 1.525 | 1.5187 | 1.5677 | 1.6276 | 1.5661 | 1.5045 | 1.5471 | 1.5219 | 1.5945 | 1.5282 | 1.5771 | 1.5424 | 1.5045 | 1.5519 | 1.6434 | 1.5534 | 1.5377 | 1.6261 | 1.4998 | 1.6071 | 1.5724 | 1.5519 | 1.6419 | 1.5156 | 1.7818 | 1.6593 | 1.6835 | 1.7059 | 1.768 | 1.6887 | 1.6921 | 1.6731 | 1.787 | 1.7646 | 1.6593 | 1.6542 | 1.6818 | 1.7421 | 1.7697 | 1.7749 | 1.8042 | 1.6783 | 1.7163 | 1.6835 | 1.7611 | 1.7283 | 1.7059 | 1.6507 | 1.699 | 1.7042 | 1.7283 | 1.7025 | 1.6455 | 1.6473 | 1.6386 | 1.7059 | 1.7818 | 1.6697 | 1.7094 | 1.6524 | 1.6645 | 1.7439 | 1.6921 | 1.7456 | 1.8008 | 1.7801 | 1.7404 | 1.8111 | 1.7128 | 1.6869 | 1.6714 | 1.6473 | 1.7103 | 1.8208 | 1.7436 | 1.7313 | 1.7822 | 1.7787 | 1.7717 | 1.7717 | 1.705 | 1.8067 | 1.8067 | 1.7857 | 1.6822 | 1.7646 | 1.8225 | 1.8067 | 1.7225 | 1.7033 | 1.8401 | 1.7296 | 1.8103 | 1.7682 | 1.6875 | 1.7874 | 1.6962 | 1.8138 | 1.7085 | 1.6664 | 1.7927 | 1.6822 | 1.6962 | 1.8401 | 1.719 | 1.7243 | 1.7208 | 1.6769 | 1.7927 | 1.705 | 1.7734 | 1.6664 | 1.691 | 1.7839 | 1.7348 | 1.8067 | 1.7839 | 1.8243 | 1.8418 | 1.7261 | 1.8985 | 1.8784 | 1.9167 | 1.8985 | 1.745 | 1.8236 | 1.8747 | 1.8089 | 1.9058 | 1.9076 | 1.745 | 1.8363 | 1.9131 | 1.8363 | 1.8674 | 1.8729 | 1.893 | 1.7706 | 1.8802 | 1.8272 | 1.8089 | 1.8455 | 1.8345 | 1.8747 | 1.8016 | 1.787 | 1.9131 | 1.8784 | 1.84 | 1.7486 | 1.84 | 1.9076 | 1.787 | 1.8181 | 1.8181 | 1.8126 | 1.7413 | 1.8528 | 1.7377 | 1.7413 | 1.7852 | 1.8912 | 1.7925 | 1.8491 | 1.7468 | 1.8729 | 1.9113 | 1.8747 | 1.7729 | 1.8137 | 1.8564 | 1.7822 | 1.8453 | 1.8156 | 1.8063 | 1.8732 | 1.8119 | 1.8732 | 1.8267 | 1.8806 | 1.8564 | 1.914 | 1.8397 | 1.8156 | 1.7933 | 1.7729 | 1.875 | 1.7673 | 1.7859 | 1.9047 | 1.8267 | 1.9493 | 1.7822 | 1.8899 | 1.9233 | 1.7933 | 1.8119 | 1.8342 | 1.8602 | 1.9363 | 1.8397 | 1.9103 | 1.8175 | 1.8806 | 1.8991 | 1.7636 | 1.8732 | 1.862 | 1.8453 | 1.914 | 1.8323 | 1.849 | 1.9159 | 1.8342 | 1.8175 | 1.8286 | 1.8472 | 1.7859 | 1.7803 | 1.8323 | 1.8472 | 1.8602 | 1.901 | 1.9251 | 1.8193 | 1.901 | 1.8732 | 1.9047 | 1.7989 | 1.8323 | 1.7896 | 1.9493 | 1.7952 | 1.8843 | 1.8509 | 1.8861 | 1.7655 | 1.901 | 1.8397 | 1.914 | 1.7859 | 1.7859 | 1.7636 | 1.9066 | 1.8583 | 1.9307 | 1.7636 | 1.8527 | 1.7915 | 1.8212 | 1.9456 | 1.927 | 1.8137 | 1.8342 | 1.8416 | 1.7803 | 1.7896 | 1.7915 | 1.9066 | 1.9288 | 1.8602 | 1.8193 | 1.8026
AB_163S_ISS | 17 | 240 | AB | 0.003606 | 16 | 12411 | 0.44754 | 0.49543 | 0.47754 | 0.46933 | 0.46788 | 0.46739 | 0.48093 | 0.49156 | 0.49736 | 0.46691 | 0.45918 | 0.47803 | 0.49446 | 0.46836 | 0.48721 | 0.49156 | 0.47029 | 0.46594 | 0.50268 | 0.47464 | 0.47513 | 0.47561 | 0.46546 | 0.46933 | 0.47899 | 0.46691 | 0.46498 | 0.47996 | 0.49833 | 0.47948 | 0.46063 | 0.47368 | 0.46594 | 0.48818 | 0.46788 | 0.48286 | 0.47223 | 0.46063 | 0.47513 | 0.50316 | 0.47561 | 0.47078 | 0.49784 | 0.45918 | 0.49204 | 0.48141 | 0.47513 | 0.50268 | 0.46401 | 0.54553 | 0.50803 | 0.51542 | 0.52229 | 0.5413 | 0.51701 | 0.51806 | 0.51226 | 0.54711 | 0.54024 | 0.50803 | 0.50645 | 0.5149 | 0.53338 | 0.54183 | 0.54341 | 0.55239 | 0.51384 | 0.52546 | 0.51542 | 0.53919 | 0.52915 | 0.52229 | 0.50539 | 0.52018 | 0.52176 | 0.52915 | 0.52123 | 0.50381 | 0.50433 | 0.50169 | 0.52229 | 0.54553 | 0.5112 | 0.52335 | 0.50592 | 0.50961 | 0.53391 | 0.51806 | 0.53444 | 0.55133 | 0.545 | 0.53285 | 0.5545 | 0.5244 | 0.51648 | 0.51173 | 0.50433 | 0.52362 | 0.55746 | 0.53383 | 0.53007 | 0.54564 | 0.54457 | 0.54242 | 0.54242 | 0.52201 | 0.55316 | 0.55316 | 0.54672 | 0.51503 | 0.54027 | 0.55799 | 0.55316 | 0.52738 | 0.52147 | 0.56336 | 0.52953 | 0.55423 | 0.54135 | 0.51664 | 0.54725 | 0.51933 | 0.55531 | 0.52309 | 0.5102 | 0.54886 | 0.51503 | 0.51933 | 0.56336 | 0.52631 | 0.52792 | 0.52684 | 0.51342 | 0.54886 | 0.52201 | 0.54296 | 0.5102 | 0.51772 | 0.54618 | 0.53114 | 0.55316 | 0.54618 | 0.55853 | 0.5639 | 0.52846 | 0.58124 | 0.57509 | 0.58684 | 0.58124 | 0.53425 | 0.55831 | 0.57397 | 0.55383 | 0.58348 | 0.58404 | 0.53425 | 0.56222 | 0.58572 | 0.56222 | 0.57173 | 0.57341 | 0.57957 | 0.54208 | 0.57565 | 0.55943 | 0.55383 | 0.56502 | 0.56166 | 0.57397 | 0.55159 | 0.54712 | 0.58572 | 0.57509 | 0.56334 | 0.53537 | 0.56334 | 0.58404 | 0.54712 | 0.55663 | 0.55663 | 0.55495 | 0.53313 | 0.56726 | 0.53201 | 0.53313 | 0.54656 | 0.57901 | 0.5488 | 0.56614 | 0.53481 | 0.57341 | 0.58516 | 0.57397 | 0.5428 | 0.5553 | 0.56838 | 0.54564 | 0.56497 | 0.55587 | 0.55303 | 0.57349 | 0.55474 | 0.57349 | 0.55928 | 0.57577 | 0.56838 | 0.586 | 0.56326 | 0.55587 | 0.54905 | 0.5428 | 0.57406 | 0.54109 | 0.54678 | 0.58315 | 0.55928 | 0.5968 | 0.54564 | 0.57861 | 0.58884 | 0.54905 | 0.55474 | 0.56156 | 0.56951 | 0.59282 | 0.56326 | 0.58486 | 0.55644 | 0.57577 | 0.58145 | 0.53996 | 0.57349 | 0.57008 | 0.56497 | 0.586 | 0.56099 | 0.5661 | 0.58656 | 0.56156 | 0.55644 | 0.55985 | 0.56553 | 0.54678 | 0.54507 | 0.56099 | 0.56553 | 0.56951 | 0.58202 | 0.58941 | 0.55701 | 0.58202 | 0.57349 | 0.58315 | 0.55076 | 0.56099 | 0.54792 | 0.5968 | 0.54962 | 0.5769 | 0.56667 | 0.57747 | 0.54053 | 0.58202 | 0.56326 | 0.586 | 0.54678 | 0.54678 | 0.53996 | 0.58372 | 0.56895 | 0.59111 | 0.53996 | 0.56724 | 0.54848 | 0.55758 | 0.59566 | 0.58997 | 0.5553 | 0.56156 | 0.56383 | 0.54507 | 0.54792 | 0.54848 | 0.58372 | 0.59054 | 0.56951 | 0.55701 | 0.55189
AB_167S_DSS | 18 | 240 | AB | 0.003328 | 18 | 12411 | 0.41304 | 0.45723 | 0.44073 | 0.43314 | 0.43181 | 0.43136 | 0.44385 | 0.45366 | 0.45902 | 0.43091 | 0.42378 | 0.44117 | 0.45634 | 0.43225 | 0.44965 | 0.45366 | 0.43404 | 0.43002 | 0.46392 | 0.43805 | 0.4385 | 0.43894 | 0.42958 | 0.43314 | 0.44207 | 0.43091 | 0.42913 | 0.44296 | 0.45991 | 0.44251 | 0.42512 | 0.43716 | 0.43002 | 0.45054 | 0.43181 | 0.44564 | 0.43582 | 0.42512 | 0.4385 | 0.46437 | 0.43894 | 0.43448 | 0.45946 | 0.42378 | 0.45411 | 0.4443 | 0.4385 | 0.46392 | 0.42824 | 0.50347 | 0.46886 | 0.47569 | 0.48202 | 0.49957 | 0.47715 | 0.47812 | 0.47276 | 0.50493 | 0.49859 | 0.46886 | 0.4674 | 0.4752 | 0.49226 | 0.50006 | 0.50152 | 0.5098 | 0.47423 | 0.48495 | 0.47569 | 0.49762 | 0.48836 | 0.48202 | 0.46643 | 0.48007 | 0.48154 | 0.48836 | 0.48105 | 0.46497 | 0.46545 | 0.46302 | 0.48202 | 0.50347 | 0.47179 | 0.483 | 0.46691 | 0.47033 | 0.49275 | 0.47812 | 0.49323 | 0.50883 | 0.50298 | 0.49177 | 0.51175 | 0.48397 | 0.47666 | 0.47228 | 0.46545 | 0.48325 | 0.51448 | 0.49267 | 0.4892 | 0.50358 | 0.50258 | 0.5006 | 0.5006 | 0.48177 | 0.51052 | 0.51052 | 0.50457 | 0.47532 | 0.49862 | 0.51498 | 0.51052 | 0.48672 | 0.48127 | 0.51993 | 0.48871 | 0.51151 | 0.49961 | 0.47681 | 0.50506 | 0.47929 | 0.5125 | 0.48276 | 0.47086 | 0.50655 | 0.47532 | 0.47929 | 0.51993 | 0.48573 | 0.48722 | 0.48623 | 0.47384 | 0.50655 | 0.48177 | 0.5011 | 0.47086 | 0.4778 | 0.50407 | 0.49019 | 0.51052 | 0.50407 | 0.51547 | 0.52043 | 0.48772 | 0.53643 | 0.53075 | 0.5416 | 0.53643 | 0.49306 | 0.51527 | 0.52972 | 0.51113 | 0.5385 | 0.53901 | 0.49306 | 0.51888 | 0.54056 | 0.51888 | 0.52766 | 0.52921 | 0.53488 | 0.50029 | 0.53127 | 0.5163 | 0.51113 | 0.52146 | 0.51836 | 0.52972 | 0.50907 | 0.50494 | 0.54056 | 0.53075 | 0.51991 | 0.4941 | 0.51991 | 0.53901 | 0.50494 | 0.51372 | 0.51372 | 0.51217 | 0.49203 | 0.52353 | 0.491 | 0.49203 | 0.50442 | 0.53437 | 0.50649 | 0.52249 | 0.49358 | 0.52921 | 0.54005 | 0.52972 | 0.50095 | 0.51249 | 0.52456 | 0.50358 | 0.52141 | 0.51302 | 0.5104 | 0.52928 | 0.51197 | 0.52928 | 0.51617 | 0.53138 | 0.52456 | 0.54082 | 0.51984 | 0.51302 | 0.50672 | 0.50095 | 0.5298 | 0.49938 | 0.50463 | 0.5382 | 0.51617 | 0.55079 | 0.50358 | 0.534 | 0.54344 | 0.50672 | 0.51197 | 0.51826 | 0.52561 | 0.54711 | 0.51984 | 0.53977 | 0.51354 | 0.53138 | 0.53662 | 0.49833 | 0.52928 | 0.52613 | 0.52141 | 0.54082 | 0.51774 | 0.52246 | 0.54134 | 0.51826 | 0.51354 | 0.51669 | 0.52194 | 0.50463 | 0.50305 | 0.51774 | 0.52194 | 0.52561 | 0.53715 | 0.54397 | 0.51407 | 0.53715 | 0.52928 | 0.5382 | 0.5083 | 0.51774 | 0.50567 | 0.55079 | 0.50725 | 0.53243 | 0.52298 | 0.53295 | 0.49886 | 0.53715 | 0.51984 | 0.54082 | 0.50463 | 0.50463 | 0.49833 | 0.53872 | 0.52508 | 0.54554 | 0.49833 | 0.52351 | 0.5062 | 0.51459 | 0.54974 | 0.54449 | 0.51249 | 0.51826 | 0.52036 | 0.50305 | 0.50567 | 0.5062 | 0.53872 | 0.54502 | 0.52561 | 0.51407 | 0.50935
AB_170S_DSS | 19 | 240 | AB | 0.003328 | 19 | 12411 | 0.41304 | 0.45723 | 0.44073 | 0.43314 | 0.43181 | 0.43136 | 0.44385 | 0.45366 | 0.45902 | 0.43091 | 0.42378 | 0.44117 | 0.45634 | 0.43225 | 0.44965 | 0.45366 | 0.43404 | 0.43002 | 0.46392 | 0.43805 | 0.4385 | 0.43894 | 0.42958 | 0.43314 | 0.44207 | 0.43091 | 0.42913 | 0.44296 | 0.45991 | 0.44251 | 0.42512 | 0.43716 | 0.43002 | 0.45054 | 0.43181 | 0.44564 | 0.43582 | 0.42512 | 0.4385 | 0.46437 | 0.43894 | 0.43448 | 0.45946 | 0.42378 | 0.45411 | 0.4443 | 0.4385 | 0.46392 | 0.42824 | 0.50347 | 0.46886 | 0.47569 | 0.48202 | 0.49957 | 0.47715 | 0.47812 | 0.47276 | 0.50493 | 0.49859 | 0.46886 | 0.4674 | 0.4752 | 0.49226 | 0.50006 | 0.50152 | 0.5098 | 0.47423 | 0.48495 | 0.47569 | 0.49762 | 0.48836 | 0.48202 | 0.46643 | 0.48007 | 0.48154 | 0.48836 | 0.48105 | 0.46497 | 0.46545 | 0.46302 | 0.48202 | 0.50347 | 0.47179 | 0.483 | 0.46691 | 0.47033 | 0.49275 | 0.47812 | 0.49323 | 0.50883 | 0.50298 | 0.49177 | 0.51175 | 0.48397 | 0.47666 | 0.47228 | 0.46545 | 0.48325 | 0.51448 | 0.49267 | 0.4892 | 0.50358 | 0.50258 | 0.5006 | 0.5006 | 0.48177 | 0.51052 | 0.51052 | 0.50457 | 0.47532 | 0.49862 | 0.51498 | 0.51052 | 0.48672 | 0.48127 | 0.51993 | 0.48871 | 0.51151 | 0.49961 | 0.47681 | 0.50506 | 0.47929 | 0.5125 | 0.48276 | 0.47086 | 0.50655 | 0.47532 | 0.47929 | 0.51993 | 0.48573 | 0.48722 | 0.48623 | 0.47384 | 0.50655 | 0.48177 | 0.5011 | 0.47086 | 0.4778 | 0.50407 | 0.49019 | 0.51052 | 0.50407 | 0.51547 | 0.52043 | 0.48772 | 0.53643 | 0.53075 | 0.5416 | 0.53643 | 0.49306 | 0.51527 | 0.52972 | 0.51113 | 0.5385 | 0.53901 | 0.49306 | 0.51888 | 0.54056 | 0.51888 | 0.52766 | 0.52921 | 0.53488 | 0.50029 | 0.53127 | 0.5163 | 0.51113 | 0.52146 | 0.51836 | 0.52972 | 0.50907 | 0.50494 | 0.54056 | 0.53075 | 0.51991 | 0.4941 | 0.51991 | 0.53901 | 0.50494 | 0.51372 | 0.51372 | 0.51217 | 0.49203 | 0.52353 | 0.491 | 0.49203 | 0.50442 | 0.53437 | 0.50649 | 0.52249 | 0.49358 | 0.52921 | 0.54005 | 0.52972 | 0.50095 | 0.51249 | 0.52456 | 0.50358 | 0.52141 | 0.51302 | 0.5104 | 0.52928 | 0.51197 | 0.52928 | 0.51617 | 0.53138 | 0.52456 | 0.54082 | 0.51984 | 0.51302 | 0.50672 | 0.50095 | 0.5298 | 0.49938 | 0.50463 | 0.5382 | 0.51617 | 0.55079 | 0.50358 | 0.534 | 0.54344 | 0.50672 | 0.51197 | 0.51826 | 0.52561 | 0.54711 | 0.51984 | 0.53977 | 0.51354 | 0.53138 | 0.53662 | 0.49833 | 0.52928 | 0.52613 | 0.52141 | 0.54082 | 0.51774 | 0.52246 | 0.54134 | 0.51826 | 0.51354 | 0.51669 | 0.52194 | 0.50463 | 0.50305 | 0.51774 | 0.52194 | 0.52561 | 0.53715 | 0.54397 | 0.51407 | 0.53715 | 0.52928 | 0.5382 | 0.5083 | 0.51774 | 0.50567 | 0.55079 | 0.50725 | 0.53243 | 0.52298 | 0.53295 | 0.49886 | 0.53715 | 0.51984 | 0.54082 | 0.50463 | 0.50463 | 0.49833 | 0.53872 | 0.52508 | 0.54554 | 0.49833 | 0.52351 | 0.5062 | 0.51459 | 0.54974 | 0.54449 | 0.51249 | 0.51826 | 0.52036 | 0.50305 | 0.50567 | 0.5062 | 0.53872 | 0.54502 | 0.52561 | 0.51407 | 0.50935
AB_17S_DSS | 20 | 240 | AB | 0.005274 | 20 | 12411 | 0.65456 | 0.72459 | 0.69844 | 0.68642 | 0.6843 | 0.68359 | 0.70339 | 0.71894 | 0.72742 | 0.68289 | 0.67157 | 0.69914 | 0.72318 | 0.68501 | 0.71258 | 0.71894 | 0.68783 | 0.68147 | 0.7352 | 0.6942 | 0.6949 | 0.69561 | 0.68076 | 0.68642 | 0.70056 | 0.68289 | 0.68006 | 0.70197 | 0.72884 | 0.70127 | 0.6737 | 0.69278 | 0.68147 | 0.71399 | 0.6843 | 0.70621 | 0.69066 | 0.6737 | 0.6949 | 0.7359 | 0.69561 | 0.68854 | 0.72813 | 0.67157 | 0.71965 | 0.70409 | 0.6949 | 0.7352 | 0.67864 | 0.79786 | 0.74303 | 0.75384 | 0.76388 | 0.79169 | 0.75616 | 0.7577 | 0.7492 | 0.80018 | 0.79014 | 0.74303 | 0.74071 | 0.75307 | 0.7801 | 0.79246 | 0.79478 | 0.80791 | 0.75152 | 0.76851 | 0.75384 | 0.7886 | 0.77392 | 0.76388 | 0.73916 | 0.76079 | 0.76311 | 0.77392 | 0.76234 | 0.73685 | 0.73762 | 0.73376 | 0.76388 | 0.79786 | 0.74766 | 0.76542 | 0.73994 | 0.74534 | 0.78087 | 0.7577 | 0.78164 | 0.80636 | 0.79709 | 0.77933 | 0.811 | 0.76697 | 0.75538 | 0.74843 | 0.73762 | 0.76583 | 0.81532 | 0.78075 | 0.77526 | 0.79803 | 0.79646 | 0.79332 | 0.79332 | 0.76347 | 0.80903 | 0.80903 | 0.79961 | 0.75326 | 0.79018 | 0.8161 | 0.80903 | 0.77133 | 0.76269 | 0.82396 | 0.77447 | 0.8106 | 0.79175 | 0.75562 | 0.80039 | 0.75955 | 0.81217 | 0.76505 | 0.74619 | 0.80275 | 0.75326 | 0.75955 | 0.82396 | 0.76976 | 0.77211 | 0.77054 | 0.75091 | 0.80275 | 0.76347 | 0.79411 | 0.74619 | 0.75719 | 0.79882 | 0.77683 | 0.80903 | 0.79882 | 0.81689 | 0.82474 | 0.7729 | 0.8501 | 0.8411 | 0.85829 | 0.8501 | 0.78138 | 0.81656 | 0.83947 | 0.81001 | 0.85338 | 0.8542 | 0.78138 | 0.82229 | 0.85665 | 0.82229 | 0.8362 | 0.83865 | 0.84765 | 0.79283 | 0.84192 | 0.8182 | 0.81001 | 0.82638 | 0.82147 | 0.83947 | 0.80674 | 0.80019 | 0.85665 | 0.8411 | 0.82392 | 0.78301 | 0.82392 | 0.8542 | 0.80019 | 0.8141 | 0.8141 | 0.81165 | 0.77974 | 0.82965 | 0.7781 | 0.77974 | 0.79938 | 0.84683 | 0.80265 | 0.82801 | 0.78219 | 0.83865 | 0.85583 | 0.83947 | 0.79388 | 0.81217 | 0.83129 | 0.79803 | 0.8263 | 0.813 | 0.80884 | 0.83877 | 0.81134 | 0.83877 | 0.81799 | 0.84209 | 0.83129 | 0.85706 | 0.8238 | 0.813 | 0.80302 | 0.79388 | 0.8396 | 0.79138 | 0.7997 | 0.8529 | 0.81799 | 0.87285 | 0.79803 | 0.84625 | 0.86121 | 0.80302 | 0.81134 | 0.82131 | 0.83295 | 0.86703 | 0.8238 | 0.85539 | 0.81383 | 0.84209 | 0.85041 | 0.78972 | 0.83877 | 0.83378 | 0.8263 | 0.85706 | 0.82048 | 0.82796 | 0.85789 | 0.82131 | 0.81383 | 0.81882 | 0.82713 | 0.7997 | 0.7972 | 0.82048 | 0.82713 | 0.83295 | 0.85124 | 0.86204 | 0.81466 | 0.85124 | 0.83877 | 0.8529 | 0.80552 | 0.82048 | 0.80136 | 0.87285 | 0.80385 | 0.84376 | 0.82879 | 0.84459 | 0.79055 | 0.85124 | 0.8238 | 0.85706 | 0.7997 | 0.7997 | 0.78972 | 0.85373 | 0.83212 | 0.86454 | 0.78972 | 0.82962 | 0.80219 | 0.81549 | 0.87119 | 0.86288 | 0.81217 | 0.82131 | 0.82464 | 0.7972 | 0.80136 | 0.80219 | 0.85373 | 0.86371 | 0.83295 | 0.81466 | 0.80718
AB_19S_DSS | 21 | 240 | AB | 0.011387 | 21 | 12411 | 1.4132 | 1.5645 | 1.508 | 1.482 | 1.4775 | 1.4759 | 1.5187 | 1.5522 | 1.5706 | 1.4744 | 1.45 | 1.5095 | 1.5614 | 1.479 | 1.5385 | 1.5522 | 1.4851 | 1.4714 | 1.5874 | 1.4988 | 1.5004 | 1.5019 | 1.4698 | 1.482 | 1.5126 | 1.4744 | 1.4683 | 1.5156 | 1.5736 | 1.5141 | 1.4546 | 1.4958 | 1.4714 | 1.5416 | 1.4775 | 1.5248 | 1.4912 | 1.4546 | 1.5004 | 1.5889 | 1.5019 | 1.4866 | 1.5721 | 1.45 | 1.5538 | 1.5202 | 1.5004 | 1.5874 | 1.4652 | 1.7227 | 1.6043 | 1.6276 | 1.6493 | 1.7093 | 1.6326 | 1.6359 | 1.6176 | 1.7277 | 1.706 | 1.6043 | 1.5993 | 1.6259 | 1.6843 | 1.711 | 1.716 | 1.7443 | 1.6226 | 1.6593 | 1.6276 | 1.7026 | 1.671 | 1.6493 | 1.5959 | 1.6426 | 1.6476 | 1.671 | 1.6459 | 1.5909 | 1.5926 | 1.5842 | 1.6493 | 1.7227 | 1.6143 | 1.6526 | 1.5976 | 1.6093 | 1.686 | 1.6359 | 1.6876 | 1.741 | 1.721 | 1.6826 | 1.751 | 1.656 | 1.6309 | 1.6159 | 1.5926 | 1.6535 | 1.7603 | 1.6857 | 1.6738 | 1.723 | 1.7196 | 1.7128 | 1.7128 | 1.6484 | 1.7468 | 1.7468 | 1.7264 | 1.6264 | 1.7061 | 1.762 | 1.7468 | 1.6654 | 1.6467 | 1.779 | 1.6721 | 1.7502 | 1.7095 | 1.6314 | 1.7281 | 1.6399 | 1.7535 | 1.6518 | 1.6111 | 1.7332 | 1.6264 | 1.6399 | 1.779 | 1.662 | 1.6671 | 1.6637 | 1.6213 | 1.7332 | 1.6484 | 1.7145 | 1.6111 | 1.6348 | 1.7247 | 1.6772 | 1.7468 | 1.7247 | 1.7637 | 1.7807 | 1.6688 | 1.8354 | 1.816 | 1.8531 | 1.8354 | 1.6871 | 1.763 | 1.8125 | 1.7489 | 1.8425 | 1.8443 | 1.6871 | 1.7754 | 1.8496 | 1.7754 | 1.8054 | 1.8107 | 1.8301 | 1.7118 | 1.8178 | 1.7666 | 1.7489 | 1.7842 | 1.7736 | 1.8125 | 1.7418 | 1.7277 | 1.8496 | 1.816 | 1.7789 | 1.6906 | 1.7789 | 1.8443 | 1.7277 | 1.7577 | 1.7577 | 1.7524 | 1.6835 | 1.7913 | 1.68 | 1.6835 | 1.7259 | 1.8284 | 1.733 | 1.7877 | 1.6888 | 1.8107 | 1.8478 | 1.8125 | 1.714 | 1.7535 | 1.7948 | 1.723 | 1.784 | 1.7553 | 1.7464 | 1.811 | 1.7517 | 1.811 | 1.7661 | 1.8181 | 1.7948 | 1.8505 | 1.7787 | 1.7553 | 1.7338 | 1.714 | 1.8128 | 1.7087 | 1.7266 | 1.8415 | 1.7661 | 1.8846 | 1.723 | 1.8271 | 1.8594 | 1.7338 | 1.7517 | 1.7733 | 1.7984 | 1.872 | 1.7787 | 1.8469 | 1.7571 | 1.8181 | 1.8361 | 1.7051 | 1.811 | 1.8002 | 1.784 | 1.8505 | 1.7715 | 1.7876 | 1.8522 | 1.7733 | 1.7571 | 1.7679 | 1.7858 | 1.7266 | 1.7212 | 1.7715 | 1.7858 | 1.7984 | 1.8379 | 1.8612 | 1.7589 | 1.8379 | 1.811 | 1.8415 | 1.7392 | 1.7715 | 1.7302 | 1.8846 | 1.7356 | 1.8217 | 1.7894 | 1.8235 | 1.7069 | 1.8379 | 1.7787 | 1.8505 | 1.7266 | 1.7266 | 1.7051 | 1.8433 | 1.7966 | 1.8666 | 1.7051 | 1.7912 | 1.732 | 1.7607 | 1.881 | 1.863 | 1.7535 | 1.7733 | 1.7805 | 1.7212 | 1.7302 | 1.732 | 1.8433 | 1.8648 | 1.7984 | 1.7589 | 1.7428
AB_2005S_DSS | 22 | 240 | AB | 0.003463 | 22 | 12411 | 0.42979 | 0.47578 | 0.45861 | 0.45072 | 0.44932 | 0.44886 | 0.46186 | 0.47207 | 0.47764 | 0.44839 | 0.44097 | 0.45907 | 0.47485 | 0.44979 | 0.46789 | 0.47207 | 0.45164 | 0.44747 | 0.48274 | 0.45582 | 0.45629 | 0.45675 | 0.447 | 0.45072 | 0.46 | 0.44839 | 0.44654 | 0.46093 | 0.47857 | 0.46046 | 0.44236 | 0.45489 | 0.44747 | 0.46882 | 0.44932 | 0.46371 | 0.4535 | 0.44236 | 0.45629 | 0.48321 | 0.45675 | 0.45211 | 0.4781 | 0.44097 | 0.47253 | 0.46232 | 0.45629 | 0.48274 | 0.44561 | 0.52389 | 0.48788 | 0.49498 | 0.50158 | 0.51983 | 0.49651 | 0.49752 | 0.49194 | 0.52541 | 0.51882 | 0.48788 | 0.48636 | 0.49448 | 0.51223 | 0.52034 | 0.52186 | 0.53048 | 0.49346 | 0.50462 | 0.49498 | 0.51781 | 0.50817 | 0.50158 | 0.48535 | 0.49955 | 0.50107 | 0.50817 | 0.50056 | 0.48383 | 0.48433 | 0.4818 | 0.50158 | 0.52389 | 0.49093 | 0.50259 | 0.48586 | 0.48941 | 0.51273 | 0.49752 | 0.51324 | 0.52947 | 0.52338 | 0.51172 | 0.53251 | 0.50361 | 0.496 | 0.49143 | 0.48433 | 0.50286 | 0.53535 | 0.51266 | 0.50905 | 0.524 | 0.52297 | 0.52091 | 0.52091 | 0.50131 | 0.53122 | 0.53122 | 0.52504 | 0.49461 | 0.51885 | 0.53587 | 0.53122 | 0.50647 | 0.50079 | 0.54102 | 0.50853 | 0.53226 | 0.51988 | 0.49615 | 0.52555 | 0.49873 | 0.53329 | 0.50234 | 0.48996 | 0.5271 | 0.49461 | 0.49873 | 0.54102 | 0.50544 | 0.50698 | 0.50595 | 0.49306 | 0.5271 | 0.50131 | 0.52142 | 0.48996 | 0.49718 | 0.52452 | 0.51008 | 0.53122 | 0.52452 | 0.53638 | 0.54154 | 0.5075 | 0.55819 | 0.55228 | 0.56357 | 0.55819 | 0.51307 | 0.53617 | 0.55121 | 0.53187 | 0.56034 | 0.56088 | 0.51307 | 0.53993 | 0.56249 | 0.53993 | 0.54906 | 0.55067 | 0.55658 | 0.52059 | 0.55282 | 0.53724 | 0.53187 | 0.54261 | 0.53939 | 0.55121 | 0.52972 | 0.52542 | 0.56249 | 0.55228 | 0.541 | 0.51414 | 0.541 | 0.56088 | 0.52542 | 0.53455 | 0.53455 | 0.53294 | 0.51199 | 0.54476 | 0.51092 | 0.51199 | 0.52488 | 0.55604 | 0.52703 | 0.54369 | 0.5136 | 0.55067 | 0.56195 | 0.55121 | 0.52127 | 0.53328 | 0.54584 | 0.524 | 0.54256 | 0.53383 | 0.5311 | 0.55075 | 0.53274 | 0.55075 | 0.5371 | 0.55293 | 0.54584 | 0.56276 | 0.54092 | 0.53383 | 0.52728 | 0.52127 | 0.5513 | 0.51964 | 0.5251 | 0.56003 | 0.5371 | 0.57313 | 0.524 | 0.55566 | 0.56549 | 0.52728 | 0.53274 | 0.53929 | 0.54693 | 0.56931 | 0.54092 | 0.56167 | 0.53437 | 0.55293 | 0.55839 | 0.51855 | 0.55075 | 0.54747 | 0.54256 | 0.56276 | 0.53874 | 0.54365 | 0.5633 | 0.53929 | 0.53437 | 0.53765 | 0.54311 | 0.5251 | 0.52346 | 0.53874 | 0.54311 | 0.54693 | 0.55894 | 0.56603 | 0.53492 | 0.55894 | 0.55075 | 0.56003 | 0.52892 | 0.53874 | 0.52619 | 0.57313 | 0.52782 | 0.55402 | 0.5442 | 0.55457 | 0.51909 | 0.55894 | 0.54092 | 0.56276 | 0.5251 | 0.5251 | 0.51855 | 0.56057 | 0.54638 | 0.56767 | 0.51855 | 0.54475 | 0.52673 | 0.53547 | 0.57204 | 0.56658 | 0.53328 | 0.53929 | 0.54147 | 0.52346 | 0.52619 | 0.52673 | 0.56057 | 0.56712 | 0.54693 | 0.53492 | 0.53001
AB_2011S_DSS | 23 | 240 | AB | 0.003463 | 23 | 12411 | 0.42979 | 0.47578 | 0.45861 | 0.45072 | 0.44932 | 0.44886 | 0.46186 | 0.47207 | 0.47764 | 0.44839 | 0.44097 | 0.45907 | 0.47485 | 0.44979 | 0.46789 | 0.47207 | 0.45164 | 0.44747 | 0.48274 | 0.45582 | 0.45629 | 0.45675 | 0.447 | 0.45072 | 0.46 | 0.44839 | 0.44654 | 0.46093 | 0.47857 | 0.46046 | 0.44236 | 0.45489 | 0.44747 | 0.46882 | 0.44932 | 0.46371 | 0.4535 | 0.44236 | 0.45629 | 0.48321 | 0.45675 | 0.45211 | 0.4781 | 0.44097 | 0.47253 | 0.46232 | 0.45629 | 0.48274 | 0.44561 | 0.52389 | 0.48788 | 0.49498 | 0.50158 | 0.51983 | 0.49651 | 0.49752 | 0.49194 | 0.52541 | 0.51882 | 0.48788 | 0.48636 | 0.49448 | 0.51223 | 0.52034 | 0.52186 | 0.53048 | 0.49346 | 0.50462 | 0.49498 | 0.51781 | 0.50817 | 0.50158 | 0.48535 | 0.49955 | 0.50107 | 0.50817 | 0.50056 | 0.48383 | 0.48433 | 0.4818 | 0.50158 | 0.52389 | 0.49093 | 0.50259 | 0.48586 | 0.48941 | 0.51273 | 0.49752 | 0.51324 | 0.52947 | 0.52338 | 0.51172 | 0.53251 | 0.50361 | 0.496 | 0.49143 | 0.48433 | 0.50286 | 0.53535 | 0.51266 | 0.50905 | 0.524 | 0.52297 | 0.52091 | 0.52091 | 0.50131 | 0.53122 | 0.53122 | 0.52504 | 0.49461 | 0.51885 | 0.53587 | 0.53122 | 0.50647 | 0.50079 | 0.54102 | 0.50853 | 0.53226 | 0.51988 | 0.49615 | 0.52555 | 0.49873 | 0.53329 | 0.50234 | 0.48996 | 0.5271 | 0.49461 | 0.49873 | 0.54102 | 0.50544 | 0.50698 | 0.50595 | 0.49306 | 0.5271 | 0.50131 | 0.52142 | 0.48996 | 0.49718 | 0.52452 | 0.51008 | 0.53122 | 0.52452 | 0.53638 | 0.54154 | 0.5075 | 0.55819 | 0.55228 | 0.56357 | 0.55819 | 0.51307 | 0.53617 | 0.55121 | 0.53187 | 0.56034 | 0.56088 | 0.51307 | 0.53993 | 0.56249 | 0.53993 | 0.54906 | 0.55067 | 0.55658 | 0.52059 | 0.55282 | 0.53724 | 0.53187 | 0.54261 | 0.53939 | 0.55121 | 0.52972 | 0.52542 | 0.56249 | 0.55228 | 0.541 | 0.51414 | 0.541 | 0.56088 | 0.52542 | 0.53455 | 0.53455 | 0.53294 | 0.51199 | 0.54476 | 0.51092 | 0.51199 | 0.52488 | 0.55604 | 0.52703 | 0.54369 | 0.5136 | 0.55067 | 0.56195 | 0.55121 | 0.52127 | 0.53328 | 0.54584 | 0.524 | 0.54256 | 0.53383 | 0.5311 | 0.55075 | 0.53274 | 0.55075 | 0.5371 | 0.55293 | 0.54584 | 0.56276 | 0.54092 | 0.53383 | 0.52728 | 0.52127 | 0.5513 | 0.51964 | 0.5251 | 0.56003 | 0.5371 | 0.57313 | 0.524 | 0.55566 | 0.56549 | 0.52728 | 0.53274 | 0.53929 | 0.54693 | 0.56931 | 0.54092 | 0.56167 | 0.53437 | 0.55293 | 0.55839 | 0.51855 | 0.55075 | 0.54747 | 0.54256 | 0.56276 | 0.53874 | 0.54365 | 0.5633 | 0.53929 | 0.53437 | 0.53765 | 0.54311 | 0.5251 | 0.52346 | 0.53874 | 0.54311 | 0.54693 | 0.55894 | 0.56603 | 0.53492 | 0.55894 | 0.55075 | 0.56003 | 0.52892 | 0.53874 | 0.52619 | 0.57313 | 0.52782 | 0.55402 | 0.5442 | 0.55457 | 0.51909 | 0.55894 | 0.54092 | 0.56276 | 0.5251 | 0.5251 | 0.51855 | 0.56057 | 0.54638 | 0.56767 | 0.51855 | 0.54475 | 0.52673 | 0.53547 | 0.57204 | 0.56658 | 0.53328 | 0.53929 | 0.54147 | 0.52346 | 0.52619 | 0.52673 | 0.56057 | 0.56712 | 0.54693 | 0.53492 | 0.53001
AB_2015S_DSS | 24 | 240 | AB | 0.003463 | 24 | 12411 | 0.42979 | 0.47578 | 0.45861 | 0.45072 | 0.44932 | 0.44886 | 0.46186 | 0.47207 | 0.47764 | 0.44839 | 0.44097 | 0.45907 | 0.47485 | 0.44979 | 0.46789 | 0.47207 | 0.45164 | 0.44747 | 0.48274 | 0.45582 | 0.45629 | 0.45675 | 0.447 | 0.45072 | 0.46 | 0.44839 | 0.44654 | 0.46093 | 0.47857 | 0.46046 | 0.44236 | 0.45489 | 0.44747 | 0.46882 | 0.44932 | 0.46371 | 0.4535 | 0.44236 | 0.45629 | 0.48321 | 0.45675 | 0.45211 | 0.4781 | 0.44097 | 0.47253 | 0.46232 | 0.45629 | 0.48274 | 0.44561 | 0.52389 | 0.48788 | 0.49498 | 0.50158 | 0.51983 | 0.49651 | 0.49752 | 0.49194 | 0.52541 | 0.51882 | 0.48788 | 0.48636 | 0.49448 | 0.51223 | 0.52034 | 0.52186 | 0.53048 | 0.49346 | 0.50462 | 0.49498 | 0.51781 | 0.50817 | 0.50158 | 0.48535 | 0.49955 | 0.50107 | 0.50817 | 0.50056 | 0.48383 | 0.48433 | 0.4818 | 0.50158 | 0.52389 | 0.49093 | 0.50259 | 0.48586 | 0.48941 | 0.51273 | 0.49752 | 0.51324 | 0.52947 | 0.52338 | 0.51172 | 0.53251 | 0.50361 | 0.496 | 0.49143 | 0.48433 | 0.50286 | 0.53535 | 0.51266 | 0.50905 | 0.524 | 0.52297 | 0.52091 | 0.52091 | 0.50131 | 0.53122 | 0.53122 | 0.52504 | 0.49461 | 0.51885 | 0.53587 | 0.53122 | 0.50647 | 0.50079 | 0.54102 | 0.50853 | 0.53226 | 0.51988 | 0.49615 | 0.52555 | 0.49873 | 0.53329 | 0.50234 | 0.48996 | 0.5271 | 0.49461 | 0.49873 | 0.54102 | 0.50544 | 0.50698 | 0.50595 | 0.49306 | 0.5271 | 0.50131 | 0.52142 | 0.48996 | 0.49718 | 0.52452 | 0.51008 | 0.53122 | 0.52452 | 0.53638 | 0.54154 | 0.5075 | 0.55819 | 0.55228 | 0.56357 | 0.55819 | 0.51307 | 0.53617 | 0.55121 | 0.53187 | 0.56034 | 0.56088 | 0.51307 | 0.53993 | 0.56249 | 0.53993 | 0.54906 | 0.55067 | 0.55658 | 0.52059 | 0.55282 | 0.53724 | 0.53187 | 0.54261 | 0.53939 | 0.55121 | 0.52972 | 0.52542 | 0.56249 | 0.55228 | 0.541 | 0.51414 | 0.541 | 0.56088 | 0.52542 | 0.53455 | 0.53455 | 0.53294 | 0.51199 | 0.54476 | 0.51092 | 0.51199 | 0.52488 | 0.55604 | 0.52703 | 0.54369 | 0.5136 | 0.55067 | 0.56195 | 0.55121 | 0.52127 | 0.53328 | 0.54584 | 0.524 | 0.54256 | 0.53383 | 0.5311 | 0.55075 | 0.53274 | 0.55075 | 0.5371 | 0.55293 | 0.54584 | 0.56276 | 0.54092 | 0.53383 | 0.52728 | 0.52127 | 0.5513 | 0.51964 | 0.5251 | 0.56003 | 0.5371 | 0.57313 | 0.524 | 0.55566 | 0.56549 | 0.52728 | 0.53274 | 0.53929 | 0.54693 | 0.56931 | 0.54092 | 0.56167 | 0.53437 | 0.55293 | 0.55839 | 0.51855 | 0.55075 | 0.54747 | 0.54256 | 0.56276 | 0.53874 | 0.54365 | 0.5633 | 0.53929 | 0.53437 | 0.53765 | 0.54311 | 0.5251 | 0.52346 | 0.53874 | 0.54311 | 0.54693 | 0.55894 | 0.56603 | 0.53492 | 0.55894 | 0.55075 | 0.56003 | 0.52892 | 0.53874 | 0.52619 | 0.57313 | 0.52782 | 0.55402 | 0.5442 | 0.55457 | 0.51909 | 0.55894 | 0.54092 | 0.56276 | 0.5251 | 0.5251 | 0.51855 | 0.56057 | 0.54638 | 0.56767 | 0.51855 | 0.54475 | 0.52673 | 0.53547 | 0.57204 | 0.56658 | 0.53328 | 0.53929 | 0.54147 | 0.52346 | 0.52619 | 0.52673 | 0.56057 | 0.56712 | 0.54693 | 0.53492 | 0.53001
AB_2029S_TSS | 25 | 500 | AB | 0.023724 | 25 | 12411 | 2.9444 | 3.2594 | 3.1418 | 3.0877 | 3.0782 | 3.075 | 3.164 | 3.234 | 3.2722 | 3.0718 | 3.0209 | 3.145 | 3.2531 | 3.0814 | 3.2054 | 3.234 | 3.0941 | 3.0655 | 3.3071 | 3.1227 | 3.1259 | 3.1291 | 3.0623 | 3.0877 | 3.1513 | 3.0718 | 3.0591 | 3.1577 | 3.2785 | 3.1545 | 3.0305 | 3.1163 | 3.0655 | 3.2117 | 3.0782 | 3.1768 | 3.1068 | 3.0305 | 3.1259 | 3.3103 | 3.1291 | 3.0973 | 3.2753 | 3.0209 | 3.2372 | 3.1672 | 3.1259 | 3.3071 | 3.0527 | 3.589 | 3.3423 | 3.391 | 3.4362 | 3.5612 | 3.4014 | 3.4084 | 3.3701 | 3.5995 | 3.5543 | 3.3423 | 3.3319 | 3.3875 | 3.5091 | 3.5647 | 3.5751 | 3.6342 | 3.3806 | 3.457 | 3.391 | 3.5473 | 3.4813 | 3.4362 | 3.325 | 3.4223 | 3.4327 | 3.4813 | 3.4292 | 3.3146 | 3.318 | 3.3007 | 3.4362 | 3.589 | 3.3632 | 3.4431 | 3.3285 | 3.3528 | 3.5126 | 3.4084 | 3.5161 | 3.6272 | 3.5856 | 3.5056 | 3.6481 | 3.4501 | 3.3979 | 3.3667 | 3.318 | 3.4449 | 3.6675 | 3.5121 | 3.4873 | 3.5898 | 3.5827 | 3.5686 | 3.5686 | 3.4343 | 3.6393 | 3.6393 | 3.5969 | 3.3884 | 3.5545 | 3.6711 | 3.6393 | 3.4697 | 3.4308 | 3.7064 | 3.4838 | 3.6463 | 3.5615 | 3.399 | 3.6004 | 3.4167 | 3.6534 | 3.4414 | 3.3566 | 3.611 | 3.3884 | 3.4167 | 3.7064 | 3.4626 | 3.4732 | 3.4661 | 3.3778 | 3.611 | 3.4343 | 3.5721 | 3.3566 | 3.4061 | 3.5933 | 3.4944 | 3.6393 | 3.5933 | 3.6746 | 3.7099 | 3.4767 | 3.824 | 3.7835 | 3.8608 | 3.824 | 3.5149 | 3.6731 | 3.7762 | 3.6437 | 3.8387 | 3.8424 | 3.5149 | 3.6989 | 3.8535 | 3.6989 | 3.7615 | 3.7725 | 3.813 | 3.5664 | 3.7872 | 3.6805 | 3.6437 | 3.7173 | 3.6952 | 3.7762 | 3.629 | 3.5995 | 3.8535 | 3.7835 | 3.7062 | 3.5222 | 3.7062 | 3.8424 | 3.5995 | 3.6621 | 3.6621 | 3.651 | 3.5075 | 3.732 | 3.5001 | 3.5075 | 3.5958 | 3.8093 | 3.6106 | 3.7246 | 3.5185 | 3.7725 | 3.8498 | 3.7762 | 3.5711 | 3.6534 | 3.7394 | 3.5898 | 3.7169 | 3.6571 | 3.6384 | 3.773 | 3.6496 | 3.773 | 3.6795 | 3.788 | 3.7394 | 3.8553 | 3.7057 | 3.6571 | 3.6122 | 3.5711 | 3.7768 | 3.5599 | 3.5973 | 3.8366 | 3.6795 | 3.9263 | 3.5898 | 3.8067 | 3.874 | 3.6122 | 3.6496 | 3.6945 | 3.7468 | 3.9002 | 3.7057 | 3.8478 | 3.6608 | 3.788 | 3.8254 | 3.5524 | 3.773 | 3.7506 | 3.7169 | 3.8553 | 3.6908 | 3.7244 | 3.859 | 3.6945 | 3.6608 | 3.6833 | 3.7207 | 3.5973 | 3.5861 | 3.6908 | 3.7207 | 3.7468 | 3.8291 | 3.8777 | 3.6646 | 3.8291 | 3.773 | 3.8366 | 3.6234 | 3.6908 | 3.6048 | 3.9263 | 3.616 | 3.7955 | 3.7282 | 3.7992 | 3.5561 | 3.8291 | 3.7057 | 3.8553 | 3.5973 | 3.5973 | 3.5524 | 3.8403 | 3.7431 | 3.8889 | 3.5524 | 3.7319 | 3.6085 | 3.6683 | 3.9189 | 3.8815 | 3.6534 | 3.6945 | 3.7095 | 3.5861 | 3.6048 | 3.6085 | 3.8403 | 3.8852 | 3.7468 | 3.6646 | 3.6309
AB_2049S_DSS | 26 | 240 | AB | 0.003463 | 26 | 12411 | 0.42979 | 0.47578 | 0.45861 | 0.45072 | 0.44932 | 0.44886 | 0.46186 | 0.47207 | 0.47764 | 0.44839 | 0.44097 | 0.45907 | 0.47485 | 0.44979 | 0.46789 | 0.47207 | 0.45164 | 0.44747 | 0.48274 | 0.45582 | 0.45629 | 0.45675 | 0.447 | 0.45072 | 0.46 | 0.44839 | 0.44654 | 0.46093 | 0.47857 | 0.46046 | 0.44236 | 0.45489 | 0.44747 | 0.46882 | 0.44932 | 0.46371 | 0.4535 | 0.44236 | 0.45629 | 0.48321 | 0.45675 | 0.45211 | 0.4781 | 0.44097 | 0.47253 | 0.46232 | 0.45629 | 0.48274 | 0.44561 | 0.52389 | 0.48788 | 0.49498 | 0.50158 | 0.51983 | 0.49651 | 0.49752 | 0.49194 | 0.52541 | 0.51882 | 0.48788 | 0.48636 | 0.49448 | 0.51223 | 0.52034 | 0.52186 | 0.53048 | 0.49346 | 0.50462 | 0.49498 | 0.51781 | 0.50817 | 0.50158 | 0.48535 | 0.49955 | 0.50107 | 0.50817 | 0.50056 | 0.48383 | 0.48433 | 0.4818 | 0.50158 | 0.52389 | 0.49093 | 0.50259 | 0.48586 | 0.48941 | 0.51273 | 0.49752 | 0.51324 | 0.52947 | 0.52338 | 0.51172 | 0.53251 | 0.50361 | 0.496 | 0.49143 | 0.48433 | 0.50286 | 0.53535 | 0.51266 | 0.50905 | 0.524 | 0.52297 | 0.52091 | 0.52091 | 0.50131 | 0.53122 | 0.53122 | 0.52504 | 0.49461 | 0.51885 | 0.53587 | 0.53122 | 0.50647 | 0.50079 | 0.54102 | 0.50853 | 0.53226 | 0.51988 | 0.49615 | 0.52555 | 0.49873 | 0.53329 | 0.50234 | 0.48996 | 0.5271 | 0.49461 | 0.49873 | 0.54102 | 0.50544 | 0.50698 | 0.50595 | 0.49306 | 0.5271 | 0.50131 | 0.52142 | 0.48996 | 0.49718 | 0.52452 | 0.51008 | 0.53122 | 0.52452 | 0.53638 | 0.54154 | 0.5075 | 0.55819 | 0.55228 | 0.56357 | 0.55819 | 0.51307 | 0.53617 | 0.55121 | 0.53187 | 0.56034 | 0.56088 | 0.51307 | 0.53993 | 0.56249 | 0.53993 | 0.54906 | 0.55067 | 0.55658 | 0.52059 | 0.55282 | 0.53724 | 0.53187 | 0.54261 | 0.53939 | 0.55121 | 0.52972 | 0.52542 | 0.56249 | 0.55228 | 0.541 | 0.51414 | 0.541 | 0.56088 | 0.52542 | 0.53455 | 0.53455 | 0.53294 | 0.51199 | 0.54476 | 0.51092 | 0.51199 | 0.52488 | 0.55604 | 0.52703 | 0.54369 | 0.5136 | 0.55067 | 0.56195 | 0.55121 | 0.52127 | 0.53328 | 0.54584 | 0.524 | 0.54256 | 0.53383 | 0.5311 | 0.55075 | 0.53274 | 0.55075 | 0.5371 | 0.55293 | 0.54584 | 0.56276 | 0.54092 | 0.53383 | 0.52728 | 0.52127 | 0.5513 | 0.51964 | 0.5251 | 0.56003 | 0.5371 | 0.57313 | 0.524 | 0.55566 | 0.56549 | 0.52728 | 0.53274 | 0.53929 | 0.54693 | 0.56931 | 0.54092 | 0.56167 | 0.53437 | 0.55293 | 0.55839 | 0.51855 | 0.55075 | 0.54747 | 0.54256 | 0.56276 | 0.53874 | 0.54365 | 0.5633 | 0.53929 | 0.53437 | 0.53765 | 0.54311 | 0.5251 | 0.52346 | 0.53874 | 0.54311 | 0.54693 | 0.55894 | 0.56603 | 0.53492 | 0.55894 | 0.55075 | 0.56003 | 0.52892 | 0.53874 | 0.52619 | 0.57313 | 0.52782 | 0.55402 | 0.5442 | 0.55457 | 0.51909 | 0.55894 | 0.54092 | 0.56276 | 0.5251 | 0.5251 | 0.51855 | 0.56057 | 0.54638 | 0.56767 | 0.51855 | 0.54475 | 0.52673 | 0.53547 | 0.57204 | 0.56658 | 0.53328 | 0.53929 | 0.54147 | 0.52346 | 0.52619 | 0.52673 | 0.56057 | 0.56712 | 0.54693 | 0.53492 | 0.53001
AB_205S_GSS | 27 | 240 | AB | 0.00272 | 27 | 12411 | 0.33758 | 0.3737 | 0.36021 | 0.35401 | 0.35292 | 0.35255 | 0.36276 | 0.37078 | 0.37516 | 0.35219 | 0.34636 | 0.36058 | 0.37297 | 0.35328 | 0.3675 | 0.37078 | 0.35474 | 0.35146 | 0.37917 | 0.35802 | 0.35839 | 0.35875 | 0.3511 | 0.35401 | 0.3613 | 0.35219 | 0.35073 | 0.36203 | 0.37589 | 0.36167 | 0.34745 | 0.35729 | 0.35146 | 0.36823 | 0.35292 | 0.36422 | 0.3562 | 0.34745 | 0.35839 | 0.37953 | 0.35875 | 0.35511 | 0.37552 | 0.34636 | 0.37115 | 0.36313 | 0.35839 | 0.37917 | 0.35 | 0.41149 | 0.38321 | 0.38878 | 0.39396 | 0.4083 | 0.38998 | 0.39077 | 0.38639 | 0.41268 | 0.40751 | 0.38321 | 0.38201 | 0.38838 | 0.40233 | 0.4087 | 0.4099 | 0.41667 | 0.38759 | 0.39635 | 0.38878 | 0.40671 | 0.39914 | 0.39396 | 0.38121 | 0.39237 | 0.39356 | 0.39914 | 0.39316 | 0.38002 | 0.38042 | 0.37843 | 0.39396 | 0.41149 | 0.3856 | 0.39476 | 0.38161 | 0.3844 | 0.40273 | 0.39077 | 0.40312 | 0.41587 | 0.41109 | 0.40193 | 0.41826 | 0.39556 | 0.38958 | 0.38599 | 0.38042 | 0.39497 | 0.42049 | 0.40266 | 0.39983 | 0.41158 | 0.41077 | 0.40915 | 0.40915 | 0.39375 | 0.41725 | 0.41725 | 0.41239 | 0.38849 | 0.40753 | 0.42089 | 0.41725 | 0.3978 | 0.39335 | 0.42494 | 0.39942 | 0.41806 | 0.40834 | 0.3897 | 0.41279 | 0.39173 | 0.41887 | 0.39456 | 0.38484 | 0.41401 | 0.38849 | 0.39173 | 0.42494 | 0.39699 | 0.39821 | 0.3974 | 0.38727 | 0.41401 | 0.39375 | 0.40955 | 0.38484 | 0.39051 | 0.41198 | 0.40064 | 0.41725 | 0.41198 | 0.4213 | 0.42535 | 0.39861 | 0.43843 | 0.43379 | 0.44265 | 0.43843 | 0.40299 | 0.42113 | 0.43295 | 0.41775 | 0.44012 | 0.44054 | 0.40299 | 0.42408 | 0.44181 | 0.42408 | 0.43126 | 0.43252 | 0.43717 | 0.40889 | 0.43421 | 0.42197 | 0.41775 | 0.42619 | 0.42366 | 0.43295 | 0.41607 | 0.41269 | 0.44181 | 0.43379 | 0.42493 | 0.40383 | 0.42493 | 0.44054 | 0.41269 | 0.41986 | 0.41986 | 0.4186 | 0.40214 | 0.42788 | 0.4013 | 0.40214 | 0.41227 | 0.43674 | 0.41396 | 0.42704 | 0.40341 | 0.43252 | 0.44138 | 0.43295 | 0.40943 | 0.41886 | 0.42873 | 0.41158 | 0.42615 | 0.41929 | 0.41715 | 0.43258 | 0.41844 | 0.43258 | 0.42187 | 0.4343 | 0.42873 | 0.44202 | 0.42487 | 0.41929 | 0.41415 | 0.40943 | 0.43301 | 0.40815 | 0.41243 | 0.43987 | 0.42187 | 0.45016 | 0.41158 | 0.43644 | 0.44416 | 0.41415 | 0.41844 | 0.42358 | 0.42958 | 0.44716 | 0.42487 | 0.44116 | 0.41972 | 0.4343 | 0.43859 | 0.40729 | 0.43258 | 0.43001 | 0.42615 | 0.44202 | 0.42315 | 0.42701 | 0.44244 | 0.42358 | 0.41972 | 0.42229 | 0.42658 | 0.41243 | 0.41115 | 0.42315 | 0.42658 | 0.42958 | 0.43901 | 0.44459 | 0.42015 | 0.43901 | 0.43258 | 0.43987 | 0.41544 | 0.42315 | 0.41329 | 0.45016 | 0.41458 | 0.43516 | 0.42744 | 0.43559 | 0.40772 | 0.43901 | 0.42487 | 0.44202 | 0.41243 | 0.41243 | 0.40729 | 0.4403 | 0.42915 | 0.44587 | 0.40729 | 0.42787 | 0.41372 | 0.42058 | 0.4493 | 0.44502 | 0.41886 | 0.42358 | 0.4253 | 0.41115 | 0.41329 | 0.41372 | 0.4403 | 0.44545 | 0.42958 | 0.42015 | 0.41629
AB_2075S_DSS | 28 | 240 | AB | 0.00491 | 28 | 12411 | 0.60938 | 0.67458 | 0.65023 | 0.63904 | 0.63707 | 0.63641 | 0.65484 | 0.66932 | 0.67722 | 0.63575 | 0.62522 | 0.65089 | 0.67327 | 0.63773 | 0.6634 | 0.66932 | 0.64036 | 0.63444 | 0.68446 | 0.64628 | 0.64694 | 0.6476 | 0.63378 | 0.63904 | 0.65221 | 0.63575 | 0.63312 | 0.65352 | 0.67853 | 0.65287 | 0.6272 | 0.64497 | 0.63444 | 0.66471 | 0.63707 | 0.65747 | 0.64299 | 0.6272 | 0.64694 | 0.68511 | 0.6476 | 0.64102 | 0.67787 | 0.62522 | 0.66998 | 0.6555 | 0.64694 | 0.68446 | 0.63181 | 0.7428 | 0.69174 | 0.70181 | 0.71116 | 0.73705 | 0.70397 | 0.70541 | 0.6975 | 0.74495 | 0.73561 | 0.69174 | 0.68959 | 0.70109 | 0.72626 | 0.73776 | 0.73992 | 0.75215 | 0.69965 | 0.71547 | 0.70181 | 0.73417 | 0.72051 | 0.71116 | 0.68815 | 0.70828 | 0.71044 | 0.72051 | 0.70972 | 0.68599 | 0.68671 | 0.68312 | 0.71116 | 0.7428 | 0.69606 | 0.7126 | 0.68887 | 0.6939 | 0.72698 | 0.70541 | 0.7277 | 0.75071 | 0.74208 | 0.72554 | 0.75502 | 0.71404 | 0.70325 | 0.69678 | 0.68671 | 0.71297 | 0.75904 | 0.72687 | 0.72175 | 0.74296 | 0.74149 | 0.73857 | 0.73857 | 0.71078 | 0.75319 | 0.75319 | 0.74442 | 0.70127 | 0.73564 | 0.75978 | 0.75319 | 0.71809 | 0.71005 | 0.76709 | 0.72102 | 0.75466 | 0.73711 | 0.70347 | 0.74515 | 0.70712 | 0.75612 | 0.71224 | 0.69469 | 0.74734 | 0.70127 | 0.70712 | 0.76709 | 0.71663 | 0.71882 | 0.71736 | 0.69908 | 0.74734 | 0.71078 | 0.7393 | 0.69469 | 0.70493 | 0.74369 | 0.72321 | 0.75319 | 0.74369 | 0.76051 | 0.76782 | 0.71956 | 0.79143 | 0.78305 | 0.79905 | 0.79143 | 0.72745 | 0.7602 | 0.78153 | 0.75411 | 0.79448 | 0.79524 | 0.72745 | 0.76553 | 0.79753 | 0.76553 | 0.77848 | 0.78077 | 0.78915 | 0.73811 | 0.78382 | 0.76173 | 0.75411 | 0.76934 | 0.76477 | 0.78153 | 0.75106 | 0.74497 | 0.79753 | 0.78305 | 0.76706 | 0.72897 | 0.76706 | 0.79524 | 0.74497 | 0.75792 | 0.75792 | 0.75563 | 0.72592 | 0.77239 | 0.7244 | 0.72592 | 0.74421 | 0.78839 | 0.74725 | 0.77087 | 0.72821 | 0.78077 | 0.79676 | 0.78153 | 0.73909 | 0.75611 | 0.77391 | 0.74296 | 0.76927 | 0.75689 | 0.75302 | 0.78088 | 0.75534 | 0.78088 | 0.76153 | 0.78397 | 0.77391 | 0.7979 | 0.76695 | 0.75689 | 0.7476 | 0.73909 | 0.78165 | 0.73676 | 0.7445 | 0.79403 | 0.76153 | 0.81261 | 0.74296 | 0.78784 | 0.80177 | 0.7476 | 0.75534 | 0.76463 | 0.77546 | 0.80719 | 0.76695 | 0.79636 | 0.75766 | 0.78397 | 0.79171 | 0.73522 | 0.78088 | 0.77623 | 0.76927 | 0.7979 | 0.76385 | 0.77082 | 0.79868 | 0.76463 | 0.75766 | 0.7623 | 0.77004 | 0.7445 | 0.74218 | 0.76385 | 0.77004 | 0.77546 | 0.79249 | 0.80255 | 0.75843 | 0.79249 | 0.78088 | 0.79403 | 0.74992 | 0.76385 | 0.74605 | 0.81261 | 0.74837 | 0.78552 | 0.77159 | 0.7863 | 0.73599 | 0.79249 | 0.76695 | 0.7979 | 0.7445 | 0.7445 | 0.73522 | 0.79481 | 0.77469 | 0.80487 | 0.73522 | 0.77236 | 0.74683 | 0.75921 | 0.81106 | 0.80332 | 0.75611 | 0.76463 | 0.76772 | 0.74218 | 0.74605 | 0.74683 | 0.79481 | 0.8041 | 0.77546 | 0.75843 | 0.75147
AB_237S_DSS | 29 | 240 | AB | 0.011778 | 29 | 12411 | 1.4618 | 1.6182 | 1.5598 | 1.5329 | 1.5282 | 1.5266 | 1.5708 | 1.6055 | 1.6245 | 1.525 | 1.4998 | 1.5613 | 1.615 | 1.5298 | 1.5913 | 1.6055 | 1.5361 | 1.5219 | 1.6419 | 1.5503 | 1.5519 | 1.5534 | 1.5203 | 1.5329 | 1.5645 | 1.525 | 1.5187 | 1.5677 | 1.6276 | 1.5661 | 1.5045 | 1.5471 | 1.5219 | 1.5945 | 1.5282 | 1.5771 | 1.5424 | 1.5045 | 1.5519 | 1.6434 | 1.5534 | 1.5377 | 1.6261 | 1.4998 | 1.6071 | 1.5724 | 1.5519 | 1.6419 | 1.5156 | 1.7818 | 1.6593 | 1.6835 | 1.7059 | 1.768 | 1.6887 | 1.6921 | 1.6731 | 1.787 | 1.7646 | 1.6593 | 1.6542 | 1.6818 | 1.7421 | 1.7697 | 1.7749 | 1.8042 | 1.6783 | 1.7163 | 1.6835 | 1.7611 | 1.7283 | 1.7059 | 1.6507 | 1.699 | 1.7042 | 1.7283 | 1.7025 | 1.6455 | 1.6473 | 1.6386 | 1.7059 | 1.7818 | 1.6697 | 1.7094 | 1.6524 | 1.6645 | 1.7439 | 1.6921 | 1.7456 | 1.8008 | 1.7801 | 1.7404 | 1.8111 | 1.7128 | 1.6869 | 1.6714 | 1.6473 | 1.7103 | 1.8208 | 1.7436 | 1.7313 | 1.7822 | 1.7787 | 1.7717 | 1.7717 | 1.705 | 1.8067 | 1.8067 | 1.7857 | 1.6822 | 1.7646 | 1.8225 | 1.8067 | 1.7225 | 1.7033 | 1.8401 | 1.7296 | 1.8103 | 1.7682 | 1.6875 | 1.7874 | 1.6962 | 1.8138 | 1.7085 | 1.6664 | 1.7927 | 1.6822 | 1.6962 | 1.8401 | 1.719 | 1.7243 | 1.7208 | 1.6769 | 1.7927 | 1.705 | 1.7734 | 1.6664 | 1.691 | 1.7839 | 1.7348 | 1.8067 | 1.7839 | 1.8243 | 1.8418 | 1.7261 | 1.8985 | 1.8784 | 1.9167 | 1.8985 | 1.745 | 1.8236 | 1.8747 | 1.8089 | 1.9058 | 1.9076 | 1.745 | 1.8363 | 1.9131 | 1.8363 | 1.8674 | 1.8729 | 1.893 | 1.7706 | 1.8802 | 1.8272 | 1.8089 | 1.8455 | 1.8345 | 1.8747 | 1.8016 | 1.787 | 1.9131 | 1.8784 | 1.84 | 1.7486 | 1.84 | 1.9076 | 1.787 | 1.8181 | 1.8181 | 1.8126 | 1.7413 | 1.8528 | 1.7377 | 1.7413 | 1.7852 | 1.8912 | 1.7925 | 1.8491 | 1.7468 | 1.8729 | 1.9113 | 1.8747 | 1.7729 | 1.8137 | 1.8564 | 1.7822 | 1.8453 | 1.8156 | 1.8063 | 1.8732 | 1.8119 | 1.8732 | 1.8267 | 1.8806 | 1.8564 | 1.914 | 1.8397 | 1.8156 | 1.7933 | 1.7729 | 1.875 | 1.7673 | 1.7859 | 1.9047 | 1.8267 | 1.9493 | 1.7822 | 1.8899 | 1.9233 | 1.7933 | 1.8119 | 1.8342 | 1.8602 | 1.9363 | 1.8397 | 1.9103 | 1.8175 | 1.8806 | 1.8991 | 1.7636 | 1.8732 | 1.862 | 1.8453 | 1.914 | 1.8323 | 1.849 | 1.9159 | 1.8342 | 1.8175 | 1.8286 | 1.8472 | 1.7859 | 1.7803 | 1.8323 | 1.8472 | 1.8602 | 1.901 | 1.9251 | 1.8193 | 1.901 | 1.8732 | 1.9047 | 1.7989 | 1.8323 | 1.7896 | 1.9493 | 1.7952 | 1.8843 | 1.8509 | 1.8861 | 1.7655 | 1.901 | 1.8397 | 1.914 | 1.7859 | 1.7859 | 1.7636 | 1.9066 | 1.8583 | 1.9307 | 1.7636 | 1.8527 | 1.7915 | 1.8212 | 1.9456 | 1.927 | 1.8137 | 1.8342 | 1.8416 | 1.7803 | 1.7896 | 1.7915 | 1.9066 | 1.9288 | 1.8602 | 1.8193 | 1.8026
AB_239S_GSS | 30 | 138 | AB | 0.001564 | 30 | 12411 | 0.19411 | 0.21488 | 0.20712 | 0.20356 | 0.20293 | 0.20272 | 0.20859 | 0.2132 | 0.21572 | 0.20251 | 0.19915 | 0.20733 | 0.21446 | 0.20314 | 0.21131 | 0.2132 | 0.20398 | 0.20209 | 0.21802 | 0.20586 | 0.20607 | 0.20628 | 0.20188 | 0.20356 | 0.20775 | 0.20251 | 0.20167 | 0.20817 | 0.21614 | 0.20796 | 0.19978 | 0.20544 | 0.20209 | 0.21173 | 0.20293 | 0.20943 | 0.20482 | 0.19978 | 0.20607 | 0.21823 | 0.20628 | 0.20419 | 0.21593 | 0.19915 | 0.21341 | 0.2088 | 0.20607 | 0.21802 | 0.20125 | 0.23661 | 0.22034 | 0.22355 | 0.22653 | 0.23477 | 0.22424 | 0.2247 | 0.22218 | 0.23729 | 0.23432 | 0.22034 | 0.21966 | 0.22332 | 0.23134 | 0.235 | 0.23569 | 0.23958 | 0.22286 | 0.2279 | 0.22355 | 0.23386 | 0.22951 | 0.22653 | 0.2192 | 0.22561 | 0.2263 | 0.22951 | 0.22607 | 0.21851 | 0.21874 | 0.2176 | 0.22653 | 0.23661 | 0.22172 | 0.22699 | 0.21943 | 0.22103 | 0.23157 | 0.2247 | 0.2318 | 0.23913 | 0.23638 | 0.23111 | 0.2405 | 0.22744 | 0.22401 | 0.22195 | 0.21874 | 0.22711 | 0.24178 | 0.23153 | 0.2299 | 0.23666 | 0.23619 | 0.23526 | 0.23526 | 0.22641 | 0.23992 | 0.23992 | 0.23712 | 0.22338 | 0.23433 | 0.24201 | 0.23992 | 0.22874 | 0.22617 | 0.24434 | 0.22967 | 0.24038 | 0.23479 | 0.22408 | 0.23736 | 0.22524 | 0.24085 | 0.22687 | 0.22128 | 0.23805 | 0.22338 | 0.22524 | 0.24434 | 0.22827 | 0.22897 | 0.2285 | 0.22268 | 0.23805 | 0.22641 | 0.23549 | 0.22128 | 0.22454 | 0.23689 | 0.23037 | 0.23992 | 0.23689 | 0.24225 | 0.24458 | 0.2292 | 0.2521 | 0.24943 | 0.25452 | 0.2521 | 0.23172 | 0.24215 | 0.24894 | 0.24021 | 0.25307 | 0.25331 | 0.23172 | 0.24385 | 0.25404 | 0.24385 | 0.24797 | 0.2487 | 0.25137 | 0.23511 | 0.24967 | 0.24264 | 0.24021 | 0.24506 | 0.24361 | 0.24894 | 0.23924 | 0.2373 | 0.25404 | 0.24943 | 0.24433 | 0.2322 | 0.24433 | 0.25331 | 0.2373 | 0.24142 | 0.24142 | 0.24069 | 0.23123 | 0.24603 | 0.23075 | 0.23123 | 0.23705 | 0.25113 | 0.23802 | 0.24555 | 0.23196 | 0.2487 | 0.2538 | 0.24894 | 0.23542 | 0.24085 | 0.24652 | 0.23666 | 0.24504 | 0.24109 | 0.23986 | 0.24874 | 0.2406 | 0.24874 | 0.24257 | 0.24972 | 0.24652 | 0.25416 | 0.2443 | 0.24109 | 0.23814 | 0.23542 | 0.24898 | 0.23468 | 0.23715 | 0.25293 | 0.24257 | 0.25884 | 0.23666 | 0.25095 | 0.25539 | 0.23814 | 0.2406 | 0.24356 | 0.24701 | 0.25712 | 0.2443 | 0.25367 | 0.24134 | 0.24972 | 0.25219 | 0.23419 | 0.24874 | 0.24726 | 0.24504 | 0.25416 | 0.24331 | 0.24553 | 0.25441 | 0.24356 | 0.24134 | 0.24282 | 0.24528 | 0.23715 | 0.23641 | 0.24331 | 0.24528 | 0.24701 | 0.25243 | 0.25564 | 0.24159 | 0.25243 | 0.24874 | 0.25293 | 0.23888 | 0.24331 | 0.23764 | 0.25884 | 0.23838 | 0.25021 | 0.24578 | 0.25046 | 0.23444 | 0.25243 | 0.2443 | 0.25416 | 0.23715 | 0.23715 | 0.23419 | 0.25317 | 0.24676 | 0.25638 | 0.23419 | 0.24602 | 0.23789 | 0.24183 | 0.25835 | 0.25588 | 0.24085 | 0.24356 | 0.24455 | 0.23641 | 0.23764 | 0.23789 | 0.25317 | 0.25613 | 0.24701 | 0.24159 | 0.23937
AB_244S_DSS | 31 | 240 | AB | 0.003606 | 31 | 12411 | 0.44754 | 0.49543 | 0.47754 | 0.46933 | 0.46788 | 0.46739 | 0.48093 | 0.49156 | 0.49736 | 0.46691 | 0.45918 | 0.47803 | 0.49446 | 0.46836 | 0.48721 | 0.49156 | 0.47029 | 0.46594 | 0.50268 | 0.47464 | 0.47513 | 0.47561 | 0.46546 | 0.46933 | 0.47899 | 0.46691 | 0.46498 | 0.47996 | 0.49833 | 0.47948 | 0.46063 | 0.47368 | 0.46594 | 0.48818 | 0.46788 | 0.48286 | 0.47223 | 0.46063 | 0.47513 | 0.50316 | 0.47561 | 0.47078 | 0.49784 | 0.45918 | 0.49204 | 0.48141 | 0.47513 | 0.50268 | 0.46401 | 0.54553 | 0.50803 | 0.51542 | 0.52229 | 0.5413 | 0.51701 | 0.51806 | 0.51226 | 0.54711 | 0.54024 | 0.50803 | 0.50645 | 0.5149 | 0.53338 | 0.54183 | 0.54341 | 0.55239 | 0.51384 | 0.52546 | 0.51542 | 0.53919 | 0.52915 | 0.52229 | 0.50539 | 0.52018 | 0.52176 | 0.52915 | 0.52123 | 0.50381 | 0.50433 | 0.50169 | 0.52229 | 0.54553 | 0.5112 | 0.52335 | 0.50592 | 0.50961 | 0.53391 | 0.51806 | 0.53444 | 0.55133 | 0.545 | 0.53285 | 0.5545 | 0.5244 | 0.51648 | 0.51173 | 0.50433 | 0.52362 | 0.55746 | 0.53383 | 0.53007 | 0.54564 | 0.54457 | 0.54242 | 0.54242 | 0.52201 | 0.55316 | 0.55316 | 0.54672 | 0.51503 | 0.54027 | 0.55799 | 0.55316 | 0.52738 | 0.52147 | 0.56336 | 0.52953 | 0.55423 | 0.54135 | 0.51664 | 0.54725 | 0.51933 | 0.55531 | 0.52309 | 0.5102 | 0.54886 | 0.51503 | 0.51933 | 0.56336 | 0.52631 | 0.52792 | 0.52684 | 0.51342 | 0.54886 | 0.52201 | 0.54296 | 0.5102 | 0.51772 | 0.54618 | 0.53114 | 0.55316 | 0.54618 | 0.55853 | 0.5639 | 0.52846 | 0.58124 | 0.57509 | 0.58684 | 0.58124 | 0.53425 | 0.55831 | 0.57397 | 0.55383 | 0.58348 | 0.58404 | 0.53425 | 0.56222 | 0.58572 | 0.56222 | 0.57173 | 0.57341 | 0.57957 | 0.54208 | 0.57565 | 0.55943 | 0.55383 | 0.56502 | 0.56166 | 0.57397 | 0.55159 | 0.54712 | 0.58572 | 0.57509 | 0.56334 | 0.53537 | 0.56334 | 0.58404 | 0.54712 | 0.55663 | 0.55663 | 0.55495 | 0.53313 | 0.56726 | 0.53201 | 0.53313 | 0.54656 | 0.57901 | 0.5488 | 0.56614 | 0.53481 | 0.57341 | 0.58516 | 0.57397 | 0.5428 | 0.5553 | 0.56838 | 0.54564 | 0.56497 | 0.55587 | 0.55303 | 0.57349 | 0.55474 | 0.57349 | 0.55928 | 0.57577 | 0.56838 | 0.586 | 0.56326 | 0.55587 | 0.54905 | 0.5428 | 0.57406 | 0.54109 | 0.54678 | 0.58315 | 0.55928 | 0.5968 | 0.54564 | 0.57861 | 0.58884 | 0.54905 | 0.55474 | 0.56156 | 0.56951 | 0.59282 | 0.56326 | 0.58486 | 0.55644 | 0.57577 | 0.58145 | 0.53996 | 0.57349 | 0.57008 | 0.56497 | 0.586 | 0.56099 | 0.5661 | 0.58656 | 0.56156 | 0.55644 | 0.55985 | 0.56553 | 0.54678 | 0.54507 | 0.56099 | 0.56553 | 0.56951 | 0.58202 | 0.58941 | 0.55701 | 0.58202 | 0.57349 | 0.58315 | 0.55076 | 0.56099 | 0.54792 | 0.5968 | 0.54962 | 0.5769 | 0.56667 | 0.57747 | 0.54053 | 0.58202 | 0.56326 | 0.586 | 0.54678 | 0.54678 | 0.53996 | 0.58372 | 0.56895 | 0.59111 | 0.53996 | 0.56724 | 0.54848 | 0.55758 | 0.59566 | 0.58997 | 0.5553 | 0.56156 | 0.56383 | 0.54507 | 0.54792 | 0.54848 | 0.58372 | 0.59054 | 0.56951 | 0.55701 | 0.55189
AB_251S_DSS | 32 | 240 | AB | 0.003606 | 32 | 12411 | 0.44754 | 0.49543 | 0.47754 | 0.46933 | 0.46788 | 0.46739 | 0.48093 | 0.49156 | 0.49736 | 0.46691 | 0.45918 | 0.47803 | 0.49446 | 0.46836 | 0.48721 | 0.49156 | 0.47029 | 0.46594 | 0.50268 | 0.47464 | 0.47513 | 0.47561 | 0.46546 | 0.46933 | 0.47899 | 0.46691 | 0.46498 | 0.47996 | 0.49833 | 0.47948 | 0.46063 | 0.47368 | 0.46594 | 0.48818 | 0.46788 | 0.48286 | 0.47223 | 0.46063 | 0.47513 | 0.50316 | 0.47561 | 0.47078 | 0.49784 | 0.45918 | 0.49204 | 0.48141 | 0.47513 | 0.50268 | 0.46401 | 0.54553 | 0.50803 | 0.51542 | 0.52229 | 0.5413 | 0.51701 | 0.51806 | 0.51226 | 0.54711 | 0.54024 | 0.50803 | 0.50645 | 0.5149 | 0.53338 | 0.54183 | 0.54341 | 0.55239 | 0.51384 | 0.52546 | 0.51542 | 0.53919 | 0.52915 | 0.52229 | 0.50539 | 0.52018 | 0.52176 | 0.52915 | 0.52123 | 0.50381 | 0.50433 | 0.50169 | 0.52229 | 0.54553 | 0.5112 | 0.52335 | 0.50592 | 0.50961 | 0.53391 | 0.51806 | 0.53444 | 0.55133 | 0.545 | 0.53285 | 0.5545 | 0.5244 | 0.51648 | 0.51173 | 0.50433 | 0.52362 | 0.55746 | 0.53383 | 0.53007 | 0.54564 | 0.54457 | 0.54242 | 0.54242 | 0.52201 | 0.55316 | 0.55316 | 0.54672 | 0.51503 | 0.54027 | 0.55799 | 0.55316 | 0.52738 | 0.52147 | 0.56336 | 0.52953 | 0.55423 | 0.54135 | 0.51664 | 0.54725 | 0.51933 | 0.55531 | 0.52309 | 0.5102 | 0.54886 | 0.51503 | 0.51933 | 0.56336 | 0.52631 | 0.52792 | 0.52684 | 0.51342 | 0.54886 | 0.52201 | 0.54296 | 0.5102 | 0.51772 | 0.54618 | 0.53114 | 0.55316 | 0.54618 | 0.55853 | 0.5639 | 0.52846 | 0.58124 | 0.57509 | 0.58684 | 0.58124 | 0.53425 | 0.55831 | 0.57397 | 0.55383 | 0.58348 | 0.58404 | 0.53425 | 0.56222 | 0.58572 | 0.56222 | 0.57173 | 0.57341 | 0.57957 | 0.54208 | 0.57565 | 0.55943 | 0.55383 | 0.56502 | 0.56166 | 0.57397 | 0.55159 | 0.54712 | 0.58572 | 0.57509 | 0.56334 | 0.53537 | 0.56334 | 0.58404 | 0.54712 | 0.55663 | 0.55663 | 0.55495 | 0.53313 | 0.56726 | 0.53201 | 0.53313 | 0.54656 | 0.57901 | 0.5488 | 0.56614 | 0.53481 | 0.57341 | 0.58516 | 0.57397 | 0.5428 | 0.5553 | 0.56838 | 0.54564 | 0.56497 | 0.55587 | 0.55303 | 0.57349 | 0.55474 | 0.57349 | 0.55928 | 0.57577 | 0.56838 | 0.586 | 0.56326 | 0.55587 | 0.54905 | 0.5428 | 0.57406 | 0.54109 | 0.54678 | 0.58315 | 0.55928 | 0.5968 | 0.54564 | 0.57861 | 0.58884 | 0.54905 | 0.55474 | 0.56156 | 0.56951 | 0.59282 | 0.56326 | 0.58486 | 0.55644 | 0.57577 | 0.58145 | 0.53996 | 0.57349 | 0.57008 | 0.56497 | 0.586 | 0.56099 | 0.5661 | 0.58656 | 0.56156 | 0.55644 | 0.55985 | 0.56553 | 0.54678 | 0.54507 | 0.56099 | 0.56553 | 0.56951 | 0.58202 | 0.58941 | 0.55701 | 0.58202 | 0.57349 | 0.58315 | 0.55076 | 0.56099 | 0.54792 | 0.5968 | 0.54962 | 0.5769 | 0.56667 | 0.57747 | 0.54053 | 0.58202 | 0.56326 | 0.586 | 0.54678 | 0.54678 | 0.53996 | 0.58372 | 0.56895 | 0.59111 | 0.53996 | 0.56724 | 0.54848 | 0.55758 | 0.59566 | 0.58997 | 0.5553 | 0.56156 | 0.56383 | 0.54507 | 0.54792 | 0.54848 | 0.58372 | 0.59054 | 0.56951 | 0.55701 | 0.55189
AB_266S_TSS | 33 | 240 | AB | 0.00272 | 33 | 12411 | 0.33758 | 0.3737 | 0.36021 | 0.35401 | 0.35292 | 0.35255 | 0.36276 | 0.37078 | 0.37516 | 0.35219 | 0.34636 | 0.36058 | 0.37297 | 0.35328 | 0.3675 | 0.37078 | 0.35474 | 0.35146 | 0.37917 | 0.35802 | 0.35839 | 0.35875 | 0.3511 | 0.35401 | 0.3613 | 0.35219 | 0.35073 | 0.36203 | 0.37589 | 0.36167 | 0.34745 | 0.35729 | 0.35146 | 0.36823 | 0.35292 | 0.36422 | 0.3562 | 0.34745 | 0.35839 | 0.37953 | 0.35875 | 0.35511 | 0.37552 | 0.34636 | 0.37115 | 0.36313 | 0.35839 | 0.37917 | 0.35 | 0.41149 | 0.38321 | 0.38878 | 0.39396 | 0.4083 | 0.38998 | 0.39077 | 0.38639 | 0.41268 | 0.40751 | 0.38321 | 0.38201 | 0.38838 | 0.40233 | 0.4087 | 0.4099 | 0.41667 | 0.38759 | 0.39635 | 0.38878 | 0.40671 | 0.39914 | 0.39396 | 0.38121 | 0.39237 | 0.39356 | 0.39914 | 0.39316 | 0.38002 | 0.38042 | 0.37843 | 0.39396 | 0.41149 | 0.3856 | 0.39476 | 0.38161 | 0.3844 | 0.40273 | 0.39077 | 0.40312 | 0.41587 | 0.41109 | 0.40193 | 0.41826 | 0.39556 | 0.38958 | 0.38599 | 0.38042 | 0.39497 | 0.42049 | 0.40266 | 0.39983 | 0.41158 | 0.41077 | 0.40915 | 0.40915 | 0.39375 | 0.41725 | 0.41725 | 0.41239 | 0.38849 | 0.40753 | 0.42089 | 0.41725 | 0.3978 | 0.39335 | 0.42494 | 0.39942 | 0.41806 | 0.40834 | 0.3897 | 0.41279 | 0.39173 | 0.41887 | 0.39456 | 0.38484 | 0.41401 | 0.38849 | 0.39173 | 0.42494 | 0.39699 | 0.39821 | 0.3974 | 0.38727 | 0.41401 | 0.39375 | 0.40955 | 0.38484 | 0.39051 | 0.41198 | 0.40064 | 0.41725 | 0.41198 | 0.4213 | 0.42535 | 0.39861 | 0.43843 | 0.43379 | 0.44265 | 0.43843 | 0.40299 | 0.42113 | 0.43295 | 0.41775 | 0.44012 | 0.44054 | 0.40299 | 0.42408 | 0.44181 | 0.42408 | 0.43126 | 0.43252 | 0.43717 | 0.40889 | 0.43421 | 0.42197 | 0.41775 | 0.42619 | 0.42366 | 0.43295 | 0.41607 | 0.41269 | 0.44181 | 0.43379 | 0.42493 | 0.40383 | 0.42493 | 0.44054 | 0.41269 | 0.41986 | 0.41986 | 0.4186 | 0.40214 | 0.42788 | 0.4013 | 0.40214 | 0.41227 | 0.43674 | 0.41396 | 0.42704 | 0.40341 | 0.43252 | 0.44138 | 0.43295 | 0.40943 | 0.41886 | 0.42873 | 0.41158 | 0.42615 | 0.41929 | 0.41715 | 0.43258 | 0.41844 | 0.43258 | 0.42187 | 0.4343 | 0.42873 | 0.44202 | 0.42487 | 0.41929 | 0.41415 | 0.40943 | 0.43301 | 0.40815 | 0.41243 | 0.43987 | 0.42187 | 0.45016 | 0.41158 | 0.43644 | 0.44416 | 0.41415 | 0.41844 | 0.42358 | 0.42958 | 0.44716 | 0.42487 | 0.44116 | 0.41972 | 0.4343 | 0.43859 | 0.40729 | 0.43258 | 0.43001 | 0.42615 | 0.44202 | 0.42315 | 0.42701 | 0.44244 | 0.42358 | 0.41972 | 0.42229 | 0.42658 | 0.41243 | 0.41115 | 0.42315 | 0.42658 | 0.42958 | 0.43901 | 0.44459 | 0.42015 | 0.43901 | 0.43258 | 0.43987 | 0.41544 | 0.42315 | 0.41329 | 0.45016 | 0.41458 | 0.43516 | 0.42744 | 0.43559 | 0.40772 | 0.43901 | 0.42487 | 0.44202 | 0.41243 | 0.41243 | 0.40729 | 0.4403 | 0.42915 | 0.44587 | 0.40729 | 0.42787 | 0.41372 | 0.42058 | 0.4493 | 0.44502 | 0.41886 | 0.42358 | 0.4253 | 0.41115 | 0.41329 | 0.41372 | 0.4403 | 0.44545 | 0.42958 | 0.42015 | 0.41629
AB_275S_DSS | 34 | 240 | AB | 0.001501 | 34 | 12411 | 0.18629 | 0.20622 | 0.19878 | 0.19536 | 0.19475 | 0.19455 | 0.20019 | 0.20461 | 0.20703 | 0.19435 | 0.19113 | 0.19898 | 0.20582 | 0.19496 | 0.2028 | 0.20461 | 0.19576 | 0.19395 | 0.20924 | 0.19757 | 0.19777 | 0.19797 | 0.19375 | 0.19536 | 0.19938 | 0.19435 | 0.19355 | 0.19978 | 0.20743 | 0.19958 | 0.19174 | 0.19717 | 0.19395 | 0.2032 | 0.19475 | 0.20099 | 0.19656 | 0.19174 | 0.19777 | 0.20944 | 0.19797 | 0.19596 | 0.20723 | 0.19113 | 0.20481 | 0.20039 | 0.19777 | 0.20924 | 0.19314 | 0.22708 | 0.21147 | 0.21455 | 0.2174 | 0.22532 | 0.2152 | 0.21564 | 0.21323 | 0.22773 | 0.22488 | 0.21147 | 0.21081 | 0.21433 | 0.22202 | 0.22554 | 0.2262 | 0.22993 | 0.21389 | 0.21872 | 0.21455 | 0.22444 | 0.22026 | 0.2174 | 0.21037 | 0.21652 | 0.21718 | 0.22026 | 0.21696 | 0.20971 | 0.20993 | 0.20883 | 0.2174 | 0.22708 | 0.21279 | 0.21784 | 0.21059 | 0.21213 | 0.22224 | 0.21564 | 0.22246 | 0.22949 | 0.22686 | 0.2218 | 0.23081 | 0.21828 | 0.21499 | 0.21301 | 0.20993 | 0.21796 | 0.23204 | 0.22221 | 0.22064 | 0.22712 | 0.22668 | 0.22578 | 0.22578 | 0.21729 | 0.23025 | 0.23025 | 0.22757 | 0.21438 | 0.22489 | 0.23227 | 0.23025 | 0.21952 | 0.21706 | 0.2345 | 0.22042 | 0.2307 | 0.22534 | 0.21505 | 0.22779 | 0.21617 | 0.23115 | 0.21773 | 0.21237 | 0.22846 | 0.21438 | 0.21617 | 0.2345 | 0.21908 | 0.21975 | 0.2193 | 0.21371 | 0.22846 | 0.21729 | 0.22601 | 0.21237 | 0.2155 | 0.22735 | 0.22109 | 0.23025 | 0.22735 | 0.23249 | 0.23472 | 0.21997 | 0.24194 | 0.23938 | 0.24427 | 0.24194 | 0.22238 | 0.2324 | 0.23892 | 0.23053 | 0.24287 | 0.24311 | 0.22238 | 0.23403 | 0.24381 | 0.23403 | 0.23798 | 0.23868 | 0.24124 | 0.22564 | 0.23961 | 0.23286 | 0.23053 | 0.23519 | 0.23379 | 0.23892 | 0.2296 | 0.22774 | 0.24381 | 0.23938 | 0.23449 | 0.22285 | 0.23449 | 0.24311 | 0.22774 | 0.2317 | 0.2317 | 0.231 | 0.22192 | 0.23612 | 0.22145 | 0.22192 | 0.22751 | 0.24101 | 0.22844 | 0.23566 | 0.22262 | 0.23868 | 0.24357 | 0.23892 | 0.22594 | 0.23115 | 0.23659 | 0.22712 | 0.23517 | 0.23138 | 0.2302 | 0.23872 | 0.23091 | 0.23872 | 0.2328 | 0.23966 | 0.23659 | 0.24392 | 0.23446 | 0.23138 | 0.22854 | 0.22594 | 0.23895 | 0.22523 | 0.2276 | 0.24274 | 0.2328 | 0.24842 | 0.22712 | 0.24085 | 0.2451 | 0.22854 | 0.23091 | 0.23375 | 0.23706 | 0.24676 | 0.23446 | 0.24345 | 0.23162 | 0.23966 | 0.24203 | 0.22476 | 0.23872 | 0.2373 | 0.23517 | 0.24392 | 0.23351 | 0.23564 | 0.24416 | 0.23375 | 0.23162 | 0.23304 | 0.2354 | 0.2276 | 0.22689 | 0.23351 | 0.2354 | 0.23706 | 0.24227 | 0.24534 | 0.23186 | 0.24227 | 0.23872 | 0.24274 | 0.22925 | 0.23351 | 0.22807 | 0.24842 | 0.22878 | 0.24014 | 0.23588 | 0.24037 | 0.22499 | 0.24227 | 0.23446 | 0.24392 | 0.2276 | 0.2276 | 0.22476 | 0.24298 | 0.23682 | 0.24605 | 0.22476 | 0.23611 | 0.22831 | 0.23209 | 0.24794 | 0.24558 | 0.23115 | 0.23375 | 0.23469 | 0.22689 | 0.22807 | 0.22831 | 0.24298 | 0.24581 | 0.23706 | 0.23186 | 0.22973
AB_281S_DSS | 35 | 240 | AB | 0.011778 | 35 | 12411 | 1.4618 | 1.6182 | 1.5598 | 1.5329 | 1.5282 | 1.5266 | 1.5708 | 1.6055 | 1.6245 | 1.525 | 1.4998 | 1.5613 | 1.615 | 1.5298 | 1.5913 | 1.6055 | 1.5361 | 1.5219 | 1.6419 | 1.5503 | 1.5519 | 1.5534 | 1.5203 | 1.5329 | 1.5645 | 1.525 | 1.5187 | 1.5677 | 1.6276 | 1.5661 | 1.5045 | 1.5471 | 1.5219 | 1.5945 | 1.5282 | 1.5771 | 1.5424 | 1.5045 | 1.5519 | 1.6434 | 1.5534 | 1.5377 | 1.6261 | 1.4998 | 1.6071 | 1.5724 | 1.5519 | 1.6419 | 1.5156 | 1.7818 | 1.6593 | 1.6835 | 1.7059 | 1.768 | 1.6887 | 1.6921 | 1.6731 | 1.787 | 1.7646 | 1.6593 | 1.6542 | 1.6818 | 1.7421 | 1.7697 | 1.7749 | 1.8042 | 1.6783 | 1.7163 | 1.6835 | 1.7611 | 1.7283 | 1.7059 | 1.6507 | 1.699 | 1.7042 | 1.7283 | 1.7025 | 1.6455 | 1.6473 | 1.6386 | 1.7059 | 1.7818 | 1.6697 | 1.7094 | 1.6524 | 1.6645 | 1.7439 | 1.6921 | 1.7456 | 1.8008 | 1.7801 | 1.7404 | 1.8111 | 1.7128 | 1.6869 | 1.6714 | 1.6473 | 1.7103 | 1.8208 | 1.7436 | 1.7313 | 1.7822 | 1.7787 | 1.7717 | 1.7717 | 1.705 | 1.8067 | 1.8067 | 1.7857 | 1.6822 | 1.7646 | 1.8225 | 1.8067 | 1.7225 | 1.7033 | 1.8401 | 1.7296 | 1.8103 | 1.7682 | 1.6875 | 1.7874 | 1.6962 | 1.8138 | 1.7085 | 1.6664 | 1.7927 | 1.6822 | 1.6962 | 1.8401 | 1.719 | 1.7243 | 1.7208 | 1.6769 | 1.7927 | 1.705 | 1.7734 | 1.6664 | 1.691 | 1.7839 | 1.7348 | 1.8067 | 1.7839 | 1.8243 | 1.8418 | 1.7261 | 1.8985 | 1.8784 | 1.9167 | 1.8985 | 1.745 | 1.8236 | 1.8747 | 1.8089 | 1.9058 | 1.9076 | 1.745 | 1.8363 | 1.9131 | 1.8363 | 1.8674 | 1.8729 | 1.893 | 1.7706 | 1.8802 | 1.8272 | 1.8089 | 1.8455 | 1.8345 | 1.8747 | 1.8016 | 1.787 | 1.9131 | 1.8784 | 1.84 | 1.7486 | 1.84 | 1.9076 | 1.787 | 1.8181 | 1.8181 | 1.8126 | 1.7413 | 1.8528 | 1.7377 | 1.7413 | 1.7852 | 1.8912 | 1.7925 | 1.8491 | 1.7468 | 1.8729 | 1.9113 | 1.8747 | 1.7729 | 1.8137 | 1.8564 | 1.7822 | 1.8453 | 1.8156 | 1.8063 | 1.8732 | 1.8119 | 1.8732 | 1.8267 | 1.8806 | 1.8564 | 1.914 | 1.8397 | 1.8156 | 1.7933 | 1.7729 | 1.875 | 1.7673 | 1.7859 | 1.9047 | 1.8267 | 1.9493 | 1.7822 | 1.8899 | 1.9233 | 1.7933 | 1.8119 | 1.8342 | 1.8602 | 1.9363 | 1.8397 | 1.9103 | 1.8175 | 1.8806 | 1.8991 | 1.7636 | 1.8732 | 1.862 | 1.8453 | 1.914 | 1.8323 | 1.849 | 1.9159 | 1.8342 | 1.8175 | 1.8286 | 1.8472 | 1.7859 | 1.7803 | 1.8323 | 1.8472 | 1.8602 | 1.901 | 1.9251 | 1.8193 | 1.901 | 1.8732 | 1.9047 | 1.7989 | 1.8323 | 1.7896 | 1.9493 | 1.7952 | 1.8843 | 1.8509 | 1.8861 | 1.7655 | 1.901 | 1.8397 | 1.914 | 1.7859 | 1.7859 | 1.7636 | 1.9066 | 1.8583 | 1.9307 | 1.7636 | 1.8527 | 1.7915 | 1.8212 | 1.9456 | 1.927 | 1.8137 | 1.8342 | 1.8416 | 1.7803 | 1.7896 | 1.7915 | 1.9066 | 1.9288 | 1.8602 | 1.8193 | 1.8026
AB_287S_DSS | 36 | 240 | AB | 0.005274 | 36 | 12411 | 0.65456 | 0.72459 | 0.69844 | 0.68642 | 0.6843 | 0.68359 | 0.70339 | 0.71894 | 0.72742 | 0.68289 | 0.67157 | 0.69914 | 0.72318 | 0.68501 | 0.71258 | 0.71894 | 0.68783 | 0.68147 | 0.7352 | 0.6942 | 0.6949 | 0.69561 | 0.68076 | 0.68642 | 0.70056 | 0.68289 | 0.68006 | 0.70197 | 0.72884 | 0.70127 | 0.6737 | 0.69278 | 0.68147 | 0.71399 | 0.6843 | 0.70621 | 0.69066 | 0.6737 | 0.6949 | 0.7359 | 0.69561 | 0.68854 | 0.72813 | 0.67157 | 0.71965 | 0.70409 | 0.6949 | 0.7352 | 0.67864 | 0.79786 | 0.74303 | 0.75384 | 0.76388 | 0.79169 | 0.75616 | 0.7577 | 0.7492 | 0.80018 | 0.79014 | 0.74303 | 0.74071 | 0.75307 | 0.7801 | 0.79246 | 0.79478 | 0.80791 | 0.75152 | 0.76851 | 0.75384 | 0.7886 | 0.77392 | 0.76388 | 0.73916 | 0.76079 | 0.76311 | 0.77392 | 0.76234 | 0.73685 | 0.73762 | 0.73376 | 0.76388 | 0.79786 | 0.74766 | 0.76542 | 0.73994 | 0.74534 | 0.78087 | 0.7577 | 0.78164 | 0.80636 | 0.79709 | 0.77933 | 0.811 | 0.76697 | 0.75538 | 0.74843 | 0.73762 | 0.76583 | 0.81532 | 0.78075 | 0.77526 | 0.79803 | 0.79646 | 0.79332 | 0.79332 | 0.76347 | 0.80903 | 0.80903 | 0.79961 | 0.75326 | 0.79018 | 0.8161 | 0.80903 | 0.77133 | 0.76269 | 0.82396 | 0.77447 | 0.8106 | 0.79175 | 0.75562 | 0.80039 | 0.75955 | 0.81217 | 0.76505 | 0.74619 | 0.80275 | 0.75326 | 0.75955 | 0.82396 | 0.76976 | 0.77211 | 0.77054 | 0.75091 | 0.80275 | 0.76347 | 0.79411 | 0.74619 | 0.75719 | 0.79882 | 0.77683 | 0.80903 | 0.79882 | 0.81689 | 0.82474 | 0.7729 | 0.8501 | 0.8411 | 0.85829 | 0.8501 | 0.78138 | 0.81656 | 0.83947 | 0.81001 | 0.85338 | 0.8542 | 0.78138 | 0.82229 | 0.85665 | 0.82229 | 0.8362 | 0.83865 | 0.84765 | 0.79283 | 0.84192 | 0.8182 | 0.81001 | 0.82638 | 0.82147 | 0.83947 | 0.80674 | 0.80019 | 0.85665 | 0.8411 | 0.82392 | 0.78301 | 0.82392 | 0.8542 | 0.80019 | 0.8141 | 0.8141 | 0.81165 | 0.77974 | 0.82965 | 0.7781 | 0.77974 | 0.79938 | 0.84683 | 0.80265 | 0.82801 | 0.78219 | 0.83865 | 0.85583 | 0.83947 | 0.79388 | 0.81217 | 0.83129 | 0.79803 | 0.8263 | 0.813 | 0.80884 | 0.83877 | 0.81134 | 0.83877 | 0.81799 | 0.84209 | 0.83129 | 0.85706 | 0.8238 | 0.813 | 0.80302 | 0.79388 | 0.8396 | 0.79138 | 0.7997 | 0.8529 | 0.81799 | 0.87285 | 0.79803 | 0.84625 | 0.86121 | 0.80302 | 0.81134 | 0.82131 | 0.83295 | 0.86703 | 0.8238 | 0.85539 | 0.81383 | 0.84209 | 0.85041 | 0.78972 | 0.83877 | 0.83378 | 0.8263 | 0.85706 | 0.82048 | 0.82796 | 0.85789 | 0.82131 | 0.81383 | 0.81882 | 0.82713 | 0.7997 | 0.7972 | 0.82048 | 0.82713 | 0.83295 | 0.85124 | 0.86204 | 0.81466 | 0.85124 | 0.83877 | 0.8529 | 0.80552 | 0.82048 | 0.80136 | 0.87285 | 0.80385 | 0.84376 | 0.82879 | 0.84459 | 0.79055 | 0.85124 | 0.8238 | 0.85706 | 0.7997 | 0.7997 | 0.78972 | 0.85373 | 0.83212 | 0.86454 | 0.78972 | 0.82962 | 0.80219 | 0.81549 | 0.87119 | 0.86288 | 0.81217 | 0.82131 | 0.82464 | 0.7972 | 0.80136 | 0.80219 | 0.85373 | 0.86371 | 0.83295 | 0.81466 | 0.80718
AB_288S_DSS | 37 | 240 | AB | 0.005274 | 37 | 12411 | 0.65456 | 0.72459 | 0.69844 | 0.68642 | 0.6843 | 0.68359 | 0.70339 | 0.71894 | 0.72742 | 0.68289 | 0.67157 | 0.69914 | 0.72318 | 0.68501 | 0.71258 | 0.71894 | 0.68783 | 0.68147 | 0.7352 | 0.6942 | 0.6949 | 0.69561 | 0.68076 | 0.68642 | 0.70056 | 0.68289 | 0.68006 | 0.70197 | 0.72884 | 0.70127 | 0.6737 | 0.69278 | 0.68147 | 0.71399 | 0.6843 | 0.70621 | 0.69066 | 0.6737 | 0.6949 | 0.7359 | 0.69561 | 0.68854 | 0.72813 | 0.67157 | 0.71965 | 0.70409 | 0.6949 | 0.7352 | 0.67864 | 0.79786 | 0.74303 | 0.75384 | 0.76388 | 0.79169 | 0.75616 | 0.7577 | 0.7492 | 0.80018 | 0.79014 | 0.74303 | 0.74071 | 0.75307 | 0.7801 | 0.79246 | 0.79478 | 0.80791 | 0.75152 | 0.76851 | 0.75384 | 0.7886 | 0.77392 | 0.76388 | 0.73916 | 0.76079 | 0.76311 | 0.77392 | 0.76234 | 0.73685 | 0.73762 | 0.73376 | 0.76388 | 0.79786 | 0.74766 | 0.76542 | 0.73994 | 0.74534 | 0.78087 | 0.7577 | 0.78164 | 0.80636 | 0.79709 | 0.77933 | 0.811 | 0.76697 | 0.75538 | 0.74843 | 0.73762 | 0.76583 | 0.81532 | 0.78075 | 0.77526 | 0.79803 | 0.79646 | 0.79332 | 0.79332 | 0.76347 | 0.80903 | 0.80903 | 0.79961 | 0.75326 | 0.79018 | 0.8161 | 0.80903 | 0.77133 | 0.76269 | 0.82396 | 0.77447 | 0.8106 | 0.79175 | 0.75562 | 0.80039 | 0.75955 | 0.81217 | 0.76505 | 0.74619 | 0.80275 | 0.75326 | 0.75955 | 0.82396 | 0.76976 | 0.77211 | 0.77054 | 0.75091 | 0.80275 | 0.76347 | 0.79411 | 0.74619 | 0.75719 | 0.79882 | 0.77683 | 0.80903 | 0.79882 | 0.81689 | 0.82474 | 0.7729 | 0.8501 | 0.8411 | 0.85829 | 0.8501 | 0.78138 | 0.81656 | 0.83947 | 0.81001 | 0.85338 | 0.8542 | 0.78138 | 0.82229 | 0.85665 | 0.82229 | 0.8362 | 0.83865 | 0.84765 | 0.79283 | 0.84192 | 0.8182 | 0.81001 | 0.82638 | 0.82147 | 0.83947 | 0.80674 | 0.80019 | 0.85665 | 0.8411 | 0.82392 | 0.78301 | 0.82392 | 0.8542 | 0.80019 | 0.8141 | 0.8141 | 0.81165 | 0.77974 | 0.82965 | 0.7781 | 0.77974 | 0.79938 | 0.84683 | 0.80265 | 0.82801 | 0.78219 | 0.83865 | 0.85583 | 0.83947 | 0.79388 | 0.81217 | 0.83129 | 0.79803 | 0.8263 | 0.813 | 0.80884 | 0.83877 | 0.81134 | 0.83877 | 0.81799 | 0.84209 | 0.83129 | 0.85706 | 0.8238 | 0.813 | 0.80302 | 0.79388 | 0.8396 | 0.79138 | 0.7997 | 0.8529 | 0.81799 | 0.87285 | 0.79803 | 0.84625 | 0.86121 | 0.80302 | 0.81134 | 0.82131 | 0.83295 | 0.86703 | 0.8238 | 0.85539 | 0.81383 | 0.84209 | 0.85041 | 0.78972 | 0.83877 | 0.83378 | 0.8263 | 0.85706 | 0.82048 | 0.82796 | 0.85789 | 0.82131 | 0.81383 | 0.81882 | 0.82713 | 0.7997 | 0.7972 | 0.82048 | 0.82713 | 0.83295 | 0.85124 | 0.86204 | 0.81466 | 0.85124 | 0.83877 | 0.8529 | 0.80552 | 0.82048 | 0.80136 | 0.87285 | 0.80385 | 0.84376 | 0.82879 | 0.84459 | 0.79055 | 0.85124 | 0.8238 | 0.85706 | 0.7997 | 0.7997 | 0.78972 | 0.85373 | 0.83212 | 0.86454 | 0.78972 | 0.82962 | 0.80219 | 0.81549 | 0.87119 | 0.86288 | 0.81217 | 0.82131 | 0.82464 | 0.7972 | 0.80136 | 0.80219 | 0.85373 | 0.86371 | 0.83295 | 0.81466 | 0.80718
AB_289S_DSS | 38 | 240 | AB | 0.011387 | 38 | 12411 | 1.4132 | 1.5645 | 1.508 | 1.482 | 1.4775 | 1.4759 | 1.5187 | 1.5522 | 1.5706 | 1.4744 | 1.45 | 1.5095 | 1.5614 | 1.479 | 1.5385 | 1.5522 | 1.4851 | 1.4714 | 1.5874 | 1.4988 | 1.5004 | 1.5019 | 1.4698 | 1.482 | 1.5126 | 1.4744 | 1.4683 | 1.5156 | 1.5736 | 1.5141 | 1.4546 | 1.4958 | 1.4714 | 1.5416 | 1.4775 | 1.5248 | 1.4912 | 1.4546 | 1.5004 | 1.5889 | 1.5019 | 1.4866 | 1.5721 | 1.45 | 1.5538 | 1.5202 | 1.5004 | 1.5874 | 1.4652 | 1.7227 | 1.6043 | 1.6276 | 1.6493 | 1.7093 | 1.6326 | 1.6359 | 1.6176 | 1.7277 | 1.706 | 1.6043 | 1.5993 | 1.6259 | 1.6843 | 1.711 | 1.716 | 1.7443 | 1.6226 | 1.6593 | 1.6276 | 1.7026 | 1.671 | 1.6493 | 1.5959 | 1.6426 | 1.6476 | 1.671 | 1.6459 | 1.5909 | 1.5926 | 1.5842 | 1.6493 | 1.7227 | 1.6143 | 1.6526 | 1.5976 | 1.6093 | 1.686 | 1.6359 | 1.6876 | 1.741 | 1.721 | 1.6826 | 1.751 | 1.656 | 1.6309 | 1.6159 | 1.5926 | 1.6535 | 1.7603 | 1.6857 | 1.6738 | 1.723 | 1.7196 | 1.7128 | 1.7128 | 1.6484 | 1.7468 | 1.7468 | 1.7264 | 1.6264 | 1.7061 | 1.762 | 1.7468 | 1.6654 | 1.6467 | 1.779 | 1.6721 | 1.7502 | 1.7095 | 1.6314 | 1.7281 | 1.6399 | 1.7535 | 1.6518 | 1.6111 | 1.7332 | 1.6264 | 1.6399 | 1.779 | 1.662 | 1.6671 | 1.6637 | 1.6213 | 1.7332 | 1.6484 | 1.7145 | 1.6111 | 1.6348 | 1.7247 | 1.6772 | 1.7468 | 1.7247 | 1.7637 | 1.7807 | 1.6688 | 1.8354 | 1.816 | 1.8531 | 1.8354 | 1.6871 | 1.763 | 1.8125 | 1.7489 | 1.8425 | 1.8443 | 1.6871 | 1.7754 | 1.8496 | 1.7754 | 1.8054 | 1.8107 | 1.8301 | 1.7118 | 1.8178 | 1.7666 | 1.7489 | 1.7842 | 1.7736 | 1.8125 | 1.7418 | 1.7277 | 1.8496 | 1.816 | 1.7789 | 1.6906 | 1.7789 | 1.8443 | 1.7277 | 1.7577 | 1.7577 | 1.7524 | 1.6835 | 1.7913 | 1.68 | 1.6835 | 1.7259 | 1.8284 | 1.733 | 1.7877 | 1.6888 | 1.8107 | 1.8478 | 1.8125 | 1.714 | 1.7535 | 1.7948 | 1.723 | 1.784 | 1.7553 | 1.7464 | 1.811 | 1.7517 | 1.811 | 1.7661 | 1.8181 | 1.7948 | 1.8505 | 1.7787 | 1.7553 | 1.7338 | 1.714 | 1.8128 | 1.7087 | 1.7266 | 1.8415 | 1.7661 | 1.8846 | 1.723 | 1.8271 | 1.8594 | 1.7338 | 1.7517 | 1.7733 | 1.7984 | 1.872 | 1.7787 | 1.8469 | 1.7571 | 1.8181 | 1.8361 | 1.7051 | 1.811 | 1.8002 | 1.784 | 1.8505 | 1.7715 | 1.7876 | 1.8522 | 1.7733 | 1.7571 | 1.7679 | 1.7858 | 1.7266 | 1.7212 | 1.7715 | 1.7858 | 1.7984 | 1.8379 | 1.8612 | 1.7589 | 1.8379 | 1.811 | 1.8415 | 1.7392 | 1.7715 | 1.7302 | 1.8846 | 1.7356 | 1.8217 | 1.7894 | 1.8235 | 1.7069 | 1.8379 | 1.7787 | 1.8505 | 1.7266 | 1.7266 | 1.7051 | 1.8433 | 1.7966 | 1.8666 | 1.7051 | 1.7912 | 1.732 | 1.7607 | 1.881 | 1.863 | 1.7535 | 1.7733 | 1.7805 | 1.7212 | 1.7302 | 1.732 | 1.8433 | 1.8648 | 1.7984 | 1.7589 | 1.7428
AB_28S_DSS | 39 | 240 | AB | 0.00491 | 39 | 12411 | 0.60938 | 0.67458 | 0.65023 | 0.63904 | 0.63707 | 0.63641 | 0.65484 | 0.66932 | 0.67722 | 0.63575 | 0.62522 | 0.65089 | 0.67327 | 0.63773 | 0.6634 | 0.66932 | 0.64036 | 0.63444 | 0.68446 | 0.64628 | 0.64694 | 0.6476 | 0.63378 | 0.63904 | 0.65221 | 0.63575 | 0.63312 | 0.65352 | 0.67853 | 0.65287 | 0.6272 | 0.64497 | 0.63444 | 0.66471 | 0.63707 | 0.65747 | 0.64299 | 0.6272 | 0.64694 | 0.68511 | 0.6476 | 0.64102 | 0.67787 | 0.62522 | 0.66998 | 0.6555 | 0.64694 | 0.68446 | 0.63181 | 0.7428 | 0.69174 | 0.70181 | 0.71116 | 0.73705 | 0.70397 | 0.70541 | 0.6975 | 0.74495 | 0.73561 | 0.69174 | 0.68959 | 0.70109 | 0.72626 | 0.73776 | 0.73992 | 0.75215 | 0.69965 | 0.71547 | 0.70181 | 0.73417 | 0.72051 | 0.71116 | 0.68815 | 0.70828 | 0.71044 | 0.72051 | 0.70972 | 0.68599 | 0.68671 | 0.68312 | 0.71116 | 0.7428 | 0.69606 | 0.7126 | 0.68887 | 0.6939 | 0.72698 | 0.70541 | 0.7277 | 0.75071 | 0.74208 | 0.72554 | 0.75502 | 0.71404 | 0.70325 | 0.69678 | 0.68671 | 0.71297 | 0.75904 | 0.72687 | 0.72175 | 0.74296 | 0.74149 | 0.73857 | 0.73857 | 0.71078 | 0.75319 | 0.75319 | 0.74442 | 0.70127 | 0.73564 | 0.75978 | 0.75319 | 0.71809 | 0.71005 | 0.76709 | 0.72102 | 0.75466 | 0.73711 | 0.70347 | 0.74515 | 0.70712 | 0.75612 | 0.71224 | 0.69469 | 0.74734 | 0.70127 | 0.70712 | 0.76709 | 0.71663 | 0.71882 | 0.71736 | 0.69908 | 0.74734 | 0.71078 | 0.7393 | 0.69469 | 0.70493 | 0.74369 | 0.72321 | 0.75319 | 0.74369 | 0.76051 | 0.76782 | 0.71956 | 0.79143 | 0.78305 | 0.79905 | 0.79143 | 0.72745 | 0.7602 | 0.78153 | 0.75411 | 0.79448 | 0.79524 | 0.72745 | 0.76553 | 0.79753 | 0.76553 | 0.77848 | 0.78077 | 0.78915 | 0.73811 | 0.78382 | 0.76173 | 0.75411 | 0.76934 | 0.76477 | 0.78153 | 0.75106 | 0.74497 | 0.79753 | 0.78305 | 0.76706 | 0.72897 | 0.76706 | 0.79524 | 0.74497 | 0.75792 | 0.75792 | 0.75563 | 0.72592 | 0.77239 | 0.7244 | 0.72592 | 0.74421 | 0.78839 | 0.74725 | 0.77087 | 0.72821 | 0.78077 | 0.79676 | 0.78153 | 0.73909 | 0.75611 | 0.77391 | 0.74296 | 0.76927 | 0.75689 | 0.75302 | 0.78088 | 0.75534 | 0.78088 | 0.76153 | 0.78397 | 0.77391 | 0.7979 | 0.76695 | 0.75689 | 0.7476 | 0.73909 | 0.78165 | 0.73676 | 0.7445 | 0.79403 | 0.76153 | 0.81261 | 0.74296 | 0.78784 | 0.80177 | 0.7476 | 0.75534 | 0.76463 | 0.77546 | 0.80719 | 0.76695 | 0.79636 | 0.75766 | 0.78397 | 0.79171 | 0.73522 | 0.78088 | 0.77623 | 0.76927 | 0.7979 | 0.76385 | 0.77082 | 0.79868 | 0.76463 | 0.75766 | 0.7623 | 0.77004 | 0.7445 | 0.74218 | 0.76385 | 0.77004 | 0.77546 | 0.79249 | 0.80255 | 0.75843 | 0.79249 | 0.78088 | 0.79403 | 0.74992 | 0.76385 | 0.74605 | 0.81261 | 0.74837 | 0.78552 | 0.77159 | 0.7863 | 0.73599 | 0.79249 | 0.76695 | 0.7979 | 0.7445 | 0.7445 | 0.73522 | 0.79481 | 0.77469 | 0.80487 | 0.73522 | 0.77236 | 0.74683 | 0.75921 | 0.81106 | 0.80332 | 0.75611 | 0.76463 | 0.76772 | 0.74218 | 0.74605 | 0.74683 | 0.79481 | 0.8041 | 0.77546 | 0.75843 | 0.75147
AB_306S_GSS | 40 | 240 | AB | 0.001501 | 40 | 12411 | 0.18629 | 0.20622 | 0.19878 | 0.19536 | 0.19475 | 0.19455 | 0.20019 | 0.20461 | 0.20703 | 0.19435 | 0.19113 | 0.19898 | 0.20582 | 0.19496 | 0.2028 | 0.20461 | 0.19576 | 0.19395 | 0.20924 | 0.19757 | 0.19777 | 0.19797 | 0.19375 | 0.19536 | 0.19938 | 0.19435 | 0.19355 | 0.19978 | 0.20743 | 0.19958 | 0.19174 | 0.19717 | 0.19395 | 0.2032 | 0.19475 | 0.20099 | 0.19656 | 0.19174 | 0.19777 | 0.20944 | 0.19797 | 0.19596 | 0.20723 | 0.19113 | 0.20481 | 0.20039 | 0.19777 | 0.20924 | 0.19314 | 0.22708 | 0.21147 | 0.21455 | 0.2174 | 0.22532 | 0.2152 | 0.21564 | 0.21323 | 0.22773 | 0.22488 | 0.21147 | 0.21081 | 0.21433 | 0.22202 | 0.22554 | 0.2262 | 0.22993 | 0.21389 | 0.21872 | 0.21455 | 0.22444 | 0.22026 | 0.2174 | 0.21037 | 0.21652 | 0.21718 | 0.22026 | 0.21696 | 0.20971 | 0.20993 | 0.20883 | 0.2174 | 0.22708 | 0.21279 | 0.21784 | 0.21059 | 0.21213 | 0.22224 | 0.21564 | 0.22246 | 0.22949 | 0.22686 | 0.2218 | 0.23081 | 0.21828 | 0.21499 | 0.21301 | 0.20993 | 0.21796 | 0.23204 | 0.22221 | 0.22064 | 0.22712 | 0.22668 | 0.22578 | 0.22578 | 0.21729 | 0.23025 | 0.23025 | 0.22757 | 0.21438 | 0.22489 | 0.23227 | 0.23025 | 0.21952 | 0.21706 | 0.2345 | 0.22042 | 0.2307 | 0.22534 | 0.21505 | 0.22779 | 0.21617 | 0.23115 | 0.21773 | 0.21237 | 0.22846 | 0.21438 | 0.21617 | 0.2345 | 0.21908 | 0.21975 | 0.2193 | 0.21371 | 0.22846 | 0.21729 | 0.22601 | 0.21237 | 0.2155 | 0.22735 | 0.22109 | 0.23025 | 0.22735 | 0.23249 | 0.23472 | 0.21997 | 0.24194 | 0.23938 | 0.24427 | 0.24194 | 0.22238 | 0.2324 | 0.23892 | 0.23053 | 0.24287 | 0.24311 | 0.22238 | 0.23403 | 0.24381 | 0.23403 | 0.23798 | 0.23868 | 0.24124 | 0.22564 | 0.23961 | 0.23286 | 0.23053 | 0.23519 | 0.23379 | 0.23892 | 0.2296 | 0.22774 | 0.24381 | 0.23938 | 0.23449 | 0.22285 | 0.23449 | 0.24311 | 0.22774 | 0.2317 | 0.2317 | 0.231 | 0.22192 | 0.23612 | 0.22145 | 0.22192 | 0.22751 | 0.24101 | 0.22844 | 0.23566 | 0.22262 | 0.23868 | 0.24357 | 0.23892 | 0.22594 | 0.23115 | 0.23659 | 0.22712 | 0.23517 | 0.23138 | 0.2302 | 0.23872 | 0.23091 | 0.23872 | 0.2328 | 0.23966 | 0.23659 | 0.24392 | 0.23446 | 0.23138 | 0.22854 | 0.22594 | 0.23895 | 0.22523 | 0.2276 | 0.24274 | 0.2328 | 0.24842 | 0.22712 | 0.24085 | 0.2451 | 0.22854 | 0.23091 | 0.23375 | 0.23706 | 0.24676 | 0.23446 | 0.24345 | 0.23162 | 0.23966 | 0.24203 | 0.22476 | 0.23872 | 0.2373 | 0.23517 | 0.24392 | 0.23351 | 0.23564 | 0.24416 | 0.23375 | 0.23162 | 0.23304 | 0.2354 | 0.2276 | 0.22689 | 0.23351 | 0.2354 | 0.23706 | 0.24227 | 0.24534 | 0.23186 | 0.24227 | 0.23872 | 0.24274 | 0.22925 | 0.23351 | 0.22807 | 0.24842 | 0.22878 | 0.24014 | 0.23588 | 0.24037 | 0.22499 | 0.24227 | 0.23446 | 0.24392 | 0.2276 | 0.2276 | 0.22476 | 0.24298 | 0.23682 | 0.24605 | 0.22476 | 0.23611 | 0.22831 | 0.23209 | 0.24794 | 0.24558 | 0.23115 | 0.23375 | 0.23469 | 0.22689 | 0.22807 | 0.22831 | 0.24298 | 0.24581 | 0.23706 | 0.23186 | 0.22973
AB_310P_GSS | 41 | 240 | AB | 0.011387 | 41 | 12411 | 1.4132 | 1.5645 | 1.508 | 1.482 | 1.4775 | 1.4759 | 1.5187 | 1.5522 | 1.5706 | 1.4744 | 1.45 | 1.5095 | 1.5614 | 1.479 | 1.5385 | 1.5522 | 1.4851 | 1.4714 | 1.5874 | 1.4988 | 1.5004 | 1.5019 | 1.4698 | 1.482 | 1.5126 | 1.4744 | 1.4683 | 1.5156 | 1.5736 | 1.5141 | 1.4546 | 1.4958 | 1.4714 | 1.5416 | 1.4775 | 1.5248 | 1.4912 | 1.4546 | 1.5004 | 1.5889 | 1.5019 | 1.4866 | 1.5721 | 1.45 | 1.5538 | 1.5202 | 1.5004 | 1.5874 | 1.4652 | 1.7227 | 1.6043 | 1.6276 | 1.6493 | 1.7093 | 1.6326 | 1.6359 | 1.6176 | 1.7277 | 1.706 | 1.6043 | 1.5993 | 1.6259 | 1.6843 | 1.711 | 1.716 | 1.7443 | 1.6226 | 1.6593 | 1.6276 | 1.7026 | 1.671 | 1.6493 | 1.5959 | 1.6426 | 1.6476 | 1.671 | 1.6459 | 1.5909 | 1.5926 | 1.5842 | 1.6493 | 1.7227 | 1.6143 | 1.6526 | 1.5976 | 1.6093 | 1.686 | 1.6359 | 1.6876 | 1.741 | 1.721 | 1.6826 | 1.751 | 1.656 | 1.6309 | 1.6159 | 1.5926 | 1.6535 | 1.7603 | 1.6857 | 1.6738 | 1.723 | 1.7196 | 1.7128 | 1.7128 | 1.6484 | 1.7468 | 1.7468 | 1.7264 | 1.6264 | 1.7061 | 1.762 | 1.7468 | 1.6654 | 1.6467 | 1.779 | 1.6721 | 1.7502 | 1.7095 | 1.6314 | 1.7281 | 1.6399 | 1.7535 | 1.6518 | 1.6111 | 1.7332 | 1.6264 | 1.6399 | 1.779 | 1.662 | 1.6671 | 1.6637 | 1.6213 | 1.7332 | 1.6484 | 1.7145 | 1.6111 | 1.6348 | 1.7247 | 1.6772 | 1.7468 | 1.7247 | 1.7637 | 1.7807 | 1.6688 | 1.8354 | 1.816 | 1.8531 | 1.8354 | 1.6871 | 1.763 | 1.8125 | 1.7489 | 1.8425 | 1.8443 | 1.6871 | 1.7754 | 1.8496 | 1.7754 | 1.8054 | 1.8107 | 1.8301 | 1.7118 | 1.8178 | 1.7666 | 1.7489 | 1.7842 | 1.7736 | 1.8125 | 1.7418 | 1.7277 | 1.8496 | 1.816 | 1.7789 | 1.6906 | 1.7789 | 1.8443 | 1.7277 | 1.7577 | 1.7577 | 1.7524 | 1.6835 | 1.7913 | 1.68 | 1.6835 | 1.7259 | 1.8284 | 1.733 | 1.7877 | 1.6888 | 1.8107 | 1.8478 | 1.8125 | 1.714 | 1.7535 | 1.7948 | 1.723 | 1.784 | 1.7553 | 1.7464 | 1.811 | 1.7517 | 1.811 | 1.7661 | 1.8181 | 1.7948 | 1.8505 | 1.7787 | 1.7553 | 1.7338 | 1.714 | 1.8128 | 1.7087 | 1.7266 | 1.8415 | 1.7661 | 1.8846 | 1.723 | 1.8271 | 1.8594 | 1.7338 | 1.7517 | 1.7733 | 1.7984 | 1.872 | 1.7787 | 1.8469 | 1.7571 | 1.8181 | 1.8361 | 1.7051 | 1.811 | 1.8002 | 1.784 | 1.8505 | 1.7715 | 1.7876 | 1.8522 | 1.7733 | 1.7571 | 1.7679 | 1.7858 | 1.7266 | 1.7212 | 1.7715 | 1.7858 | 1.7984 | 1.8379 | 1.8612 | 1.7589 | 1.8379 | 1.811 | 1.8415 | 1.7392 | 1.7715 | 1.7302 | 1.8846 | 1.7356 | 1.8217 | 1.7894 | 1.8235 | 1.7069 | 1.8379 | 1.7787 | 1.8505 | 1.7266 | 1.7266 | 1.7051 | 1.8433 | 1.7966 | 1.8666 | 1.7051 | 1.7912 | 1.732 | 1.7607 | 1.881 | 1.863 | 1.7535 | 1.7733 | 1.7805 | 1.7212 | 1.7302 | 1.732 | 1.8433 | 1.8648 | 1.7984 | 1.7589 | 1.7428
AB_312S_DSS | 42 | 240 | AB | 0.00272 | 42 | 12411 | 0.33758 | 0.3737 | 0.36021 | 0.35401 | 0.35292 | 0.35255 | 0.36276 | 0.37078 | 0.37516 | 0.35219 | 0.34636 | 0.36058 | 0.37297 | 0.35328 | 0.3675 | 0.37078 | 0.35474 | 0.35146 | 0.37917 | 0.35802 | 0.35839 | 0.35875 | 0.3511 | 0.35401 | 0.3613 | 0.35219 | 0.35073 | 0.36203 | 0.37589 | 0.36167 | 0.34745 | 0.35729 | 0.35146 | 0.36823 | 0.35292 | 0.36422 | 0.3562 | 0.34745 | 0.35839 | 0.37953 | 0.35875 | 0.35511 | 0.37552 | 0.34636 | 0.37115 | 0.36313 | 0.35839 | 0.37917 | 0.35 | 0.41149 | 0.38321 | 0.38878 | 0.39396 | 0.4083 | 0.38998 | 0.39077 | 0.38639 | 0.41268 | 0.40751 | 0.38321 | 0.38201 | 0.38838 | 0.40233 | 0.4087 | 0.4099 | 0.41667 | 0.38759 | 0.39635 | 0.38878 | 0.40671 | 0.39914 | 0.39396 | 0.38121 | 0.39237 | 0.39356 | 0.39914 | 0.39316 | 0.38002 | 0.38042 | 0.37843 | 0.39396 | 0.41149 | 0.3856 | 0.39476 | 0.38161 | 0.3844 | 0.40273 | 0.39077 | 0.40312 | 0.41587 | 0.41109 | 0.40193 | 0.41826 | 0.39556 | 0.38958 | 0.38599 | 0.38042 | 0.39497 | 0.42049 | 0.40266 | 0.39983 | 0.41158 | 0.41077 | 0.40915 | 0.40915 | 0.39375 | 0.41725 | 0.41725 | 0.41239 | 0.38849 | 0.40753 | 0.42089 | 0.41725 | 0.3978 | 0.39335 | 0.42494 | 0.39942 | 0.41806 | 0.40834 | 0.3897 | 0.41279 | 0.39173 | 0.41887 | 0.39456 | 0.38484 | 0.41401 | 0.38849 | 0.39173 | 0.42494 | 0.39699 | 0.39821 | 0.3974 | 0.38727 | 0.41401 | 0.39375 | 0.40955 | 0.38484 | 0.39051 | 0.41198 | 0.40064 | 0.41725 | 0.41198 | 0.4213 | 0.42535 | 0.39861 | 0.43843 | 0.43379 | 0.44265 | 0.43843 | 0.40299 | 0.42113 | 0.43295 | 0.41775 | 0.44012 | 0.44054 | 0.40299 | 0.42408 | 0.44181 | 0.42408 | 0.43126 | 0.43252 | 0.43717 | 0.40889 | 0.43421 | 0.42197 | 0.41775 | 0.42619 | 0.42366 | 0.43295 | 0.41607 | 0.41269 | 0.44181 | 0.43379 | 0.42493 | 0.40383 | 0.42493 | 0.44054 | 0.41269 | 0.41986 | 0.41986 | 0.4186 | 0.40214 | 0.42788 | 0.4013 | 0.40214 | 0.41227 | 0.43674 | 0.41396 | 0.42704 | 0.40341 | 0.43252 | 0.44138 | 0.43295 | 0.40943 | 0.41886 | 0.42873 | 0.41158 | 0.42615 | 0.41929 | 0.41715 | 0.43258 | 0.41844 | 0.43258 | 0.42187 | 0.4343 | 0.42873 | 0.44202 | 0.42487 | 0.41929 | 0.41415 | 0.40943 | 0.43301 | 0.40815 | 0.41243 | 0.43987 | 0.42187 | 0.45016 | 0.41158 | 0.43644 | 0.44416 | 0.41415 | 0.41844 | 0.42358 | 0.42958 | 0.44716 | 0.42487 | 0.44116 | 0.41972 | 0.4343 | 0.43859 | 0.40729 | 0.43258 | 0.43001 | 0.42615 | 0.44202 | 0.42315 | 0.42701 | 0.44244 | 0.42358 | 0.41972 | 0.42229 | 0.42658 | 0.41243 | 0.41115 | 0.42315 | 0.42658 | 0.42958 | 0.43901 | 0.44459 | 0.42015 | 0.43901 | 0.43258 | 0.43987 | 0.41544 | 0.42315 | 0.41329 | 0.45016 | 0.41458 | 0.43516 | 0.42744 | 0.43559 | 0.40772 | 0.43901 | 0.42487 | 0.44202 | 0.41243 | 0.41243 | 0.40729 | 0.4403 | 0.42915 | 0.44587 | 0.40729 | 0.42787 | 0.41372 | 0.42058 | 0.4493 | 0.44502 | 0.41886 | 0.42358 | 0.4253 | 0.41115 | 0.41329 | 0.41372 | 0.4403 | 0.44545 | 0.42958 | 0.42015 | 0.41629
AB_320P_GSS | 43 | 240 | AB | 0.011387 | 43 | 12411 | 1.4132 | 1.5645 | 1.508 | 1.482 | 1.4775 | 1.4759 | 1.5187 | 1.5522 | 1.5706 | 1.4744 | 1.45 | 1.5095 | 1.5614 | 1.479 | 1.5385 | 1.5522 | 1.4851 | 1.4714 | 1.5874 | 1.4988 | 1.5004 | 1.5019 | 1.4698 | 1.482 | 1.5126 | 1.4744 | 1.4683 | 1.5156 | 1.5736 | 1.5141 | 1.4546 | 1.4958 | 1.4714 | 1.5416 | 1.4775 | 1.5248 | 1.4912 | 1.4546 | 1.5004 | 1.5889 | 1.5019 | 1.4866 | 1.5721 | 1.45 | 1.5538 | 1.5202 | 1.5004 | 1.5874 | 1.4652 | 1.7227 | 1.6043 | 1.6276 | 1.6493 | 1.7093 | 1.6326 | 1.6359 | 1.6176 | 1.7277 | 1.706 | 1.6043 | 1.5993 | 1.6259 | 1.6843 | 1.711 | 1.716 | 1.7443 | 1.6226 | 1.6593 | 1.6276 | 1.7026 | 1.671 | 1.6493 | 1.5959 | 1.6426 | 1.6476 | 1.671 | 1.6459 | 1.5909 | 1.5926 | 1.5842 | 1.6493 | 1.7227 | 1.6143 | 1.6526 | 1.5976 | 1.6093 | 1.686 | 1.6359 | 1.6876 | 1.741 | 1.721 | 1.6826 | 1.751 | 1.656 | 1.6309 | 1.6159 | 1.5926 | 1.6535 | 1.7603 | 1.6857 | 1.6738 | 1.723 | 1.7196 | 1.7128 | 1.7128 | 1.6484 | 1.7468 | 1.7468 | 1.7264 | 1.6264 | 1.7061 | 1.762 | 1.7468 | 1.6654 | 1.6467 | 1.779 | 1.6721 | 1.7502 | 1.7095 | 1.6314 | 1.7281 | 1.6399 | 1.7535 | 1.6518 | 1.6111 | 1.7332 | 1.6264 | 1.6399 | 1.779 | 1.662 | 1.6671 | 1.6637 | 1.6213 | 1.7332 | 1.6484 | 1.7145 | 1.6111 | 1.6348 | 1.7247 | 1.6772 | 1.7468 | 1.7247 | 1.7637 | 1.7807 | 1.6688 | 1.8354 | 1.816 | 1.8531 | 1.8354 | 1.6871 | 1.763 | 1.8125 | 1.7489 | 1.8425 | 1.8443 | 1.6871 | 1.7754 | 1.8496 | 1.7754 | 1.8054 | 1.8107 | 1.8301 | 1.7118 | 1.8178 | 1.7666 | 1.7489 | 1.7842 | 1.7736 | 1.8125 | 1.7418 | 1.7277 | 1.8496 | 1.816 | 1.7789 | 1.6906 | 1.7789 | 1.8443 | 1.7277 | 1.7577 | 1.7577 | 1.7524 | 1.6835 | 1.7913 | 1.68 | 1.6835 | 1.7259 | 1.8284 | 1.733 | 1.7877 | 1.6888 | 1.8107 | 1.8478 | 1.8125 | 1.714 | 1.7535 | 1.7948 | 1.723 | 1.784 | 1.7553 | 1.7464 | 1.811 | 1.7517 | 1.811 | 1.7661 | 1.8181 | 1.7948 | 1.8505 | 1.7787 | 1.7553 | 1.7338 | 1.714 | 1.8128 | 1.7087 | 1.7266 | 1.8415 | 1.7661 | 1.8846 | 1.723 | 1.8271 | 1.8594 | 1.7338 | 1.7517 | 1.7733 | 1.7984 | 1.872 | 1.7787 | 1.8469 | 1.7571 | 1.8181 | 1.8361 | 1.7051 | 1.811 | 1.8002 | 1.784 | 1.8505 | 1.7715 | 1.7876 | 1.8522 | 1.7733 | 1.7571 | 1.7679 | 1.7858 | 1.7266 | 1.7212 | 1.7715 | 1.7858 | 1.7984 | 1.8379 | 1.8612 | 1.7589 | 1.8379 | 1.811 | 1.8415 | 1.7392 | 1.7715 | 1.7302 | 1.8846 | 1.7356 | 1.8217 | 1.7894 | 1.8235 | 1.7069 | 1.8379 | 1.7787 | 1.8505 | 1.7266 | 1.7266 | 1.7051 | 1.8433 | 1.7966 | 1.8666 | 1.7051 | 1.7912 | 1.732 | 1.7607 | 1.881 | 1.863 | 1.7535 | 1.7733 | 1.7805 | 1.7212 | 1.7302 | 1.732 | 1.8433 | 1.8648 | 1.7984 | 1.7589 | 1.7428
AB_324S_DSS | 44 | 240 | AB | 0.00491 | 44 | 12411 | 0.60938 | 0.67458 | 0.65023 | 0.63904 | 0.63707 | 0.63641 | 0.65484 | 0.66932 | 0.67722 | 0.63575 | 0.62522 | 0.65089 | 0.67327 | 0.63773 | 0.6634 | 0.66932 | 0.64036 | 0.63444 | 0.68446 | 0.64628 | 0.64694 | 0.6476 | 0.63378 | 0.63904 | 0.65221 | 0.63575 | 0.63312 | 0.65352 | 0.67853 | 0.65287 | 0.6272 | 0.64497 | 0.63444 | 0.66471 | 0.63707 | 0.65747 | 0.64299 | 0.6272 | 0.64694 | 0.68511 | 0.6476 | 0.64102 | 0.67787 | 0.62522 | 0.66998 | 0.6555 | 0.64694 | 0.68446 | 0.63181 | 0.7428 | 0.69174 | 0.70181 | 0.71116 | 0.73705 | 0.70397 | 0.70541 | 0.6975 | 0.74495 | 0.73561 | 0.69174 | 0.68959 | 0.70109 | 0.72626 | 0.73776 | 0.73992 | 0.75215 | 0.69965 | 0.71547 | 0.70181 | 0.73417 | 0.72051 | 0.71116 | 0.68815 | 0.70828 | 0.71044 | 0.72051 | 0.70972 | 0.68599 | 0.68671 | 0.68312 | 0.71116 | 0.7428 | 0.69606 | 0.7126 | 0.68887 | 0.6939 | 0.72698 | 0.70541 | 0.7277 | 0.75071 | 0.74208 | 0.72554 | 0.75502 | 0.71404 | 0.70325 | 0.69678 | 0.68671 | 0.71297 | 0.75904 | 0.72687 | 0.72175 | 0.74296 | 0.74149 | 0.73857 | 0.73857 | 0.71078 | 0.75319 | 0.75319 | 0.74442 | 0.70127 | 0.73564 | 0.75978 | 0.75319 | 0.71809 | 0.71005 | 0.76709 | 0.72102 | 0.75466 | 0.73711 | 0.70347 | 0.74515 | 0.70712 | 0.75612 | 0.71224 | 0.69469 | 0.74734 | 0.70127 | 0.70712 | 0.76709 | 0.71663 | 0.71882 | 0.71736 | 0.69908 | 0.74734 | 0.71078 | 0.7393 | 0.69469 | 0.70493 | 0.74369 | 0.72321 | 0.75319 | 0.74369 | 0.76051 | 0.76782 | 0.71956 | 0.79143 | 0.78305 | 0.79905 | 0.79143 | 0.72745 | 0.7602 | 0.78153 | 0.75411 | 0.79448 | 0.79524 | 0.72745 | 0.76553 | 0.79753 | 0.76553 | 0.77848 | 0.78077 | 0.78915 | 0.73811 | 0.78382 | 0.76173 | 0.75411 | 0.76934 | 0.76477 | 0.78153 | 0.75106 | 0.74497 | 0.79753 | 0.78305 | 0.76706 | 0.72897 | 0.76706 | 0.79524 | 0.74497 | 0.75792 | 0.75792 | 0.75563 | 0.72592 | 0.77239 | 0.7244 | 0.72592 | 0.74421 | 0.78839 | 0.74725 | 0.77087 | 0.72821 | 0.78077 | 0.79676 | 0.78153 | 0.73909 | 0.75611 | 0.77391 | 0.74296 | 0.76927 | 0.75689 | 0.75302 | 0.78088 | 0.75534 | 0.78088 | 0.76153 | 0.78397 | 0.77391 | 0.7979 | 0.76695 | 0.75689 | 0.7476 | 0.73909 | 0.78165 | 0.73676 | 0.7445 | 0.79403 | 0.76153 | 0.81261 | 0.74296 | 0.78784 | 0.80177 | 0.7476 | 0.75534 | 0.76463 | 0.77546 | 0.80719 | 0.76695 | 0.79636 | 0.75766 | 0.78397 | 0.79171 | 0.73522 | 0.78088 | 0.77623 | 0.76927 | 0.7979 | 0.76385 | 0.77082 | 0.79868 | 0.76463 | 0.75766 | 0.7623 | 0.77004 | 0.7445 | 0.74218 | 0.76385 | 0.77004 | 0.77546 | 0.79249 | 0.80255 | 0.75843 | 0.79249 | 0.78088 | 0.79403 | 0.74992 | 0.76385 | 0.74605 | 0.81261 | 0.74837 | 0.78552 | 0.77159 | 0.7863 | 0.73599 | 0.79249 | 0.76695 | 0.7979 | 0.7445 | 0.7445 | 0.73522 | 0.79481 | 0.77469 | 0.80487 | 0.73522 | 0.77236 | 0.74683 | 0.75921 | 0.81106 | 0.80332 | 0.75611 | 0.76463 | 0.76772 | 0.74218 | 0.74605 | 0.74683 | 0.79481 | 0.8041 | 0.77546 | 0.75843 | 0.75147
AB_326S_GSS | 45 | 240 | AB | 0.003606 | 45 | 12411 | 0.44754 | 0.49543 | 0.47754 | 0.46933 | 0.46788 | 0.46739 | 0.48093 | 0.49156 | 0.49736 | 0.46691 | 0.45918 | 0.47803 | 0.49446 | 0.46836 | 0.48721 | 0.49156 | 0.47029 | 0.46594 | 0.50268 | 0.47464 | 0.47513 | 0.47561 | 0.46546 | 0.46933 | 0.47899 | 0.46691 | 0.46498 | 0.47996 | 0.49833 | 0.47948 | 0.46063 | 0.47368 | 0.46594 | 0.48818 | 0.46788 | 0.48286 | 0.47223 | 0.46063 | 0.47513 | 0.50316 | 0.47561 | 0.47078 | 0.49784 | 0.45918 | 0.49204 | 0.48141 | 0.47513 | 0.50268 | 0.46401 | 0.54553 | 0.50803 | 0.51542 | 0.52229 | 0.5413 | 0.51701 | 0.51806 | 0.51226 | 0.54711 | 0.54024 | 0.50803 | 0.50645 | 0.5149 | 0.53338 | 0.54183 | 0.54341 | 0.55239 | 0.51384 | 0.52546 | 0.51542 | 0.53919 | 0.52915 | 0.52229 | 0.50539 | 0.52018 | 0.52176 | 0.52915 | 0.52123 | 0.50381 | 0.50433 | 0.50169 | 0.52229 | 0.54553 | 0.5112 | 0.52335 | 0.50592 | 0.50961 | 0.53391 | 0.51806 | 0.53444 | 0.55133 | 0.545 | 0.53285 | 0.5545 | 0.5244 | 0.51648 | 0.51173 | 0.50433 | 0.52362 | 0.55746 | 0.53383 | 0.53007 | 0.54564 | 0.54457 | 0.54242 | 0.54242 | 0.52201 | 0.55316 | 0.55316 | 0.54672 | 0.51503 | 0.54027 | 0.55799 | 0.55316 | 0.52738 | 0.52147 | 0.56336 | 0.52953 | 0.55423 | 0.54135 | 0.51664 | 0.54725 | 0.51933 | 0.55531 | 0.52309 | 0.5102 | 0.54886 | 0.51503 | 0.51933 | 0.56336 | 0.52631 | 0.52792 | 0.52684 | 0.51342 | 0.54886 | 0.52201 | 0.54296 | 0.5102 | 0.51772 | 0.54618 | 0.53114 | 0.55316 | 0.54618 | 0.55853 | 0.5639 | 0.52846 | 0.58124 | 0.57509 | 0.58684 | 0.58124 | 0.53425 | 0.55831 | 0.57397 | 0.55383 | 0.58348 | 0.58404 | 0.53425 | 0.56222 | 0.58572 | 0.56222 | 0.57173 | 0.57341 | 0.57957 | 0.54208 | 0.57565 | 0.55943 | 0.55383 | 0.56502 | 0.56166 | 0.57397 | 0.55159 | 0.54712 | 0.58572 | 0.57509 | 0.56334 | 0.53537 | 0.56334 | 0.58404 | 0.54712 | 0.55663 | 0.55663 | 0.55495 | 0.53313 | 0.56726 | 0.53201 | 0.53313 | 0.54656 | 0.57901 | 0.5488 | 0.56614 | 0.53481 | 0.57341 | 0.58516 | 0.57397 | 0.5428 | 0.5553 | 0.56838 | 0.54564 | 0.56497 | 0.55587 | 0.55303 | 0.57349 | 0.55474 | 0.57349 | 0.55928 | 0.57577 | 0.56838 | 0.586 | 0.56326 | 0.55587 | 0.54905 | 0.5428 | 0.57406 | 0.54109 | 0.54678 | 0.58315 | 0.55928 | 0.5968 | 0.54564 | 0.57861 | 0.58884 | 0.54905 | 0.55474 | 0.56156 | 0.56951 | 0.59282 | 0.56326 | 0.58486 | 0.55644 | 0.57577 | 0.58145 | 0.53996 | 0.57349 | 0.57008 | 0.56497 | 0.586 | 0.56099 | 0.5661 | 0.58656 | 0.56156 | 0.55644 | 0.55985 | 0.56553 | 0.54678 | 0.54507 | 0.56099 | 0.56553 | 0.56951 | 0.58202 | 0.58941 | 0.55701 | 0.58202 | 0.57349 | 0.58315 | 0.55076 | 0.56099 | 0.54792 | 0.5968 | 0.54962 | 0.5769 | 0.56667 | 0.57747 | 0.54053 | 0.58202 | 0.56326 | 0.586 | 0.54678 | 0.54678 | 0.53996 | 0.58372 | 0.56895 | 0.59111 | 0.53996 | 0.56724 | 0.54848 | 0.55758 | 0.59566 | 0.58997 | 0.5553 | 0.56156 | 0.56383 | 0.54507 | 0.54792 | 0.54848 | 0.58372 | 0.59054 | 0.56951 | 0.55701 | 0.55189
AB_326S_JCT | 46 | 240 | AB | 0.003606 | 46 | 12411 | 0.44754 | 0.49543 | 0.47754 | 0.46933 | 0.46788 | 0.46739 | 0.48093 | 0.49156 | 0.49736 | 0.46691 | 0.45918 | 0.47803 | 0.49446 | 0.46836 | 0.48721 | 0.49156 | 0.47029 | 0.46594 | 0.50268 | 0.47464 | 0.47513 | 0.47561 | 0.46546 | 0.46933 | 0.47899 | 0.46691 | 0.46498 | 0.47996 | 0.49833 | 0.47948 | 0.46063 | 0.47368 | 0.46594 | 0.48818 | 0.46788 | 0.48286 | 0.47223 | 0.46063 | 0.47513 | 0.50316 | 0.47561 | 0.47078 | 0.49784 | 0.45918 | 0.49204 | 0.48141 | 0.47513 | 0.50268 | 0.46401 | 0.54553 | 0.50803 | 0.51542 | 0.52229 | 0.5413 | 0.51701 | 0.51806 | 0.51226 | 0.54711 | 0.54024 | 0.50803 | 0.50645 | 0.5149 | 0.53338 | 0.54183 | 0.54341 | 0.55239 | 0.51384 | 0.52546 | 0.51542 | 0.53919 | 0.52915 | 0.52229 | 0.50539 | 0.52018 | 0.52176 | 0.52915 | 0.52123 | 0.50381 | 0.50433 | 0.50169 | 0.52229 | 0.54553 | 0.5112 | 0.52335 | 0.50592 | 0.50961 | 0.53391 | 0.51806 | 0.53444 | 0.55133 | 0.545 | 0.53285 | 0.5545 | 0.5244 | 0.51648 | 0.51173 | 0.50433 | 0.52362 | 0.55746 | 0.53383 | 0.53007 | 0.54564 | 0.54457 | 0.54242 | 0.54242 | 0.52201 | 0.55316 | 0.55316 | 0.54672 | 0.51503 | 0.54027 | 0.55799 | 0.55316 | 0.52738 | 0.52147 | 0.56336 | 0.52953 | 0.55423 | 0.54135 | 0.51664 | 0.54725 | 0.51933 | 0.55531 | 0.52309 | 0.5102 | 0.54886 | 0.51503 | 0.51933 | 0.56336 | 0.52631 | 0.52792 | 0.52684 | 0.51342 | 0.54886 | 0.52201 | 0.54296 | 0.5102 | 0.51772 | 0.54618 | 0.53114 | 0.55316 | 0.54618 | 0.55853 | 0.5639 | 0.52846 | 0.58124 | 0.57509 | 0.58684 | 0.58124 | 0.53425 | 0.55831 | 0.57397 | 0.55383 | 0.58348 | 0.58404 | 0.53425 | 0.56222 | 0.58572 | 0.56222 | 0.57173 | 0.57341 | 0.57957 | 0.54208 | 0.57565 | 0.55943 | 0.55383 | 0.56502 | 0.56166 | 0.57397 | 0.55159 | 0.54712 | 0.58572 | 0.57509 | 0.56334 | 0.53537 | 0.56334 | 0.58404 | 0.54712 | 0.55663 | 0.55663 | 0.55495 | 0.53313 | 0.56726 | 0.53201 | 0.53313 | 0.54656 | 0.57901 | 0.5488 | 0.56614 | 0.53481 | 0.57341 | 0.58516 | 0.57397 | 0.5428 | 0.5553 | 0.56838 | 0.54564 | 0.56497 | 0.55587 | 0.55303 | 0.57349 | 0.55474 | 0.57349 | 0.55928 | 0.57577 | 0.56838 | 0.586 | 0.56326 | 0.55587 | 0.54905 | 0.5428 | 0.57406 | 0.54109 | 0.54678 | 0.58315 | 0.55928 | 0.5968 | 0.54564 | 0.57861 | 0.58884 | 0.54905 | 0.55474 | 0.56156 | 0.56951 | 0.59282 | 0.56326 | 0.58486 | 0.55644 | 0.57577 | 0.58145 | 0.53996 | 0.57349 | 0.57008 | 0.56497 | 0.586 | 0.56099 | 0.5661 | 0.58656 | 0.56156 | 0.55644 | 0.55985 | 0.56553 | 0.54678 | 0.54507 | 0.56099 | 0.56553 | 0.56951 | 0.58202 | 0.58941 | 0.55701 | 0.58202 | 0.57349 | 0.58315 | 0.55076 | 0.56099 | 0.54792 | 0.5968 | 0.54962 | 0.5769 | 0.56667 | 0.57747 | 0.54053 | 0.58202 | 0.56326 | 0.586 | 0.54678 | 0.54678 | 0.53996 | 0.58372 | 0.56895 | 0.59111 | 0.53996 | 0.56724 | 0.54848 | 0.55758 | 0.59566 | 0.58997 | 0.5553 | 0.56156 | 0.56383 | 0.54507 | 0.54792 | 0.54848 | 0.58372 | 0.59054 | 0.56951 | 0.55701 | 0.55189
AB_330P_DSS | 47 | 500 | AB | 0.023724 | 47 | 12411 | 2.9444 | 3.2594 | 3.1418 | 3.0877 | 3.0782 | 3.075 | 3.164 | 3.234 | 3.2722 | 3.0718 | 3.0209 | 3.145 | 3.2531 | 3.0814 | 3.2054 | 3.234 | 3.0941 | 3.0655 | 3.3071 | 3.1227 | 3.1259 | 3.1291 | 3.0623 | 3.0877 | 3.1513 | 3.0718 | 3.0591 | 3.1577 | 3.2785 | 3.1545 | 3.0305 | 3.1163 | 3.0655 | 3.2117 | 3.0782 | 3.1768 | 3.1068 | 3.0305 | 3.1259 | 3.3103 | 3.1291 | 3.0973 | 3.2753 | 3.0209 | 3.2372 | 3.1672 | 3.1259 | 3.3071 | 3.0527 | 3.589 | 3.3423 | 3.391 | 3.4362 | 3.5612 | 3.4014 | 3.4084 | 3.3701 | 3.5995 | 3.5543 | 3.3423 | 3.3319 | 3.3875 | 3.5091 | 3.5647 | 3.5751 | 3.6342 | 3.3806 | 3.457 | 3.391 | 3.5473 | 3.4813 | 3.4362 | 3.325 | 3.4223 | 3.4327 | 3.4813 | 3.4292 | 3.3146 | 3.318 | 3.3007 | 3.4362 | 3.589 | 3.3632 | 3.4431 | 3.3285 | 3.3528 | 3.5126 | 3.4084 | 3.5161 | 3.6272 | 3.5856 | 3.5056 | 3.6481 | 3.4501 | 3.3979 | 3.3667 | 3.318 | 3.4449 | 3.6675 | 3.5121 | 3.4873 | 3.5898 | 3.5827 | 3.5686 | 3.5686 | 3.4343 | 3.6393 | 3.6393 | 3.5969 | 3.3884 | 3.5545 | 3.6711 | 3.6393 | 3.4697 | 3.4308 | 3.7064 | 3.4838 | 3.6463 | 3.5615 | 3.399 | 3.6004 | 3.4167 | 3.6534 | 3.4414 | 3.3566 | 3.611 | 3.3884 | 3.4167 | 3.7064 | 3.4626 | 3.4732 | 3.4661 | 3.3778 | 3.611 | 3.4343 | 3.5721 | 3.3566 | 3.4061 | 3.5933 | 3.4944 | 3.6393 | 3.5933 | 3.6746 | 3.7099 | 3.4767 | 3.824 | 3.7835 | 3.8608 | 3.824 | 3.5149 | 3.6731 | 3.7762 | 3.6437 | 3.8387 | 3.8424 | 3.5149 | 3.6989 | 3.8535 | 3.6989 | 3.7615 | 3.7725 | 3.813 | 3.5664 | 3.7872 | 3.6805 | 3.6437 | 3.7173 | 3.6952 | 3.7762 | 3.629 | 3.5995 | 3.8535 | 3.7835 | 3.7062 | 3.5222 | 3.7062 | 3.8424 | 3.5995 | 3.6621 | 3.6621 | 3.651 | 3.5075 | 3.732 | 3.5001 | 3.5075 | 3.5958 | 3.8093 | 3.6106 | 3.7246 | 3.5185 | 3.7725 | 3.8498 | 3.7762 | 3.5711 | 3.6534 | 3.7394 | 3.5898 | 3.7169 | 3.6571 | 3.6384 | 3.773 | 3.6496 | 3.773 | 3.6795 | 3.788 | 3.7394 | 3.8553 | 3.7057 | 3.6571 | 3.6122 | 3.5711 | 3.7768 | 3.5599 | 3.5973 | 3.8366 | 3.6795 | 3.9263 | 3.5898 | 3.8067 | 3.874 | 3.6122 | 3.6496 | 3.6945 | 3.7468 | 3.9002 | 3.7057 | 3.8478 | 3.6608 | 3.788 | 3.8254 | 3.5524 | 3.773 | 3.7506 | 3.7169 | 3.8553 | 3.6908 | 3.7244 | 3.859 | 3.6945 | 3.6608 | 3.6833 | 3.7207 | 3.5973 | 3.5861 | 3.6908 | 3.7207 | 3.7468 | 3.8291 | 3.8777 | 3.6646 | 3.8291 | 3.773 | 3.8366 | 3.6234 | 3.6908 | 3.6048 | 3.9263 | 3.616 | 3.7955 | 3.7282 | 3.7992 | 3.5561 | 3.8291 | 3.7057 | 3.8553 | 3.5973 | 3.5973 | 3.5524 | 3.8403 | 3.7431 | 3.8889 | 3.5524 | 3.7319 | 3.6085 | 3.6683 | 3.9189 | 3.8815 | 3.6534 | 3.6945 | 3.7095 | 3.5861 | 3.6048 | 3.6085 | 3.8403 | 3.8852 | 3.7468 | 3.6646 | 3.6309
AB_338S_DSS | 48 | 240 | AB | 0.003339 | 48 | 12411 | 0.4144 | 0.45874 | 0.44218 | 0.43458 | 0.43323 | 0.43279 | 0.44532 | 0.45516 | 0.46053 | 0.43234 | 0.42518 | 0.44263 | 0.45785 | 0.43368 | 0.45114 | 0.45516 | 0.43547 | 0.43144 | 0.46546 | 0.4395 | 0.43995 | 0.44039 | 0.431 | 0.43458 | 0.44353 | 0.43234 | 0.43055 | 0.44442 | 0.46143 | 0.44398 | 0.42652 | 0.4386 | 0.43144 | 0.45203 | 0.43323 | 0.44711 | 0.43726 | 0.42652 | 0.43995 | 0.46591 | 0.44039 | 0.43592 | 0.46098 | 0.42518 | 0.45561 | 0.44577 | 0.43995 | 0.46546 | 0.42965 | 0.50513 | 0.47041 | 0.47726 | 0.48362 | 0.50122 | 0.47873 | 0.4797 | 0.47433 | 0.5066 | 0.50024 | 0.47041 | 0.46895 | 0.47677 | 0.49389 | 0.50171 | 0.50318 | 0.51149 | 0.47579 | 0.48655 | 0.47726 | 0.49926 | 0.48997 | 0.48362 | 0.46797 | 0.48166 | 0.48313 | 0.48997 | 0.48264 | 0.4665 | 0.46699 | 0.46455 | 0.48362 | 0.50513 | 0.47335 | 0.48459 | 0.46846 | 0.47188 | 0.49437 | 0.4797 | 0.49486 | 0.51051 | 0.50464 | 0.4934 | 0.51345 | 0.48557 | 0.47824 | 0.47384 | 0.46699 | 0.48485 | 0.51618 | 0.4943 | 0.49082 | 0.50524 | 0.50425 | 0.50226 | 0.50226 | 0.48336 | 0.5122 | 0.5122 | 0.50624 | 0.4769 | 0.50027 | 0.51668 | 0.5122 | 0.48833 | 0.48286 | 0.52165 | 0.49032 | 0.5132 | 0.50126 | 0.47839 | 0.50673 | 0.48087 | 0.51419 | 0.48435 | 0.47242 | 0.50822 | 0.4769 | 0.48087 | 0.52165 | 0.48734 | 0.48883 | 0.48784 | 0.4754 | 0.50822 | 0.48336 | 0.50275 | 0.47242 | 0.47938 | 0.50574 | 0.49181 | 0.5122 | 0.50574 | 0.51718 | 0.52215 | 0.48933 | 0.53821 | 0.53251 | 0.54339 | 0.53821 | 0.49469 | 0.51697 | 0.53147 | 0.51282 | 0.54028 | 0.5408 | 0.49469 | 0.52059 | 0.54235 | 0.52059 | 0.5294 | 0.53095 | 0.53665 | 0.50195 | 0.53303 | 0.518 | 0.51282 | 0.52318 | 0.52008 | 0.53147 | 0.51075 | 0.50661 | 0.54235 | 0.53251 | 0.52163 | 0.49573 | 0.52163 | 0.5408 | 0.50661 | 0.51541 | 0.51541 | 0.51386 | 0.49366 | 0.52526 | 0.49262 | 0.49366 | 0.50609 | 0.53613 | 0.50816 | 0.52422 | 0.49521 | 0.53095 | 0.54183 | 0.53147 | 0.50261 | 0.51419 | 0.52629 | 0.50524 | 0.52313 | 0.51471 | 0.51208 | 0.53103 | 0.51366 | 0.53103 | 0.51787 | 0.53313 | 0.52629 | 0.54261 | 0.52156 | 0.51471 | 0.5084 | 0.50261 | 0.53156 | 0.50103 | 0.50629 | 0.53998 | 0.51787 | 0.55261 | 0.50524 | 0.53577 | 0.54524 | 0.5084 | 0.51366 | 0.51998 | 0.52734 | 0.54892 | 0.52156 | 0.54155 | 0.51524 | 0.53313 | 0.5384 | 0.49998 | 0.53103 | 0.52787 | 0.52313 | 0.54261 | 0.51945 | 0.52419 | 0.54313 | 0.51998 | 0.51524 | 0.5184 | 0.52366 | 0.50629 | 0.50471 | 0.51945 | 0.52366 | 0.52734 | 0.53892 | 0.54576 | 0.51577 | 0.53892 | 0.53103 | 0.53998 | 0.50998 | 0.51945 | 0.50735 | 0.55261 | 0.50892 | 0.53419 | 0.52471 | 0.53471 | 0.5005 | 0.53892 | 0.52156 | 0.54261 | 0.50629 | 0.50629 | 0.49998 | 0.5405 | 0.52682 | 0.54734 | 0.49998 | 0.52524 | 0.50787 | 0.51629 | 0.55155 | 0.54629 | 0.51419 | 0.51998 | 0.52208 | 0.50471 | 0.50735 | 0.50787 | 0.5405 | 0.54682 | 0.52734 | 0.51577 | 0.51103
AB_356S_DSS | 49 | 240 | AB | 0.003084 | 49 | 12411 | 0.38276 | 0.42371 | 0.40842 | 0.40139 | 0.40015 | 0.39973 | 0.41131 | 0.4204 | 0.42536 | 0.39932 | 0.39271 | 0.40883 | 0.42288 | 0.40056 | 0.41668 | 0.4204 | 0.40221 | 0.39849 | 0.42991 | 0.40593 | 0.40635 | 0.40676 | 0.39808 | 0.40139 | 0.40966 | 0.39932 | 0.39767 | 0.41048 | 0.42619 | 0.41007 | 0.39395 | 0.40511 | 0.39849 | 0.41751 | 0.40015 | 0.41296 | 0.40387 | 0.39395 | 0.40635 | 0.43032 | 0.40676 | 0.40263 | 0.42578 | 0.39271 | 0.42082 | 0.41172 | 0.40635 | 0.42991 | 0.39684 | 0.46656 | 0.43449 | 0.44081 | 0.44668 | 0.46294 | 0.44217 | 0.44307 | 0.4381 | 0.46791 | 0.46204 | 0.43449 | 0.43313 | 0.44036 | 0.45617 | 0.46339 | 0.46475 | 0.47243 | 0.43946 | 0.44939 | 0.44081 | 0.46114 | 0.45255 | 0.44668 | 0.43223 | 0.44488 | 0.44623 | 0.45255 | 0.44578 | 0.43088 | 0.43133 | 0.42907 | 0.44668 | 0.46656 | 0.4372 | 0.44759 | 0.43268 | 0.43584 | 0.45662 | 0.44307 | 0.45707 | 0.47152 | 0.4661 | 0.45572 | 0.47423 | 0.44849 | 0.44171 | 0.43765 | 0.43133 | 0.44782 | 0.47676 | 0.45655 | 0.45334 | 0.46666 | 0.46574 | 0.4639 | 0.4639 | 0.44645 | 0.47309 | 0.47309 | 0.46757 | 0.44047 | 0.46206 | 0.47722 | 0.47309 | 0.45104 | 0.44599 | 0.48181 | 0.45288 | 0.474 | 0.46298 | 0.44185 | 0.46803 | 0.44415 | 0.47492 | 0.44736 | 0.43634 | 0.46941 | 0.44047 | 0.44415 | 0.48181 | 0.45012 | 0.4515 | 0.45058 | 0.4391 | 0.46941 | 0.44645 | 0.46436 | 0.43634 | 0.44277 | 0.46711 | 0.45425 | 0.47309 | 0.46711 | 0.47768 | 0.48227 | 0.45196 | 0.4971 | 0.49184 | 0.50189 | 0.4971 | 0.45691 | 0.47749 | 0.49088 | 0.47366 | 0.49902 | 0.4995 | 0.45691 | 0.48084 | 0.50093 | 0.48084 | 0.48897 | 0.49041 | 0.49567 | 0.46361 | 0.49232 | 0.47844 | 0.47366 | 0.48323 | 0.48036 | 0.49088 | 0.47175 | 0.46792 | 0.50093 | 0.49184 | 0.48179 | 0.45787 | 0.48179 | 0.4995 | 0.46792 | 0.47605 | 0.47605 | 0.47462 | 0.45596 | 0.48514 | 0.455 | 0.45596 | 0.46744 | 0.49519 | 0.46935 | 0.48419 | 0.45739 | 0.49041 | 0.50045 | 0.49088 | 0.46422 | 0.47492 | 0.4861 | 0.46666 | 0.48318 | 0.4754 | 0.47297 | 0.49047 | 0.47443 | 0.49047 | 0.47832 | 0.49242 | 0.4861 | 0.50117 | 0.48172 | 0.4754 | 0.46957 | 0.46422 | 0.49096 | 0.46277 | 0.46763 | 0.49874 | 0.47832 | 0.5104 | 0.46666 | 0.49485 | 0.5036 | 0.46957 | 0.47443 | 0.48027 | 0.48707 | 0.507 | 0.48172 | 0.5002 | 0.47589 | 0.49242 | 0.49728 | 0.46179 | 0.49047 | 0.48756 | 0.48318 | 0.50117 | 0.47978 | 0.48415 | 0.50165 | 0.48027 | 0.47589 | 0.47881 | 0.48367 | 0.46763 | 0.46617 | 0.47978 | 0.48367 | 0.48707 | 0.49777 | 0.50408 | 0.47638 | 0.49777 | 0.49047 | 0.49874 | 0.47103 | 0.47978 | 0.4686 | 0.5104 | 0.47006 | 0.49339 | 0.48464 | 0.49388 | 0.46228 | 0.49777 | 0.48172 | 0.50117 | 0.46763 | 0.46763 | 0.46179 | 0.49922 | 0.48659 | 0.50554 | 0.46179 | 0.48513 | 0.46909 | 0.47686 | 0.50943 | 0.50457 | 0.47492 | 0.48027 | 0.48221 | 0.46617 | 0.4686 | 0.46909 | 0.49922 | 0.50506 | 0.48707 | 0.47638 | 0.472
AB_363S_GSS | 50 | 240 | AB | 0.001501 | 50 | 12411 | 0.18629 | 0.20622 | 0.19878 | 0.19536 | 0.19475 | 0.19455 | 0.20019 | 0.20461 | 0.20703 | 0.19435 | 0.19113 | 0.19898 | 0.20582 | 0.19496 | 0.2028 | 0.20461 | 0.19576 | 0.19395 | 0.20924 | 0.19757 | 0.19777 | 0.19797 | 0.19375 | 0.19536 | 0.19938 | 0.19435 | 0.19355 | 0.19978 | 0.20743 | 0.19958 | 0.19174 | 0.19717 | 0.19395 | 0.2032 | 0.19475 | 0.20099 | 0.19656 | 0.19174 | 0.19777 | 0.20944 | 0.19797 | 0.19596 | 0.20723 | 0.19113 | 0.20481 | 0.20039 | 0.19777 | 0.20924 | 0.19314 | 0.22708 | 0.21147 | 0.21455 | 0.2174 | 0.22532 | 0.2152 | 0.21564 | 0.21323 | 0.22773 | 0.22488 | 0.21147 | 0.21081 | 0.21433 | 0.22202 | 0.22554 | 0.2262 | 0.22993 | 0.21389 | 0.21872 | 0.21455 | 0.22444 | 0.22026 | 0.2174 | 0.21037 | 0.21652 | 0.21718 | 0.22026 | 0.21696 | 0.20971 | 0.20993 | 0.20883 | 0.2174 | 0.22708 | 0.21279 | 0.21784 | 0.21059 | 0.21213 | 0.22224 | 0.21564 | 0.22246 | 0.22949 | 0.22686 | 0.2218 | 0.23081 | 0.21828 | 0.21499 | 0.21301 | 0.20993 | 0.21796 | 0.23204 | 0.22221 | 0.22064 | 0.22712 | 0.22668 | 0.22578 | 0.22578 | 0.21729 | 0.23025 | 0.23025 | 0.22757 | 0.21438 | 0.22489 | 0.23227 | 0.23025 | 0.21952 | 0.21706 | 0.2345 | 0.22042 | 0.2307 | 0.22534 | 0.21505 | 0.22779 | 0.21617 | 0.23115 | 0.21773 | 0.21237 | 0.22846 | 0.21438 | 0.21617 | 0.2345 | 0.21908 | 0.21975 | 0.2193 | 0.21371 | 0.22846 | 0.21729 | 0.22601 | 0.21237 | 0.2155 | 0.22735 | 0.22109 | 0.23025 | 0.22735 | 0.23249 | 0.23472 | 0.21997 | 0.24194 | 0.23938 | 0.24427 | 0.24194 | 0.22238 | 0.2324 | 0.23892 | 0.23053 | 0.24287 | 0.24311 | 0.22238 | 0.23403 | 0.24381 | 0.23403 | 0.23798 | 0.23868 | 0.24124 | 0.22564 | 0.23961 | 0.23286 | 0.23053 | 0.23519 | 0.23379 | 0.23892 | 0.2296 | 0.22774 | 0.24381 | 0.23938 | 0.23449 | 0.22285 | 0.23449 | 0.24311 | 0.22774 | 0.2317 | 0.2317 | 0.231 | 0.22192 | 0.23612 | 0.22145 | 0.22192 | 0.22751 | 0.24101 | 0.22844 | 0.23566 | 0.22262 | 0.23868 | 0.24357 | 0.23892 | 0.22594 | 0.23115 | 0.23659 | 0.22712 | 0.23517 | 0.23138 | 0.2302 | 0.23872 | 0.23091 | 0.23872 | 0.2328 | 0.23966 | 0.23659 | 0.24392 | 0.23446 | 0.23138 | 0.22854 | 0.22594 | 0.23895 | 0.22523 | 0.2276 | 0.24274 | 0.2328 | 0.24842 | 0.22712 | 0.24085 | 0.2451 | 0.22854 | 0.23091 | 0.23375 | 0.23706 | 0.24676 | 0.23446 | 0.24345 | 0.23162 | 0.23966 | 0.24203 | 0.22476 | 0.23872 | 0.2373 | 0.23517 | 0.24392 | 0.23351 | 0.23564 | 0.24416 | 0.23375 | 0.23162 | 0.23304 | 0.2354 | 0.2276 | 0.22689 | 0.23351 | 0.2354 | 0.23706 | 0.24227 | 0.24534 | 0.23186 | 0.24227 | 0.23872 | 0.24274 | 0.22925 | 0.23351 | 0.22807 | 0.24842 | 0.22878 | 0.24014 | 0.23588 | 0.24037 | 0.22499 | 0.24227 | 0.23446 | 0.24392 | 0.2276 | 0.2276 | 0.22476 | 0.24298 | 0.23682 | 0.24605 | 0.22476 | 0.23611 | 0.22831 | 0.23209 | 0.24794 | 0.24558 | 0.23115 | 0.23375 | 0.23469 | 0.22689 | 0.22807 | 0.22831 | 0.24298 | 0.24581 | 0.23706 | 0.23186 | 0.22973
AB_363S_JCT | 51 | 240 | AB | 0.001501 | 51 | 12411 | 0.18629 | 0.20622 | 0.19878 | 0.19536 | 0.19475 | 0.19455 | 0.20019 | 0.20461 | 0.20703 | 0.19435 | 0.19113 | 0.19898 | 0.20582 | 0.19496 | 0.2028 | 0.20461 | 0.19576 | 0.19395 | 0.20924 | 0.19757 | 0.19777 | 0.19797 | 0.19375 | 0.19536 | 0.19938 | 0.19435 | 0.19355 | 0.19978 | 0.20743 | 0.19958 | 0.19174 | 0.19717 | 0.19395 | 0.2032 | 0.19475 | 0.20099 | 0.19656 | 0.19174 | 0.19777 | 0.20944 | 0.19797 | 0.19596 | 0.20723 | 0.19113 | 0.20481 | 0.20039 | 0.19777 | 0.20924 | 0.19314 | 0.22708 | 0.21147 | 0.21455 | 0.2174 | 0.22532 | 0.2152 | 0.21564 | 0.21323 | 0.22773 | 0.22488 | 0.21147 | 0.21081 | 0.21433 | 0.22202 | 0.22554 | 0.2262 | 0.22993 | 0.21389 | 0.21872 | 0.21455 | 0.22444 | 0.22026 | 0.2174 | 0.21037 | 0.21652 | 0.21718 | 0.22026 | 0.21696 | 0.20971 | 0.20993 | 0.20883 | 0.2174 | 0.22708 | 0.21279 | 0.21784 | 0.21059 | 0.21213 | 0.22224 | 0.21564 | 0.22246 | 0.22949 | 0.22686 | 0.2218 | 0.23081 | 0.21828 | 0.21499 | 0.21301 | 0.20993 | 0.21796 | 0.23204 | 0.22221 | 0.22064 | 0.22712 | 0.22668 | 0.22578 | 0.22578 | 0.21729 | 0.23025 | 0.23025 | 0.22757 | 0.21438 | 0.22489 | 0.23227 | 0.23025 | 0.21952 | 0.21706 | 0.2345 | 0.22042 | 0.2307 | 0.22534 | 0.21505 | 0.22779 | 0.21617 | 0.23115 | 0.21773 | 0.21237 | 0.22846 | 0.21438 | 0.21617 | 0.2345 | 0.21908 | 0.21975 | 0.2193 | 0.21371 | 0.22846 | 0.21729 | 0.22601 | 0.21237 | 0.2155 | 0.22735 | 0.22109 | 0.23025 | 0.22735 | 0.23249 | 0.23472 | 0.21997 | 0.24194 | 0.23938 | 0.24427 | 0.24194 | 0.22238 | 0.2324 | 0.23892 | 0.23053 | 0.24287 | 0.24311 | 0.22238 | 0.23403 | 0.24381 | 0.23403 | 0.23798 | 0.23868 | 0.24124 | 0.22564 | 0.23961 | 0.23286 | 0.23053 | 0.23519 | 0.23379 | 0.23892 | 0.2296 | 0.22774 | 0.24381 | 0.23938 | 0.23449 | 0.22285 | 0.23449 | 0.24311 | 0.22774 | 0.2317 | 0.2317 | 0.231 | 0.22192 | 0.23612 | 0.22145 | 0.22192 | 0.22751 | 0.24101 | 0.22844 | 0.23566 | 0.22262 | 0.23868 | 0.24357 | 0.23892 | 0.22594 | 0.23115 | 0.23659 | 0.22712 | 0.23517 | 0.23138 | 0.2302 | 0.23872 | 0.23091 | 0.23872 | 0.2328 | 0.23966 | 0.23659 | 0.24392 | 0.23446 | 0.23138 | 0.22854 | 0.22594 | 0.23895 | 0.22523 | 0.2276 | 0.24274 | 0.2328 | 0.24842 | 0.22712 | 0.24085 | 0.2451 | 0.22854 | 0.23091 | 0.23375 | 0.23706 | 0.24676 | 0.23446 | 0.24345 | 0.23162 | 0.23966 | 0.24203 | 0.22476 | 0.23872 | 0.2373 | 0.23517 | 0.24392 | 0.23351 | 0.23564 | 0.24416 | 0.23375 | 0.23162 | 0.23304 | 0.2354 | 0.2276 | 0.22689 | 0.23351 | 0.2354 | 0.23706 | 0.24227 | 0.24534 | 0.23186 | 0.24227 | 0.23872 | 0.24274 | 0.22925 | 0.23351 | 0.22807 | 0.24842 | 0.22878 | 0.24014 | 0.23588 | 0.24037 | 0.22499 | 0.24227 | 0.23446 | 0.24392 | 0.2276 | 0.2276 | 0.22476 | 0.24298 | 0.23682 | 0.24605 | 0.22476 | 0.23611 | 0.22831 | 0.23209 | 0.24794 | 0.24558 | 0.23115 | 0.23375 | 0.23469 | 0.22689 | 0.22807 | 0.22831 | 0.24298 | 0.24581 | 0.23706 | 0.23186 | 0.22973
AB_367S_DSS | 52 | 240 | AB | 0.011387 | 52 | 12411 | 1.4132 | 1.5645 | 1.508 | 1.482 | 1.4775 | 1.4759 | 1.5187 | 1.5522 | 1.5706 | 1.4744 | 1.45 | 1.5095 | 1.5614 | 1.479 | 1.5385 | 1.5522 | 1.4851 | 1.4714 | 1.5874 | 1.4988 | 1.5004 | 1.5019 | 1.4698 | 1.482 | 1.5126 | 1.4744 | 1.4683 | 1.5156 | 1.5736 | 1.5141 | 1.4546 | 1.4958 | 1.4714 | 1.5416 | 1.4775 | 1.5248 | 1.4912 | 1.4546 | 1.5004 | 1.5889 | 1.5019 | 1.4866 | 1.5721 | 1.45 | 1.5538 | 1.5202 | 1.5004 | 1.5874 | 1.4652 | 1.7227 | 1.6043 | 1.6276 | 1.6493 | 1.7093 | 1.6326 | 1.6359 | 1.6176 | 1.7277 | 1.706 | 1.6043 | 1.5993 | 1.6259 | 1.6843 | 1.711 | 1.716 | 1.7443 | 1.6226 | 1.6593 | 1.6276 | 1.7026 | 1.671 | 1.6493 | 1.5959 | 1.6426 | 1.6476 | 1.671 | 1.6459 | 1.5909 | 1.5926 | 1.5842 | 1.6493 | 1.7227 | 1.6143 | 1.6526 | 1.5976 | 1.6093 | 1.686 | 1.6359 | 1.6876 | 1.741 | 1.721 | 1.6826 | 1.751 | 1.656 | 1.6309 | 1.6159 | 1.5926 | 1.6535 | 1.7603 | 1.6857 | 1.6738 | 1.723 | 1.7196 | 1.7128 | 1.7128 | 1.6484 | 1.7468 | 1.7468 | 1.7264 | 1.6264 | 1.7061 | 1.762 | 1.7468 | 1.6654 | 1.6467 | 1.779 | 1.6721 | 1.7502 | 1.7095 | 1.6314 | 1.7281 | 1.6399 | 1.7535 | 1.6518 | 1.6111 | 1.7332 | 1.6264 | 1.6399 | 1.779 | 1.662 | 1.6671 | 1.6637 | 1.6213 | 1.7332 | 1.6484 | 1.7145 | 1.6111 | 1.6348 | 1.7247 | 1.6772 | 1.7468 | 1.7247 | 1.7637 | 1.7807 | 1.6688 | 1.8354 | 1.816 | 1.8531 | 1.8354 | 1.6871 | 1.763 | 1.8125 | 1.7489 | 1.8425 | 1.8443 | 1.6871 | 1.7754 | 1.8496 | 1.7754 | 1.8054 | 1.8107 | 1.8301 | 1.7118 | 1.8178 | 1.7666 | 1.7489 | 1.7842 | 1.7736 | 1.8125 | 1.7418 | 1.7277 | 1.8496 | 1.816 | 1.7789 | 1.6906 | 1.7789 | 1.8443 | 1.7277 | 1.7577 | 1.7577 | 1.7524 | 1.6835 | 1.7913 | 1.68 | 1.6835 | 1.7259 | 1.8284 | 1.733 | 1.7877 | 1.6888 | 1.8107 | 1.8478 | 1.8125 | 1.714 | 1.7535 | 1.7948 | 1.723 | 1.784 | 1.7553 | 1.7464 | 1.811 | 1.7517 | 1.811 | 1.7661 | 1.8181 | 1.7948 | 1.8505 | 1.7787 | 1.7553 | 1.7338 | 1.714 | 1.8128 | 1.7087 | 1.7266 | 1.8415 | 1.7661 | 1.8846 | 1.723 | 1.8271 | 1.8594 | 1.7338 | 1.7517 | 1.7733 | 1.7984 | 1.872 | 1.7787 | 1.8469 | 1.7571 | 1.8181 | 1.8361 | 1.7051 | 1.811 | 1.8002 | 1.784 | 1.8505 | 1.7715 | 1.7876 | 1.8522 | 1.7733 | 1.7571 | 1.7679 | 1.7858 | 1.7266 | 1.7212 | 1.7715 | 1.7858 | 1.7984 | 1.8379 | 1.8612 | 1.7589 | 1.8379 | 1.811 | 1.8415 | 1.7392 | 1.7715 | 1.7302 | 1.8846 | 1.7356 | 1.8217 | 1.7894 | 1.8235 | 1.7069 | 1.8379 | 1.7787 | 1.8505 | 1.7266 | 1.7266 | 1.7051 | 1.8433 | 1.7966 | 1.8666 | 1.7051 | 1.7912 | 1.732 | 1.7607 | 1.881 | 1.863 | 1.7535 | 1.7733 | 1.7805 | 1.7212 | 1.7302 | 1.732 | 1.8433 | 1.8648 | 1.7984 | 1.7589 | 1.7428
AB_370S_DSS | 53 | 240 | AB | 0.00491 | 53 | 12411 | 0.60938 | 0.67458 | 0.65023 | 0.63904 | 0.63707 | 0.63641 | 0.65484 | 0.66932 | 0.67722 | 0.63575 | 0.62522 | 0.65089 | 0.67327 | 0.63773 | 0.6634 | 0.66932 | 0.64036 | 0.63444 | 0.68446 | 0.64628 | 0.64694 | 0.6476 | 0.63378 | 0.63904 | 0.65221 | 0.63575 | 0.63312 | 0.65352 | 0.67853 | 0.65287 | 0.6272 | 0.64497 | 0.63444 | 0.66471 | 0.63707 | 0.65747 | 0.64299 | 0.6272 | 0.64694 | 0.68511 | 0.6476 | 0.64102 | 0.67787 | 0.62522 | 0.66998 | 0.6555 | 0.64694 | 0.68446 | 0.63181 | 0.7428 | 0.69174 | 0.70181 | 0.71116 | 0.73705 | 0.70397 | 0.70541 | 0.6975 | 0.74495 | 0.73561 | 0.69174 | 0.68959 | 0.70109 | 0.72626 | 0.73776 | 0.73992 | 0.75215 | 0.69965 | 0.71547 | 0.70181 | 0.73417 | 0.72051 | 0.71116 | 0.68815 | 0.70828 | 0.71044 | 0.72051 | 0.70972 | 0.68599 | 0.68671 | 0.68312 | 0.71116 | 0.7428 | 0.69606 | 0.7126 | 0.68887 | 0.6939 | 0.72698 | 0.70541 | 0.7277 | 0.75071 | 0.74208 | 0.72554 | 0.75502 | 0.71404 | 0.70325 | 0.69678 | 0.68671 | 0.71297 | 0.75904 | 0.72687 | 0.72175 | 0.74296 | 0.74149 | 0.73857 | 0.73857 | 0.71078 | 0.75319 | 0.75319 | 0.74442 | 0.70127 | 0.73564 | 0.75978 | 0.75319 | 0.71809 | 0.71005 | 0.76709 | 0.72102 | 0.75466 | 0.73711 | 0.70347 | 0.74515 | 0.70712 | 0.75612 | 0.71224 | 0.69469 | 0.74734 | 0.70127 | 0.70712 | 0.76709 | 0.71663 | 0.71882 | 0.71736 | 0.69908 | 0.74734 | 0.71078 | 0.7393 | 0.69469 | 0.70493 | 0.74369 | 0.72321 | 0.75319 | 0.74369 | 0.76051 | 0.76782 | 0.71956 | 0.79143 | 0.78305 | 0.79905 | 0.79143 | 0.72745 | 0.7602 | 0.78153 | 0.75411 | 0.79448 | 0.79524 | 0.72745 | 0.76553 | 0.79753 | 0.76553 | 0.77848 | 0.78077 | 0.78915 | 0.73811 | 0.78382 | 0.76173 | 0.75411 | 0.76934 | 0.76477 | 0.78153 | 0.75106 | 0.74497 | 0.79753 | 0.78305 | 0.76706 | 0.72897 | 0.76706 | 0.79524 | 0.74497 | 0.75792 | 0.75792 | 0.75563 | 0.72592 | 0.77239 | 0.7244 | 0.72592 | 0.74421 | 0.78839 | 0.74725 | 0.77087 | 0.72821 | 0.78077 | 0.79676 | 0.78153 | 0.73909 | 0.75611 | 0.77391 | 0.74296 | 0.76927 | 0.75689 | 0.75302 | 0.78088 | 0.75534 | 0.78088 | 0.76153 | 0.78397 | 0.77391 | 0.7979 | 0.76695 | 0.75689 | 0.7476 | 0.73909 | 0.78165 | 0.73676 | 0.7445 | 0.79403 | 0.76153 | 0.81261 | 0.74296 | 0.78784 | 0.80177 | 0.7476 | 0.75534 | 0.76463 | 0.77546 | 0.80719 | 0.76695 | 0.79636 | 0.75766 | 0.78397 | 0.79171 | 0.73522 | 0.78088 | 0.77623 | 0.76927 | 0.7979 | 0.76385 | 0.77082 | 0.79868 | 0.76463 | 0.75766 | 0.7623 | 0.77004 | 0.7445 | 0.74218 | 0.76385 | 0.77004 | 0.77546 | 0.79249 | 0.80255 | 0.75843 | 0.79249 | 0.78088 | 0.79403 | 0.74992 | 0.76385 | 0.74605 | 0.81261 | 0.74837 | 0.78552 | 0.77159 | 0.7863 | 0.73599 | 0.79249 | 0.76695 | 0.7979 | 0.7445 | 0.7445 | 0.73522 | 0.79481 | 0.77469 | 0.80487 | 0.73522 | 0.77236 | 0.74683 | 0.75921 | 0.81106 | 0.80332 | 0.75611 | 0.76463 | 0.76772 | 0.74218 | 0.74605 | 0.74683 | 0.79481 | 0.8041 | 0.77546 | 0.75843 | 0.75147
AB_37S_DSS | 54 | 240 | AB | 0.011387 | 54 | 12411 | 1.4132 | 1.5645 | 1.508 | 1.482 | 1.4775 | 1.4759 | 1.5187 | 1.5522 | 1.5706 | 1.4744 | 1.45 | 1.5095 | 1.5614 | 1.479 | 1.5385 | 1.5522 | 1.4851 | 1.4714 | 1.5874 | 1.4988 | 1.5004 | 1.5019 | 1.4698 | 1.482 | 1.5126 | 1.4744 | 1.4683 | 1.5156 | 1.5736 | 1.5141 | 1.4546 | 1.4958 | 1.4714 | 1.5416 | 1.4775 | 1.5248 | 1.4912 | 1.4546 | 1.5004 | 1.5889 | 1.5019 | 1.4866 | 1.5721 | 1.45 | 1.5538 | 1.5202 | 1.5004 | 1.5874 | 1.4652 | 1.7227 | 1.6043 | 1.6276 | 1.6493 | 1.7093 | 1.6326 | 1.6359 | 1.6176 | 1.7277 | 1.706 | 1.6043 | 1.5993 | 1.6259 | 1.6843 | 1.711 | 1.716 | 1.7443 | 1.6226 | 1.6593 | 1.6276 | 1.7026 | 1.671 | 1.6493 | 1.5959 | 1.6426 | 1.6476 | 1.671 | 1.6459 | 1.5909 | 1.5926 | 1.5842 | 1.6493 | 1.7227 | 1.6143 | 1.6526 | 1.5976 | 1.6093 | 1.686 | 1.6359 | 1.6876 | 1.741 | 1.721 | 1.6826 | 1.751 | 1.656 | 1.6309 | 1.6159 | 1.5926 | 1.6535 | 1.7603 | 1.6857 | 1.6738 | 1.723 | 1.7196 | 1.7128 | 1.7128 | 1.6484 | 1.7468 | 1.7468 | 1.7264 | 1.6264 | 1.7061 | 1.762 | 1.7468 | 1.6654 | 1.6467 | 1.779 | 1.6721 | 1.7502 | 1.7095 | 1.6314 | 1.7281 | 1.6399 | 1.7535 | 1.6518 | 1.6111 | 1.7332 | 1.6264 | 1.6399 | 1.779 | 1.662 | 1.6671 | 1.6637 | 1.6213 | 1.7332 | 1.6484 | 1.7145 | 1.6111 | 1.6348 | 1.7247 | 1.6772 | 1.7468 | 1.7247 | 1.7637 | 1.7807 | 1.6688 | 1.8354 | 1.816 | 1.8531 | 1.8354 | 1.6871 | 1.763 | 1.8125 | 1.7489 | 1.8425 | 1.8443 | 1.6871 | 1.7754 | 1.8496 | 1.7754 | 1.8054 | 1.8107 | 1.8301 | 1.7118 | 1.8178 | 1.7666 | 1.7489 | 1.7842 | 1.7736 | 1.8125 | 1.7418 | 1.7277 | 1.8496 | 1.816 | 1.7789 | 1.6906 | 1.7789 | 1.8443 | 1.7277 | 1.7577 | 1.7577 | 1.7524 | 1.6835 | 1.7913 | 1.68 | 1.6835 | 1.7259 | 1.8284 | 1.733 | 1.7877 | 1.6888 | 1.8107 | 1.8478 | 1.8125 | 1.714 | 1.7535 | 1.7948 | 1.723 | 1.784 | 1.7553 | 1.7464 | 1.811 | 1.7517 | 1.811 | 1.7661 | 1.8181 | 1.7948 | 1.8505 | 1.7787 | 1.7553 | 1.7338 | 1.714 | 1.8128 | 1.7087 | 1.7266 | 1.8415 | 1.7661 | 1.8846 | 1.723 | 1.8271 | 1.8594 | 1.7338 | 1.7517 | 1.7733 | 1.7984 | 1.872 | 1.7787 | 1.8469 | 1.7571 | 1.8181 | 1.8361 | 1.7051 | 1.811 | 1.8002 | 1.784 | 1.8505 | 1.7715 | 1.7876 | 1.8522 | 1.7733 | 1.7571 | 1.7679 | 1.7858 | 1.7266 | 1.7212 | 1.7715 | 1.7858 | 1.7984 | 1.8379 | 1.8612 | 1.7589 | 1.8379 | 1.811 | 1.8415 | 1.7392 | 1.7715 | 1.7302 | 1.8846 | 1.7356 | 1.8217 | 1.7894 | 1.8235 | 1.7069 | 1.8379 | 1.7787 | 1.8505 | 1.7266 | 1.7266 | 1.7051 | 1.8433 | 1.7966 | 1.8666 | 1.7051 | 1.7912 | 1.732 | 1.7607 | 1.881 | 1.863 | 1.7535 | 1.7733 | 1.7805 | 1.7212 | 1.7302 | 1.732 | 1.8433 | 1.8648 | 1.7984 | 1.7589 | 1.7428
AB_38S_DSS | 55 | 240 | AB | 0.011387 | 55 | 12411 | 1.4132 | 1.5645 | 1.508 | 1.482 | 1.4775 | 1.4759 | 1.5187 | 1.5522 | 1.5706 | 1.4744 | 1.45 | 1.5095 | 1.5614 | 1.479 | 1.5385 | 1.5522 | 1.4851 | 1.4714 | 1.5874 | 1.4988 | 1.5004 | 1.5019 | 1.4698 | 1.482 | 1.5126 | 1.4744 | 1.4683 | 1.5156 | 1.5736 | 1.5141 | 1.4546 | 1.4958 | 1.4714 | 1.5416 | 1.4775 | 1.5248 | 1.4912 | 1.4546 | 1.5004 | 1.5889 | 1.5019 | 1.4866 | 1.5721 | 1.45 | 1.5538 | 1.5202 | 1.5004 | 1.5874 | 1.4652 | 1.7227 | 1.6043 | 1.6276 | 1.6493 | 1.7093 | 1.6326 | 1.6359 | 1.6176 | 1.7277 | 1.706 | 1.6043 | 1.5993 | 1.6259 | 1.6843 | 1.711 | 1.716 | 1.7443 | 1.6226 | 1.6593 | 1.6276 | 1.7026 | 1.671 | 1.6493 | 1.5959 | 1.6426 | 1.6476 | 1.671 | 1.6459 | 1.5909 | 1.5926 | 1.5842 | 1.6493 | 1.7227 | 1.6143 | 1.6526 | 1.5976 | 1.6093 | 1.686 | 1.6359 | 1.6876 | 1.741 | 1.721 | 1.6826 | 1.751 | 1.656 | 1.6309 | 1.6159 | 1.5926 | 1.6535 | 1.7603 | 1.6857 | 1.6738 | 1.723 | 1.7196 | 1.7128 | 1.7128 | 1.6484 | 1.7468 | 1.7468 | 1.7264 | 1.6264 | 1.7061 | 1.762 | 1.7468 | 1.6654 | 1.6467 | 1.779 | 1.6721 | 1.7502 | 1.7095 | 1.6314 | 1.7281 | 1.6399 | 1.7535 | 1.6518 | 1.6111 | 1.7332 | 1.6264 | 1.6399 | 1.779 | 1.662 | 1.6671 | 1.6637 | 1.6213 | 1.7332 | 1.6484 | 1.7145 | 1.6111 | 1.6348 | 1.7247 | 1.6772 | 1.7468 | 1.7247 | 1.7637 | 1.7807 | 1.6688 | 1.8354 | 1.816 | 1.8531 | 1.8354 | 1.6871 | 1.763 | 1.8125 | 1.7489 | 1.8425 | 1.8443 | 1.6871 | 1.7754 | 1.8496 | 1.7754 | 1.8054 | 1.8107 | 1.8301 | 1.7118 | 1.8178 | 1.7666 | 1.7489 | 1.7842 | 1.7736 | 1.8125 | 1.7418 | 1.7277 | 1.8496 | 1.816 | 1.7789 | 1.6906 | 1.7789 | 1.8443 | 1.7277 | 1.7577 | 1.7577 | 1.7524 | 1.6835 | 1.7913 | 1.68 | 1.6835 | 1.7259 | 1.8284 | 1.733 | 1.7877 | 1.6888 | 1.8107 | 1.8478 | 1.8125 | 1.714 | 1.7535 | 1.7948 | 1.723 | 1.784 | 1.7553 | 1.7464 | 1.811 | 1.7517 | 1.811 | 1.7661 | 1.8181 | 1.7948 | 1.8505 | 1.7787 | 1.7553 | 1.7338 | 1.714 | 1.8128 | 1.7087 | 1.7266 | 1.8415 | 1.7661 | 1.8846 | 1.723 | 1.8271 | 1.8594 | 1.7338 | 1.7517 | 1.7733 | 1.7984 | 1.872 | 1.7787 | 1.8469 | 1.7571 | 1.8181 | 1.8361 | 1.7051 | 1.811 | 1.8002 | 1.784 | 1.8505 | 1.7715 | 1.7876 | 1.8522 | 1.7733 | 1.7571 | 1.7679 | 1.7858 | 1.7266 | 1.7212 | 1.7715 | 1.7858 | 1.7984 | 1.8379 | 1.8612 | 1.7589 | 1.8379 | 1.811 | 1.8415 | 1.7392 | 1.7715 | 1.7302 | 1.8846 | 1.7356 | 1.8217 | 1.7894 | 1.8235 | 1.7069 | 1.8379 | 1.7787 | 1.8505 | 1.7266 | 1.7266 | 1.7051 | 1.8433 | 1.7966 | 1.8666 | 1.7051 | 1.7912 | 1.732 | 1.7607 | 1.881 | 1.863 | 1.7535 | 1.7733 | 1.7805 | 1.7212 | 1.7302 | 1.732 | 1.8433 | 1.8648 | 1.7984 | 1.7589 | 1.7428
AB_396S_DSS | 56 | 138 | AB | 0.001564 | 56 | 12411 | 0.19411 | 0.21488 | 0.20712 | 0.20356 | 0.20293 | 0.20272 | 0.20859 | 0.2132 | 0.21572 | 0.20251 | 0.19915 | 0.20733 | 0.21446 | 0.20314 | 0.21131 | 0.2132 | 0.20398 | 0.20209 | 0.21802 | 0.20586 | 0.20607 | 0.20628 | 0.20188 | 0.20356 | 0.20775 | 0.20251 | 0.20167 | 0.20817 | 0.21614 | 0.20796 | 0.19978 | 0.20544 | 0.20209 | 0.21173 | 0.20293 | 0.20943 | 0.20482 | 0.19978 | 0.20607 | 0.21823 | 0.20628 | 0.20419 | 0.21593 | 0.19915 | 0.21341 | 0.2088 | 0.20607 | 0.21802 | 0.20125 | 0.23661 | 0.22034 | 0.22355 | 0.22653 | 0.23477 | 0.22424 | 0.2247 | 0.22218 | 0.23729 | 0.23432 | 0.22034 | 0.21966 | 0.22332 | 0.23134 | 0.235 | 0.23569 | 0.23958 | 0.22286 | 0.2279 | 0.22355 | 0.23386 | 0.22951 | 0.22653 | 0.2192 | 0.22561 | 0.2263 | 0.22951 | 0.22607 | 0.21851 | 0.21874 | 0.2176 | 0.22653 | 0.23661 | 0.22172 | 0.22699 | 0.21943 | 0.22103 | 0.23157 | 0.2247 | 0.2318 | 0.23913 | 0.23638 | 0.23111 | 0.2405 | 0.22744 | 0.22401 | 0.22195 | 0.21874 | 0.22711 | 0.24178 | 0.23153 | 0.2299 | 0.23666 | 0.23619 | 0.23526 | 0.23526 | 0.22641 | 0.23992 | 0.23992 | 0.23712 | 0.22338 | 0.23433 | 0.24201 | 0.23992 | 0.22874 | 0.22617 | 0.24434 | 0.22967 | 0.24038 | 0.23479 | 0.22408 | 0.23736 | 0.22524 | 0.24085 | 0.22687 | 0.22128 | 0.23805 | 0.22338 | 0.22524 | 0.24434 | 0.22827 | 0.22897 | 0.2285 | 0.22268 | 0.23805 | 0.22641 | 0.23549 | 0.22128 | 0.22454 | 0.23689 | 0.23037 | 0.23992 | 0.23689 | 0.24225 | 0.24458 | 0.2292 | 0.2521 | 0.24943 | 0.25452 | 0.2521 | 0.23172 | 0.24215 | 0.24894 | 0.24021 | 0.25307 | 0.25331 | 0.23172 | 0.24385 | 0.25404 | 0.24385 | 0.24797 | 0.2487 | 0.25137 | 0.23511 | 0.24967 | 0.24264 | 0.24021 | 0.24506 | 0.24361 | 0.24894 | 0.23924 | 0.2373 | 0.25404 | 0.24943 | 0.24433 | 0.2322 | 0.24433 | 0.25331 | 0.2373 | 0.24142 | 0.24142 | 0.24069 | 0.23123 | 0.24603 | 0.23075 | 0.23123 | 0.23705 | 0.25113 | 0.23802 | 0.24555 | 0.23196 | 0.2487 | 0.2538 | 0.24894 | 0.23542 | 0.24085 | 0.24652 | 0.23666 | 0.24504 | 0.24109 | 0.23986 | 0.24874 | 0.2406 | 0.24874 | 0.24257 | 0.24972 | 0.24652 | 0.25416 | 0.2443 | 0.24109 | 0.23814 | 0.23542 | 0.24898 | 0.23468 | 0.23715 | 0.25293 | 0.24257 | 0.25884 | 0.23666 | 0.25095 | 0.25539 | 0.23814 | 0.2406 | 0.24356 | 0.24701 | 0.25712 | 0.2443 | 0.25367 | 0.24134 | 0.24972 | 0.25219 | 0.23419 | 0.24874 | 0.24726 | 0.24504 | 0.25416 | 0.24331 | 0.24553 | 0.25441 | 0.24356 | 0.24134 | 0.24282 | 0.24528 | 0.23715 | 0.23641 | 0.24331 | 0.24528 | 0.24701 | 0.25243 | 0.25564 | 0.24159 | 0.25243 | 0.24874 | 0.25293 | 0.23888 | 0.24331 | 0.23764 | 0.25884 | 0.23838 | 0.25021 | 0.24578 | 0.25046 | 0.23444 | 0.25243 | 0.2443 | 0.25416 | 0.23715 | 0.23715 | 0.23419 | 0.25317 | 0.24676 | 0.25638 | 0.23419 | 0.24602 | 0.23789 | 0.24183 | 0.25835 | 0.25588 | 0.24085 | 0.24356 | 0.24455 | 0.23641 | 0.23764 | 0.23789 | 0.25317 | 0.25613 | 0.24701 | 0.24159 | 0.23937
AB_39S_DSS | 57 | 240 | AB | 0.002361 | 57 | 12411 | 0.29302 | 0.32438 | 0.31267 | 0.30729 | 0.30634 | 0.30602 | 0.31488 | 0.32185 | 0.32564 | 0.30571 | 0.30064 | 0.31298 | 0.32374 | 0.30666 | 0.319 | 0.32185 | 0.30792 | 0.30507 | 0.32912 | 0.31077 | 0.31109 | 0.3114 | 0.30476 | 0.30729 | 0.31362 | 0.30571 | 0.30444 | 0.31425 | 0.32628 | 0.31393 | 0.30159 | 0.31014 | 0.30507 | 0.31963 | 0.30634 | 0.31615 | 0.30919 | 0.30159 | 0.31109 | 0.32944 | 0.3114 | 0.30824 | 0.32596 | 0.30064 | 0.32216 | 0.3152 | 0.31109 | 0.32912 | 0.30381 | 0.35718 | 0.33263 | 0.33747 | 0.34196 | 0.35441 | 0.33851 | 0.3392 | 0.33539 | 0.35822 | 0.35372 | 0.33263 | 0.33159 | 0.33712 | 0.34923 | 0.35476 | 0.3558 | 0.36167 | 0.33643 | 0.34404 | 0.33747 | 0.35303 | 0.34646 | 0.34196 | 0.3309 | 0.34058 | 0.34162 | 0.34646 | 0.34127 | 0.32986 | 0.33021 | 0.32848 | 0.34196 | 0.35718 | 0.3347 | 0.34266 | 0.33125 | 0.33367 | 0.34957 | 0.3392 | 0.34992 | 0.36098 | 0.35683 | 0.34888 | 0.36306 | 0.34335 | 0.33816 | 0.33505 | 0.33021 | 0.34284 | 0.36499 | 0.34952 | 0.34706 | 0.35725 | 0.35655 | 0.35514 | 0.35514 | 0.34178 | 0.36218 | 0.36218 | 0.35796 | 0.33721 | 0.35374 | 0.36534 | 0.36218 | 0.3453 | 0.34143 | 0.36886 | 0.34671 | 0.36288 | 0.35444 | 0.33827 | 0.35831 | 0.34002 | 0.36358 | 0.34249 | 0.33405 | 0.35936 | 0.33721 | 0.34002 | 0.36886 | 0.3446 | 0.34565 | 0.34495 | 0.33616 | 0.35936 | 0.34178 | 0.3555 | 0.33405 | 0.33897 | 0.35761 | 0.34776 | 0.36218 | 0.35761 | 0.36569 | 0.36921 | 0.346 | 0.38056 | 0.37654 | 0.38423 | 0.38056 | 0.3498 | 0.36555 | 0.3758 | 0.36262 | 0.38203 | 0.3824 | 0.3498 | 0.36811 | 0.38349 | 0.36811 | 0.37434 | 0.37544 | 0.37947 | 0.35492 | 0.3769 | 0.36628 | 0.36262 | 0.36994 | 0.36774 | 0.3758 | 0.36115 | 0.35822 | 0.38349 | 0.37654 | 0.36884 | 0.35053 | 0.36884 | 0.3824 | 0.35822 | 0.36445 | 0.36445 | 0.36335 | 0.34906 | 0.37141 | 0.34833 | 0.34906 | 0.35786 | 0.3791 | 0.35932 | 0.37067 | 0.35016 | 0.37544 | 0.38313 | 0.3758 | 0.35539 | 0.36358 | 0.37214 | 0.35725 | 0.36991 | 0.36395 | 0.36209 | 0.37549 | 0.36321 | 0.37549 | 0.36619 | 0.37698 | 0.37214 | 0.38368 | 0.36879 | 0.36395 | 0.35949 | 0.35539 | 0.37586 | 0.35428 | 0.358 | 0.38182 | 0.36619 | 0.39075 | 0.35725 | 0.37884 | 0.38554 | 0.35949 | 0.36321 | 0.36767 | 0.37288 | 0.38814 | 0.36879 | 0.38293 | 0.36433 | 0.37698 | 0.3807 | 0.35353 | 0.37549 | 0.37326 | 0.36991 | 0.38368 | 0.3673 | 0.37065 | 0.38405 | 0.36767 | 0.36433 | 0.36656 | 0.37028 | 0.358 | 0.35688 | 0.3673 | 0.37028 | 0.37288 | 0.38107 | 0.38591 | 0.3647 | 0.38107 | 0.37549 | 0.38182 | 0.3606 | 0.3673 | 0.35874 | 0.39075 | 0.35986 | 0.37772 | 0.37102 | 0.37809 | 0.35391 | 0.38107 | 0.36879 | 0.38368 | 0.358 | 0.358 | 0.35353 | 0.38219 | 0.37251 | 0.38703 | 0.35353 | 0.3714 | 0.35912 | 0.36507 | 0.39 | 0.38628 | 0.36358 | 0.36767 | 0.36916 | 0.35688 | 0.35874 | 0.35912 | 0.38219 | 0.38665 | 0.37288 | 0.3647 | 0.36135
AB_410S_DSS | 58 | 240 | AB | 0.011387 | 58 | 12411 | 1.4132 | 1.5645 | 1.508 | 1.482 | 1.4775 | 1.4759 | 1.5187 | 1.5522 | 1.5706 | 1.4744 | 1.45 | 1.5095 | 1.5614 | 1.479 | 1.5385 | 1.5522 | 1.4851 | 1.4714 | 1.5874 | 1.4988 | 1.5004 | 1.5019 | 1.4698 | 1.482 | 1.5126 | 1.4744 | 1.4683 | 1.5156 | 1.5736 | 1.5141 | 1.4546 | 1.4958 | 1.4714 | 1.5416 | 1.4775 | 1.5248 | 1.4912 | 1.4546 | 1.5004 | 1.5889 | 1.5019 | 1.4866 | 1.5721 | 1.45 | 1.5538 | 1.5202 | 1.5004 | 1.5874 | 1.4652 | 1.7227 | 1.6043 | 1.6276 | 1.6493 | 1.7093 | 1.6326 | 1.6359 | 1.6176 | 1.7277 | 1.706 | 1.6043 | 1.5993 | 1.6259 | 1.6843 | 1.711 | 1.716 | 1.7443 | 1.6226 | 1.6593 | 1.6276 | 1.7026 | 1.671 | 1.6493 | 1.5959 | 1.6426 | 1.6476 | 1.671 | 1.6459 | 1.5909 | 1.5926 | 1.5842 | 1.6493 | 1.7227 | 1.6143 | 1.6526 | 1.5976 | 1.6093 | 1.686 | 1.6359 | 1.6876 | 1.741 | 1.721 | 1.6826 | 1.751 | 1.656 | 1.6309 | 1.6159 | 1.5926 | 1.6535 | 1.7603 | 1.6857 | 1.6738 | 1.723 | 1.7196 | 1.7128 | 1.7128 | 1.6484 | 1.7468 | 1.7468 | 1.7264 | 1.6264 | 1.7061 | 1.762 | 1.7468 | 1.6654 | 1.6467 | 1.779 | 1.6721 | 1.7502 | 1.7095 | 1.6314 | 1.7281 | 1.6399 | 1.7535 | 1.6518 | 1.6111 | 1.7332 | 1.6264 | 1.6399 | 1.779 | 1.662 | 1.6671 | 1.6637 | 1.6213 | 1.7332 | 1.6484 | 1.7145 | 1.6111 | 1.6348 | 1.7247 | 1.6772 | 1.7468 | 1.7247 | 1.7637 | 1.7807 | 1.6688 | 1.8354 | 1.816 | 1.8531 | 1.8354 | 1.6871 | 1.763 | 1.8125 | 1.7489 | 1.8425 | 1.8443 | 1.6871 | 1.7754 | 1.8496 | 1.7754 | 1.8054 | 1.8107 | 1.8301 | 1.7118 | 1.8178 | 1.7666 | 1.7489 | 1.7842 | 1.7736 | 1.8125 | 1.7418 | 1.7277 | 1.8496 | 1.816 | 1.7789 | 1.6906 | 1.7789 | 1.8443 | 1.7277 | 1.7577 | 1.7577 | 1.7524 | 1.6835 | 1.7913 | 1.68 | 1.6835 | 1.7259 | 1.8284 | 1.733 | 1.7877 | 1.6888 | 1.8107 | 1.8478 | 1.8125 | 1.714 | 1.7535 | 1.7948 | 1.723 | 1.784 | 1.7553 | 1.7464 | 1.811 | 1.7517 | 1.811 | 1.7661 | 1.8181 | 1.7948 | 1.8505 | 1.7787 | 1.7553 | 1.7338 | 1.714 | 1.8128 | 1.7087 | 1.7266 | 1.8415 | 1.7661 | 1.8846 | 1.723 | 1.8271 | 1.8594 | 1.7338 | 1.7517 | 1.7733 | 1.7984 | 1.872 | 1.7787 | 1.8469 | 1.7571 | 1.8181 | 1.8361 | 1.7051 | 1.811 | 1.8002 | 1.784 | 1.8505 | 1.7715 | 1.7876 | 1.8522 | 1.7733 | 1.7571 | 1.7679 | 1.7858 | 1.7266 | 1.7212 | 1.7715 | 1.7858 | 1.7984 | 1.8379 | 1.8612 | 1.7589 | 1.8379 | 1.811 | 1.8415 | 1.7392 | 1.7715 | 1.7302 | 1.8846 | 1.7356 | 1.8217 | 1.7894 | 1.8235 | 1.7069 | 1.8379 | 1.7787 | 1.8505 | 1.7266 | 1.7266 | 1.7051 | 1.8433 | 1.7966 | 1.8666 | 1.7051 | 1.7912 | 1.732 | 1.7607 | 1.881 | 1.863 | 1.7535 | 1.7733 | 1.7805 | 1.7212 | 1.7302 | 1.732 | 1.8433 | 1.8648 | 1.7984 | 1.7589 | 1.7428
AB_42S_DSS | 59 | 240 | AB | 0.011778 | 59 | 12411 | 1.4618 | 1.6182 | 1.5598 | 1.5329 | 1.5282 | 1.5266 | 1.5708 | 1.6055 | 1.6245 | 1.525 | 1.4998 | 1.5613 | 1.615 | 1.5298 | 1.5913 | 1.6055 | 1.5361 | 1.5219 | 1.6419 | 1.5503 | 1.5519 | 1.5534 | 1.5203 | 1.5329 | 1.5645 | 1.525 | 1.5187 | 1.5677 | 1.6276 | 1.5661 | 1.5045 | 1.5471 | 1.5219 | 1.5945 | 1.5282 | 1.5771 | 1.5424 | 1.5045 | 1.5519 | 1.6434 | 1.5534 | 1.5377 | 1.6261 | 1.4998 | 1.6071 | 1.5724 | 1.5519 | 1.6419 | 1.5156 | 1.7818 | 1.6593 | 1.6835 | 1.7059 | 1.768 | 1.6887 | 1.6921 | 1.6731 | 1.787 | 1.7646 | 1.6593 | 1.6542 | 1.6818 | 1.7421 | 1.7697 | 1.7749 | 1.8042 | 1.6783 | 1.7163 | 1.6835 | 1.7611 | 1.7283 | 1.7059 | 1.6507 | 1.699 | 1.7042 | 1.7283 | 1.7025 | 1.6455 | 1.6473 | 1.6386 | 1.7059 | 1.7818 | 1.6697 | 1.7094 | 1.6524 | 1.6645 | 1.7439 | 1.6921 | 1.7456 | 1.8008 | 1.7801 | 1.7404 | 1.8111 | 1.7128 | 1.6869 | 1.6714 | 1.6473 | 1.7103 | 1.8208 | 1.7436 | 1.7313 | 1.7822 | 1.7787 | 1.7717 | 1.7717 | 1.705 | 1.8067 | 1.8067 | 1.7857 | 1.6822 | 1.7646 | 1.8225 | 1.8067 | 1.7225 | 1.7033 | 1.8401 | 1.7296 | 1.8103 | 1.7682 | 1.6875 | 1.7874 | 1.6962 | 1.8138 | 1.7085 | 1.6664 | 1.7927 | 1.6822 | 1.6962 | 1.8401 | 1.719 | 1.7243 | 1.7208 | 1.6769 | 1.7927 | 1.705 | 1.7734 | 1.6664 | 1.691 | 1.7839 | 1.7348 | 1.8067 | 1.7839 | 1.8243 | 1.8418 | 1.7261 | 1.8985 | 1.8784 | 1.9167 | 1.8985 | 1.745 | 1.8236 | 1.8747 | 1.8089 | 1.9058 | 1.9076 | 1.745 | 1.8363 | 1.9131 | 1.8363 | 1.8674 | 1.8729 | 1.893 | 1.7706 | 1.8802 | 1.8272 | 1.8089 | 1.8455 | 1.8345 | 1.8747 | 1.8016 | 1.787 | 1.9131 | 1.8784 | 1.84 | 1.7486 | 1.84 | 1.9076 | 1.787 | 1.8181 | 1.8181 | 1.8126 | 1.7413 | 1.8528 | 1.7377 | 1.7413 | 1.7852 | 1.8912 | 1.7925 | 1.8491 | 1.7468 | 1.8729 | 1.9113 | 1.8747 | 1.7729 | 1.8137 | 1.8564 | 1.7822 | 1.8453 | 1.8156 | 1.8063 | 1.8732 | 1.8119 | 1.8732 | 1.8267 | 1.8806 | 1.8564 | 1.914 | 1.8397 | 1.8156 | 1.7933 | 1.7729 | 1.875 | 1.7673 | 1.7859 | 1.9047 | 1.8267 | 1.9493 | 1.7822 | 1.8899 | 1.9233 | 1.7933 | 1.8119 | 1.8342 | 1.8602 | 1.9363 | 1.8397 | 1.9103 | 1.8175 | 1.8806 | 1.8991 | 1.7636 | 1.8732 | 1.862 | 1.8453 | 1.914 | 1.8323 | 1.849 | 1.9159 | 1.8342 | 1.8175 | 1.8286 | 1.8472 | 1.7859 | 1.7803 | 1.8323 | 1.8472 | 1.8602 | 1.901 | 1.9251 | 1.8193 | 1.901 | 1.8732 | 1.9047 | 1.7989 | 1.8323 | 1.7896 | 1.9493 | 1.7952 | 1.8843 | 1.8509 | 1.8861 | 1.7655 | 1.901 | 1.8397 | 1.914 | 1.7859 | 1.7859 | 1.7636 | 1.9066 | 1.8583 | 1.9307 | 1.7636 | 1.8527 | 1.7915 | 1.8212 | 1.9456 | 1.927 | 1.8137 | 1.8342 | 1.8416 | 1.7803 | 1.7896 | 1.7915 | 1.9066 | 1.9288 | 1.8602 | 1.8193 | 1.8026
AB_430S_DSS | 60 | 240 | AB | 0.011387 | 60 | 12411 | 1.4132 | 1.5645 | 1.508 | 1.482 | 1.4775 | 1.4759 | 1.5187 | 1.5522 | 1.5706 | 1.4744 | 1.45 | 1.5095 | 1.5614 | 1.479 | 1.5385 | 1.5522 | 1.4851 | 1.4714 | 1.5874 | 1.4988 | 1.5004 | 1.5019 | 1.4698 | 1.482 | 1.5126 | 1.4744 | 1.4683 | 1.5156 | 1.5736 | 1.5141 | 1.4546 | 1.4958 | 1.4714 | 1.5416 | 1.4775 | 1.5248 | 1.4912 | 1.4546 | 1.5004 | 1.5889 | 1.5019 | 1.4866 | 1.5721 | 1.45 | 1.5538 | 1.5202 | 1.5004 | 1.5874 | 1.4652 | 1.7227 | 1.6043 | 1.6276 | 1.6493 | 1.7093 | 1.6326 | 1.6359 | 1.6176 | 1.7277 | 1.706 | 1.6043 | 1.5993 | 1.6259 | 1.6843 | 1.711 | 1.716 | 1.7443 | 1.6226 | 1.6593 | 1.6276 | 1.7026 | 1.671 | 1.6493 | 1.5959 | 1.6426 | 1.6476 | 1.671 | 1.6459 | 1.5909 | 1.5926 | 1.5842 | 1.6493 | 1.7227 | 1.6143 | 1.6526 | 1.5976 | 1.6093 | 1.686 | 1.6359 | 1.6876 | 1.741 | 1.721 | 1.6826 | 1.751 | 1.656 | 1.6309 | 1.6159 | 1.5926 | 1.6535 | 1.7603 | 1.6857 | 1.6738 | 1.723 | 1.7196 | 1.7128 | 1.7128 | 1.6484 | 1.7468 | 1.7468 | 1.7264 | 1.6264 | 1.7061 | 1.762 | 1.7468 | 1.6654 | 1.6467 | 1.779 | 1.6721 | 1.7502 | 1.7095 | 1.6314 | 1.7281 | 1.6399 | 1.7535 | 1.6518 | 1.6111 | 1.7332 | 1.6264 | 1.6399 | 1.779 | 1.662 | 1.6671 | 1.6637 | 1.6213 | 1.7332 | 1.6484 | 1.7145 | 1.6111 | 1.6348 | 1.7247 | 1.6772 | 1.7468 | 1.7247 | 1.7637 | 1.7807 | 1.6688 | 1.8354 | 1.816 | 1.8531 | 1.8354 | 1.6871 | 1.763 | 1.8125 | 1.7489 | 1.8425 | 1.8443 | 1.6871 | 1.7754 | 1.8496 | 1.7754 | 1.8054 | 1.8107 | 1.8301 | 1.7118 | 1.8178 | 1.7666 | 1.7489 | 1.7842 | 1.7736 | 1.8125 | 1.7418 | 1.7277 | 1.8496 | 1.816 | 1.7789 | 1.6906 | 1.7789 | 1.8443 | 1.7277 | 1.7577 | 1.7577 | 1.7524 | 1.6835 | 1.7913 | 1.68 | 1.6835 | 1.7259 | 1.8284 | 1.733 | 1.7877 | 1.6888 | 1.8107 | 1.8478 | 1.8125 | 1.714 | 1.7535 | 1.7948 | 1.723 | 1.784 | 1.7553 | 1.7464 | 1.811 | 1.7517 | 1.811 | 1.7661 | 1.8181 | 1.7948 | 1.8505 | 1.7787 | 1.7553 | 1.7338 | 1.714 | 1.8128 | 1.7087 | 1.7266 | 1.8415 | 1.7661 | 1.8846 | 1.723 | 1.8271 | 1.8594 | 1.7338 | 1.7517 | 1.7733 | 1.7984 | 1.872 | 1.7787 | 1.8469 | 1.7571 | 1.8181 | 1.8361 | 1.7051 | 1.811 | 1.8002 | 1.784 | 1.8505 | 1.7715 | 1.7876 | 1.8522 | 1.7733 | 1.7571 | 1.7679 | 1.7858 | 1.7266 | 1.7212 | 1.7715 | 1.7858 | 1.7984 | 1.8379 | 1.8612 | 1.7589 | 1.8379 | 1.811 | 1.8415 | 1.7392 | 1.7715 | 1.7302 | 1.8846 | 1.7356 | 1.8217 | 1.7894 | 1.8235 | 1.7069 | 1.8379 | 1.7787 | 1.8505 | 1.7266 | 1.7266 | 1.7051 | 1.8433 | 1.7966 | 1.8666 | 1.7051 | 1.7912 | 1.732 | 1.7607 | 1.881 | 1.863 | 1.7535 | 1.7733 | 1.7805 | 1.7212 | 1.7302 | 1.732 | 1.8433 | 1.8648 | 1.7984 | 1.7589 | 1.7428
AB_485S_DSS | 61 | 240 | AB | 0.003084 | 61 | 12411 | 0.38276 | 0.42371 | 0.40842 | 0.40139 | 0.40015 | 0.39973 | 0.41131 | 0.4204 | 0.42536 | 0.39932 | 0.39271 | 0.40883 | 0.42288 | 0.40056 | 0.41668 | 0.4204 | 0.40221 | 0.39849 | 0.42991 | 0.40593 | 0.40635 | 0.40676 | 0.39808 | 0.40139 | 0.40966 | 0.39932 | 0.39767 | 0.41048 | 0.42619 | 0.41007 | 0.39395 | 0.40511 | 0.39849 | 0.41751 | 0.40015 | 0.41296 | 0.40387 | 0.39395 | 0.40635 | 0.43032 | 0.40676 | 0.40263 | 0.42578 | 0.39271 | 0.42082 | 0.41172 | 0.40635 | 0.42991 | 0.39684 | 0.46656 | 0.43449 | 0.44081 | 0.44668 | 0.46294 | 0.44217 | 0.44307 | 0.4381 | 0.46791 | 0.46204 | 0.43449 | 0.43313 | 0.44036 | 0.45617 | 0.46339 | 0.46475 | 0.47243 | 0.43946 | 0.44939 | 0.44081 | 0.46114 | 0.45255 | 0.44668 | 0.43223 | 0.44488 | 0.44623 | 0.45255 | 0.44578 | 0.43088 | 0.43133 | 0.42907 | 0.44668 | 0.46656 | 0.4372 | 0.44759 | 0.43268 | 0.43584 | 0.45662 | 0.44307 | 0.45707 | 0.47152 | 0.4661 | 0.45572 | 0.47423 | 0.44849 | 0.44171 | 0.43765 | 0.43133 | 0.44782 | 0.47676 | 0.45655 | 0.45334 | 0.46666 | 0.46574 | 0.4639 | 0.4639 | 0.44645 | 0.47309 | 0.47309 | 0.46757 | 0.44047 | 0.46206 | 0.47722 | 0.47309 | 0.45104 | 0.44599 | 0.48181 | 0.45288 | 0.474 | 0.46298 | 0.44185 | 0.46803 | 0.44415 | 0.47492 | 0.44736 | 0.43634 | 0.46941 | 0.44047 | 0.44415 | 0.48181 | 0.45012 | 0.4515 | 0.45058 | 0.4391 | 0.46941 | 0.44645 | 0.46436 | 0.43634 | 0.44277 | 0.46711 | 0.45425 | 0.47309 | 0.46711 | 0.47768 | 0.48227 | 0.45196 | 0.4971 | 0.49184 | 0.50189 | 0.4971 | 0.45691 | 0.47749 | 0.49088 | 0.47366 | 0.49902 | 0.4995 | 0.45691 | 0.48084 | 0.50093 | 0.48084 | 0.48897 | 0.49041 | 0.49567 | 0.46361 | 0.49232 | 0.47844 | 0.47366 | 0.48323 | 0.48036 | 0.49088 | 0.47175 | 0.46792 | 0.50093 | 0.49184 | 0.48179 | 0.45787 | 0.48179 | 0.4995 | 0.46792 | 0.47605 | 0.47605 | 0.47462 | 0.45596 | 0.48514 | 0.455 | 0.45596 | 0.46744 | 0.49519 | 0.46935 | 0.48419 | 0.45739 | 0.49041 | 0.50045 | 0.49088 | 0.46422 | 0.47492 | 0.4861 | 0.46666 | 0.48318 | 0.4754 | 0.47297 | 0.49047 | 0.47443 | 0.49047 | 0.47832 | 0.49242 | 0.4861 | 0.50117 | 0.48172 | 0.4754 | 0.46957 | 0.46422 | 0.49096 | 0.46277 | 0.46763 | 0.49874 | 0.47832 | 0.5104 | 0.46666 | 0.49485 | 0.5036 | 0.46957 | 0.47443 | 0.48027 | 0.48707 | 0.507 | 0.48172 | 0.5002 | 0.47589 | 0.49242 | 0.49728 | 0.46179 | 0.49047 | 0.48756 | 0.48318 | 0.50117 | 0.47978 | 0.48415 | 0.50165 | 0.48027 | 0.47589 | 0.47881 | 0.48367 | 0.46763 | 0.46617 | 0.47978 | 0.48367 | 0.48707 | 0.49777 | 0.50408 | 0.47638 | 0.49777 | 0.49047 | 0.49874 | 0.47103 | 0.47978 | 0.4686 | 0.5104 | 0.47006 | 0.49339 | 0.48464 | 0.49388 | 0.46228 | 0.49777 | 0.48172 | 0.50117 | 0.46763 | 0.46763 | 0.46179 | 0.49922 | 0.48659 | 0.50554 | 0.46179 | 0.48513 | 0.46909 | 0.47686 | 0.50943 | 0.50457 | 0.47492 | 0.48027 | 0.48221 | 0.46617 | 0.4686 | 0.46909 | 0.49922 | 0.50506 | 0.48707 | 0.47638 | 0.472
AB_491S_DSS | 62 | 500 | AB | 0.005667 | 62 | 12411 | 0.70333 | 0.77859 | 0.75048 | 0.73757 | 0.73529 | 0.73453 | 0.7558 | 0.77251 | 0.78163 | 0.73377 | 0.72162 | 0.75124 | 0.77707 | 0.73605 | 0.76567 | 0.77251 | 0.73909 | 0.73225 | 0.78998 | 0.74593 | 0.74668 | 0.74744 | 0.73149 | 0.73757 | 0.75276 | 0.73377 | 0.73073 | 0.75428 | 0.78315 | 0.75352 | 0.7239 | 0.74441 | 0.73225 | 0.76719 | 0.73529 | 0.75884 | 0.74213 | 0.7239 | 0.74668 | 0.79074 | 0.74744 | 0.73985 | 0.78239 | 0.72162 | 0.77327 | 0.75656 | 0.74668 | 0.78998 | 0.72921 | 0.85732 | 0.79839 | 0.81001 | 0.8208 | 0.85068 | 0.8125 | 0.81416 | 0.80503 | 0.85981 | 0.84902 | 0.79839 | 0.7959 | 0.80918 | 0.83823 | 0.85151 | 0.854 | 0.86811 | 0.80752 | 0.82578 | 0.81001 | 0.84736 | 0.83159 | 0.8208 | 0.79424 | 0.81748 | 0.81997 | 0.83159 | 0.81914 | 0.79175 | 0.79258 | 0.78843 | 0.8208 | 0.85732 | 0.80337 | 0.82246 | 0.79507 | 0.80088 | 0.83906 | 0.81416 | 0.83989 | 0.86645 | 0.85649 | 0.8374 | 0.87143 | 0.82412 | 0.81167 | 0.8042 | 0.79258 | 0.8229 | 0.87607 | 0.83893 | 0.83303 | 0.8575 | 0.85581 | 0.85244 | 0.85244 | 0.82037 | 0.86932 | 0.86932 | 0.85919 | 0.80939 | 0.84906 | 0.87691 | 0.86932 | 0.82881 | 0.81952 | 0.88535 | 0.83218 | 0.87101 | 0.85075 | 0.81193 | 0.86003 | 0.81615 | 0.87269 | 0.82205 | 0.8018 | 0.86257 | 0.80939 | 0.81615 | 0.88535 | 0.82712 | 0.82965 | 0.82796 | 0.80686 | 0.86257 | 0.82037 | 0.85328 | 0.8018 | 0.81361 | 0.85835 | 0.83471 | 0.86932 | 0.85835 | 0.87776 | 0.8862 | 0.83049 | 0.91345 | 0.90378 | 0.92224 | 0.91345 | 0.8396 | 0.87741 | 0.90202 | 0.87037 | 0.91697 | 0.91785 | 0.8396 | 0.88356 | 0.92048 | 0.88356 | 0.89851 | 0.90114 | 0.91081 | 0.85191 | 0.90466 | 0.87916 | 0.87037 | 0.88796 | 0.88268 | 0.90202 | 0.86686 | 0.85982 | 0.92048 | 0.90378 | 0.88532 | 0.84136 | 0.88532 | 0.91785 | 0.85982 | 0.87477 | 0.87477 | 0.87213 | 0.83784 | 0.89147 | 0.83609 | 0.83784 | 0.85894 | 0.90993 | 0.86246 | 0.88971 | 0.84048 | 0.90114 | 0.91961 | 0.90202 | 0.85304 | 0.87269 | 0.89323 | 0.8575 | 0.88787 | 0.87358 | 0.86911 | 0.90127 | 0.87179 | 0.90127 | 0.87894 | 0.90484 | 0.89323 | 0.92092 | 0.88519 | 0.87358 | 0.86286 | 0.85304 | 0.90216 | 0.85036 | 0.85929 | 0.91645 | 0.87894 | 0.93789 | 0.8575 | 0.90931 | 0.92539 | 0.86286 | 0.87179 | 0.88251 | 0.89502 | 0.93164 | 0.88519 | 0.91913 | 0.87447 | 0.90484 | 0.91378 | 0.84857 | 0.90127 | 0.89591 | 0.88787 | 0.92092 | 0.88162 | 0.88966 | 0.92181 | 0.88251 | 0.87447 | 0.87983 | 0.88876 | 0.85929 | 0.85661 | 0.88162 | 0.88876 | 0.89502 | 0.91467 | 0.92628 | 0.87537 | 0.91467 | 0.90127 | 0.91645 | 0.86554 | 0.88162 | 0.86107 | 0.93789 | 0.86375 | 0.90663 | 0.89055 | 0.90752 | 0.84946 | 0.91467 | 0.88519 | 0.92092 | 0.85929 | 0.85929 | 0.84857 | 0.91735 | 0.89412 | 0.92896 | 0.84857 | 0.89144 | 0.86197 | 0.87626 | 0.93611 | 0.92717 | 0.87269 | 0.88251 | 0.88608 | 0.85661 | 0.86107 | 0.86197 | 0.91735 | 0.92807 | 0.89502 | 0.87537 | 0.86733
AB_498S_DSS | 63 | 240 | AB | 0.00491 | 63 | 12411 | 0.60938 | 0.67458 | 0.65023 | 0.63904 | 0.63707 | 0.63641 | 0.65484 | 0.66932 | 0.67722 | 0.63575 | 0.62522 | 0.65089 | 0.67327 | 0.63773 | 0.6634 | 0.66932 | 0.64036 | 0.63444 | 0.68446 | 0.64628 | 0.64694 | 0.6476 | 0.63378 | 0.63904 | 0.65221 | 0.63575 | 0.63312 | 0.65352 | 0.67853 | 0.65287 | 0.6272 | 0.64497 | 0.63444 | 0.66471 | 0.63707 | 0.65747 | 0.64299 | 0.6272 | 0.64694 | 0.68511 | 0.6476 | 0.64102 | 0.67787 | 0.62522 | 0.66998 | 0.6555 | 0.64694 | 0.68446 | 0.63181 | 0.7428 | 0.69174 | 0.70181 | 0.71116 | 0.73705 | 0.70397 | 0.70541 | 0.6975 | 0.74495 | 0.73561 | 0.69174 | 0.68959 | 0.70109 | 0.72626 | 0.73776 | 0.73992 | 0.75215 | 0.69965 | 0.71547 | 0.70181 | 0.73417 | 0.72051 | 0.71116 | 0.68815 | 0.70828 | 0.71044 | 0.72051 | 0.70972 | 0.68599 | 0.68671 | 0.68312 | 0.71116 | 0.7428 | 0.69606 | 0.7126 | 0.68887 | 0.6939 | 0.72698 | 0.70541 | 0.7277 | 0.75071 | 0.74208 | 0.72554 | 0.75502 | 0.71404 | 0.70325 | 0.69678 | 0.68671 | 0.71297 | 0.75904 | 0.72687 | 0.72175 | 0.74296 | 0.74149 | 0.73857 | 0.73857 | 0.71078 | 0.75319 | 0.75319 | 0.74442 | 0.70127 | 0.73564 | 0.75978 | 0.75319 | 0.71809 | 0.71005 | 0.76709 | 0.72102 | 0.75466 | 0.73711 | 0.70347 | 0.74515 | 0.70712 | 0.75612 | 0.71224 | 0.69469 | 0.74734 | 0.70127 | 0.70712 | 0.76709 | 0.71663 | 0.71882 | 0.71736 | 0.69908 | 0.74734 | 0.71078 | 0.7393 | 0.69469 | 0.70493 | 0.74369 | 0.72321 | 0.75319 | 0.74369 | 0.76051 | 0.76782 | 0.71956 | 0.79143 | 0.78305 | 0.79905 | 0.79143 | 0.72745 | 0.7602 | 0.78153 | 0.75411 | 0.79448 | 0.79524 | 0.72745 | 0.76553 | 0.79753 | 0.76553 | 0.77848 | 0.78077 | 0.78915 | 0.73811 | 0.78382 | 0.76173 | 0.75411 | 0.76934 | 0.76477 | 0.78153 | 0.75106 | 0.74497 | 0.79753 | 0.78305 | 0.76706 | 0.72897 | 0.76706 | 0.79524 | 0.74497 | 0.75792 | 0.75792 | 0.75563 | 0.72592 | 0.77239 | 0.7244 | 0.72592 | 0.74421 | 0.78839 | 0.74725 | 0.77087 | 0.72821 | 0.78077 | 0.79676 | 0.78153 | 0.73909 | 0.75611 | 0.77391 | 0.74296 | 0.76927 | 0.75689 | 0.75302 | 0.78088 | 0.75534 | 0.78088 | 0.76153 | 0.78397 | 0.77391 | 0.7979 | 0.76695 | 0.75689 | 0.7476 | 0.73909 | 0.78165 | 0.73676 | 0.7445 | 0.79403 | 0.76153 | 0.81261 | 0.74296 | 0.78784 | 0.80177 | 0.7476 | 0.75534 | 0.76463 | 0.77546 | 0.80719 | 0.76695 | 0.79636 | 0.75766 | 0.78397 | 0.79171 | 0.73522 | 0.78088 | 0.77623 | 0.76927 | 0.7979 | 0.76385 | 0.77082 | 0.79868 | 0.76463 | 0.75766 | 0.7623 | 0.77004 | 0.7445 | 0.74218 | 0.76385 | 0.77004 | 0.77546 | 0.79249 | 0.80255 | 0.75843 | 0.79249 | 0.78088 | 0.79403 | 0.74992 | 0.76385 | 0.74605 | 0.81261 | 0.74837 | 0.78552 | 0.77159 | 0.7863 | 0.73599 | 0.79249 | 0.76695 | 0.7979 | 0.7445 | 0.7445 | 0.73522 | 0.79481 | 0.77469 | 0.80487 | 0.73522 | 0.77236 | 0.74683 | 0.75921 | 0.81106 | 0.80332 | 0.75611 | 0.76463 | 0.76772 | 0.74218 | 0.74605 | 0.74683 | 0.79481 | 0.8041 | 0.77546 | 0.75843 | 0.75147
AB_505S_GSS | 64 | 240 | AB | 0.003463 | 64 | 12411 | 0.42979 | 0.47578 | 0.45861 | 0.45072 | 0.44932 | 0.44886 | 0.46186 | 0.47207 | 0.47764 | 0.44839 | 0.44097 | 0.45907 | 0.47485 | 0.44979 | 0.46789 | 0.47207 | 0.45164 | 0.44747 | 0.48274 | 0.45582 | 0.45629 | 0.45675 | 0.447 | 0.45072 | 0.46 | 0.44839 | 0.44654 | 0.46093 | 0.47857 | 0.46046 | 0.44236 | 0.45489 | 0.44747 | 0.46882 | 0.44932 | 0.46371 | 0.4535 | 0.44236 | 0.45629 | 0.48321 | 0.45675 | 0.45211 | 0.4781 | 0.44097 | 0.47253 | 0.46232 | 0.45629 | 0.48274 | 0.44561 | 0.52389 | 0.48788 | 0.49498 | 0.50158 | 0.51983 | 0.49651 | 0.49752 | 0.49194 | 0.52541 | 0.51882 | 0.48788 | 0.48636 | 0.49448 | 0.51223 | 0.52034 | 0.52186 | 0.53048 | 0.49346 | 0.50462 | 0.49498 | 0.51781 | 0.50817 | 0.50158 | 0.48535 | 0.49955 | 0.50107 | 0.50817 | 0.50056 | 0.48383 | 0.48433 | 0.4818 | 0.50158 | 0.52389 | 0.49093 | 0.50259 | 0.48586 | 0.48941 | 0.51273 | 0.49752 | 0.51324 | 0.52947 | 0.52338 | 0.51172 | 0.53251 | 0.50361 | 0.496 | 0.49143 | 0.48433 | 0.50286 | 0.53535 | 0.51266 | 0.50905 | 0.524 | 0.52297 | 0.52091 | 0.52091 | 0.50131 | 0.53122 | 0.53122 | 0.52504 | 0.49461 | 0.51885 | 0.53587 | 0.53122 | 0.50647 | 0.50079 | 0.54102 | 0.50853 | 0.53226 | 0.51988 | 0.49615 | 0.52555 | 0.49873 | 0.53329 | 0.50234 | 0.48996 | 0.5271 | 0.49461 | 0.49873 | 0.54102 | 0.50544 | 0.50698 | 0.50595 | 0.49306 | 0.5271 | 0.50131 | 0.52142 | 0.48996 | 0.49718 | 0.52452 | 0.51008 | 0.53122 | 0.52452 | 0.53638 | 0.54154 | 0.5075 | 0.55819 | 0.55228 | 0.56357 | 0.55819 | 0.51307 | 0.53617 | 0.55121 | 0.53187 | 0.56034 | 0.56088 | 0.51307 | 0.53993 | 0.56249 | 0.53993 | 0.54906 | 0.55067 | 0.55658 | 0.52059 | 0.55282 | 0.53724 | 0.53187 | 0.54261 | 0.53939 | 0.55121 | 0.52972 | 0.52542 | 0.56249 | 0.55228 | 0.541 | 0.51414 | 0.541 | 0.56088 | 0.52542 | 0.53455 | 0.53455 | 0.53294 | 0.51199 | 0.54476 | 0.51092 | 0.51199 | 0.52488 | 0.55604 | 0.52703 | 0.54369 | 0.5136 | 0.55067 | 0.56195 | 0.55121 | 0.52127 | 0.53328 | 0.54584 | 0.524 | 0.54256 | 0.53383 | 0.5311 | 0.55075 | 0.53274 | 0.55075 | 0.5371 | 0.55293 | 0.54584 | 0.56276 | 0.54092 | 0.53383 | 0.52728 | 0.52127 | 0.5513 | 0.51964 | 0.5251 | 0.56003 | 0.5371 | 0.57313 | 0.524 | 0.55566 | 0.56549 | 0.52728 | 0.53274 | 0.53929 | 0.54693 | 0.56931 | 0.54092 | 0.56167 | 0.53437 | 0.55293 | 0.55839 | 0.51855 | 0.55075 | 0.54747 | 0.54256 | 0.56276 | 0.53874 | 0.54365 | 0.5633 | 0.53929 | 0.53437 | 0.53765 | 0.54311 | 0.5251 | 0.52346 | 0.53874 | 0.54311 | 0.54693 | 0.55894 | 0.56603 | 0.53492 | 0.55894 | 0.55075 | 0.56003 | 0.52892 | 0.53874 | 0.52619 | 0.57313 | 0.52782 | 0.55402 | 0.5442 | 0.55457 | 0.51909 | 0.55894 | 0.54092 | 0.56276 | 0.5251 | 0.5251 | 0.51855 | 0.56057 | 0.54638 | 0.56767 | 0.51855 | 0.54475 | 0.52673 | 0.53547 | 0.57204 | 0.56658 | 0.53328 | 0.53929 | 0.54147 | 0.52346 | 0.52619 | 0.52673 | 0.56057 | 0.56712 | 0.54693 | 0.53492 | 0.53001
AB_510S_DSS | 65 | 500 | AB | 0.023724 | 65 | 12411 | 2.9444 | 3.2594 | 3.1418 | 3.0877 | 3.0782 | 3.075 | 3.164 | 3.234 | 3.2722 | 3.0718 | 3.0209 | 3.145 | 3.2531 | 3.0814 | 3.2054 | 3.234 | 3.0941 | 3.0655 | 3.3071 | 3.1227 | 3.1259 | 3.1291 | 3.0623 | 3.0877 | 3.1513 | 3.0718 | 3.0591 | 3.1577 | 3.2785 | 3.1545 | 3.0305 | 3.1163 | 3.0655 | 3.2117 | 3.0782 | 3.1768 | 3.1068 | 3.0305 | 3.1259 | 3.3103 | 3.1291 | 3.0973 | 3.2753 | 3.0209 | 3.2372 | 3.1672 | 3.1259 | 3.3071 | 3.0527 | 3.589 | 3.3423 | 3.391 | 3.4362 | 3.5612 | 3.4014 | 3.4084 | 3.3701 | 3.5995 | 3.5543 | 3.3423 | 3.3319 | 3.3875 | 3.5091 | 3.5647 | 3.5751 | 3.6342 | 3.3806 | 3.457 | 3.391 | 3.5473 | 3.4813 | 3.4362 | 3.325 | 3.4223 | 3.4327 | 3.4813 | 3.4292 | 3.3146 | 3.318 | 3.3007 | 3.4362 | 3.589 | 3.3632 | 3.4431 | 3.3285 | 3.3528 | 3.5126 | 3.4084 | 3.5161 | 3.6272 | 3.5856 | 3.5056 | 3.6481 | 3.4501 | 3.3979 | 3.3667 | 3.318 | 3.4449 | 3.6675 | 3.5121 | 3.4873 | 3.5898 | 3.5827 | 3.5686 | 3.5686 | 3.4343 | 3.6393 | 3.6393 | 3.5969 | 3.3884 | 3.5545 | 3.6711 | 3.6393 | 3.4697 | 3.4308 | 3.7064 | 3.4838 | 3.6463 | 3.5615 | 3.399 | 3.6004 | 3.4167 | 3.6534 | 3.4414 | 3.3566 | 3.611 | 3.3884 | 3.4167 | 3.7064 | 3.4626 | 3.4732 | 3.4661 | 3.3778 | 3.611 | 3.4343 | 3.5721 | 3.3566 | 3.4061 | 3.5933 | 3.4944 | 3.6393 | 3.5933 | 3.6746 | 3.7099 | 3.4767 | 3.824 | 3.7835 | 3.8608 | 3.824 | 3.5149 | 3.6731 | 3.7762 | 3.6437 | 3.8387 | 3.8424 | 3.5149 | 3.6989 | 3.8535 | 3.6989 | 3.7615 | 3.7725 | 3.813 | 3.5664 | 3.7872 | 3.6805 | 3.6437 | 3.7173 | 3.6952 | 3.7762 | 3.629 | 3.5995 | 3.8535 | 3.7835 | 3.7062 | 3.5222 | 3.7062 | 3.8424 | 3.5995 | 3.6621 | 3.6621 | 3.651 | 3.5075 | 3.732 | 3.5001 | 3.5075 | 3.5958 | 3.8093 | 3.6106 | 3.7246 | 3.5185 | 3.7725 | 3.8498 | 3.7762 | 3.5711 | 3.6534 | 3.7394 | 3.5898 | 3.7169 | 3.6571 | 3.6384 | 3.773 | 3.6496 | 3.773 | 3.6795 | 3.788 | 3.7394 | 3.8553 | 3.7057 | 3.6571 | 3.6122 | 3.5711 | 3.7768 | 3.5599 | 3.5973 | 3.8366 | 3.6795 | 3.9263 | 3.5898 | 3.8067 | 3.874 | 3.6122 | 3.6496 | 3.6945 | 3.7468 | 3.9002 | 3.7057 | 3.8478 | 3.6608 | 3.788 | 3.8254 | 3.5524 | 3.773 | 3.7506 | 3.7169 | 3.8553 | 3.6908 | 3.7244 | 3.859 | 3.6945 | 3.6608 | 3.6833 | 3.7207 | 3.5973 | 3.5861 | 3.6908 | 3.7207 | 3.7468 | 3.8291 | 3.8777 | 3.6646 | 3.8291 | 3.773 | 3.8366 | 3.6234 | 3.6908 | 3.6048 | 3.9263 | 3.616 | 3.7955 | 3.7282 | 3.7992 | 3.5561 | 3.8291 | 3.7057 | 3.8553 | 3.5973 | 3.5973 | 3.5524 | 3.8403 | 3.7431 | 3.8889 | 3.5524 | 3.7319 | 3.6085 | 3.6683 | 3.9189 | 3.8815 | 3.6534 | 3.6945 | 3.7095 | 3.5861 | 3.6048 | 3.6085 | 3.8403 | 3.8852 | 3.7468 | 3.6646 | 3.6309
AB_511S_DSS | 66 | 500 | AB | 0.024538 | 66 | 12411 | 3.0454 | 3.3713 | 3.2496 | 3.1937 | 3.1838 | 3.1805 | 3.2726 | 3.345 | 3.3844 | 3.1772 | 3.1246 | 3.2529 | 3.3647 | 3.1871 | 3.3154 | 3.345 | 3.2002 | 3.1706 | 3.4206 | 3.2298 | 3.2331 | 3.2364 | 3.1673 | 3.1937 | 3.2594 | 3.1772 | 3.1641 | 3.266 | 3.391 | 3.2627 | 3.1345 | 3.2233 | 3.1706 | 3.3219 | 3.1838 | 3.2858 | 3.2134 | 3.1345 | 3.2331 | 3.4239 | 3.2364 | 3.2035 | 3.3877 | 3.1246 | 3.3482 | 3.2759 | 3.2331 | 3.4206 | 3.1575 | 3.7122 | 3.457 | 3.5073 | 3.5541 | 3.6834 | 3.5181 | 3.5253 | 3.4858 | 3.723 | 3.6762 | 3.457 | 3.4462 | 3.5037 | 3.6295 | 3.687 | 3.6978 | 3.7589 | 3.4966 | 3.5756 | 3.5073 | 3.6691 | 3.6008 | 3.5541 | 3.4391 | 3.5397 | 3.5505 | 3.6008 | 3.5469 | 3.4283 | 3.4319 | 3.4139 | 3.5541 | 3.7122 | 3.4786 | 3.5612 | 3.4427 | 3.4678 | 3.6331 | 3.5253 | 3.6367 | 3.7517 | 3.7086 | 3.6259 | 3.7733 | 3.5684 | 3.5145 | 3.4822 | 3.4319 | 3.5631 | 3.7934 | 3.6326 | 3.607 | 3.713 | 3.7057 | 3.691 | 3.691 | 3.5522 | 3.7641 | 3.7641 | 3.7203 | 3.5047 | 3.6764 | 3.797 | 3.7641 | 3.5887 | 3.5485 | 3.8336 | 3.6033 | 3.7714 | 3.6837 | 3.5156 | 3.7239 | 3.5339 | 3.7787 | 3.5595 | 3.4718 | 3.7349 | 3.5047 | 3.5339 | 3.8336 | 3.5814 | 3.5924 | 3.5851 | 3.4937 | 3.7349 | 3.5522 | 3.6947 | 3.4718 | 3.5229 | 3.7166 | 3.6143 | 3.7641 | 3.7166 | 3.8007 | 3.8372 | 3.596 | 3.9552 | 3.9134 | 3.9933 | 3.9552 | 3.6355 | 3.7992 | 3.9057 | 3.7687 | 3.9705 | 3.9743 | 3.6355 | 3.8258 | 3.9857 | 3.8258 | 3.8905 | 3.9019 | 3.9438 | 3.6888 | 3.9172 | 3.8068 | 3.7687 | 3.8448 | 3.822 | 3.9057 | 3.7535 | 3.723 | 3.9857 | 3.9134 | 3.8334 | 3.6431 | 3.8334 | 3.9743 | 3.723 | 3.7877 | 3.7877 | 3.7763 | 3.6278 | 3.8601 | 3.6202 | 3.6278 | 3.7192 | 3.94 | 3.7344 | 3.8524 | 3.6393 | 3.9019 | 3.9819 | 3.9057 | 3.6936 | 3.7787 | 3.8677 | 3.713 | 3.8445 | 3.7826 | 3.7632 | 3.9025 | 3.7748 | 3.9025 | 3.8058 | 3.918 | 3.8677 | 3.9876 | 3.8329 | 3.7826 | 3.7362 | 3.6936 | 3.9063 | 3.682 | 3.7207 | 3.9682 | 3.8058 | 4.0611 | 3.713 | 3.9373 | 4.0069 | 3.7362 | 3.7748 | 3.8213 | 3.8754 | 4.034 | 3.8329 | 3.9798 | 3.7865 | 3.918 | 3.9566 | 3.6743 | 3.9025 | 3.8793 | 3.8445 | 3.9876 | 3.8174 | 3.8522 | 3.9914 | 3.8213 | 3.7865 | 3.8097 | 3.8483 | 3.7207 | 3.7091 | 3.8174 | 3.8483 | 3.8754 | 3.9605 | 4.0108 | 3.7903 | 3.9605 | 3.9025 | 3.9682 | 3.7478 | 3.8174 | 3.7284 | 4.0611 | 3.74 | 3.9257 | 3.8561 | 3.9296 | 3.6782 | 3.9605 | 3.8329 | 3.9876 | 3.7207 | 3.7207 | 3.6743 | 3.9721 | 3.8715 | 4.0224 | 3.6743 | 3.8599 | 3.7323 | 3.7942 | 4.0533 | 4.0146 | 3.7787 | 3.8213 | 3.8367 | 3.7091 | 3.7284 | 3.7323 | 3.9721 | 4.0185 | 3.8754 | 3.7903 | 3.7555
AB_520S_DSS | 67 | 500 | AB | 0.024538 | 67 | 12411 | 3.0454 | 3.3713 | 3.2496 | 3.1937 | 3.1838 | 3.1805 | 3.2726 | 3.345 | 3.3844 | 3.1772 | 3.1246 | 3.2529 | 3.3647 | 3.1871 | 3.3154 | 3.345 | 3.2002 | 3.1706 | 3.4206 | 3.2298 | 3.2331 | 3.2364 | 3.1673 | 3.1937 | 3.2594 | 3.1772 | 3.1641 | 3.266 | 3.391 | 3.2627 | 3.1345 | 3.2233 | 3.1706 | 3.3219 | 3.1838 | 3.2858 | 3.2134 | 3.1345 | 3.2331 | 3.4239 | 3.2364 | 3.2035 | 3.3877 | 3.1246 | 3.3482 | 3.2759 | 3.2331 | 3.4206 | 3.1575 | 3.7122 | 3.457 | 3.5073 | 3.5541 | 3.6834 | 3.5181 | 3.5253 | 3.4858 | 3.723 | 3.6762 | 3.457 | 3.4462 | 3.5037 | 3.6295 | 3.687 | 3.6978 | 3.7589 | 3.4966 | 3.5756 | 3.5073 | 3.6691 | 3.6008 | 3.5541 | 3.4391 | 3.5397 | 3.5505 | 3.6008 | 3.5469 | 3.4283 | 3.4319 | 3.4139 | 3.5541 | 3.7122 | 3.4786 | 3.5612 | 3.4427 | 3.4678 | 3.6331 | 3.5253 | 3.6367 | 3.7517 | 3.7086 | 3.6259 | 3.7733 | 3.5684 | 3.5145 | 3.4822 | 3.4319 | 3.5631 | 3.7934 | 3.6326 | 3.607 | 3.713 | 3.7057 | 3.691 | 3.691 | 3.5522 | 3.7641 | 3.7641 | 3.7203 | 3.5047 | 3.6764 | 3.797 | 3.7641 | 3.5887 | 3.5485 | 3.8336 | 3.6033 | 3.7714 | 3.6837 | 3.5156 | 3.7239 | 3.5339 | 3.7787 | 3.5595 | 3.4718 | 3.7349 | 3.5047 | 3.5339 | 3.8336 | 3.5814 | 3.5924 | 3.5851 | 3.4937 | 3.7349 | 3.5522 | 3.6947 | 3.4718 | 3.5229 | 3.7166 | 3.6143 | 3.7641 | 3.7166 | 3.8007 | 3.8372 | 3.596 | 3.9552 | 3.9134 | 3.9933 | 3.9552 | 3.6355 | 3.7992 | 3.9057 | 3.7687 | 3.9705 | 3.9743 | 3.6355 | 3.8258 | 3.9857 | 3.8258 | 3.8905 | 3.9019 | 3.9438 | 3.6888 | 3.9172 | 3.8068 | 3.7687 | 3.8448 | 3.822 | 3.9057 | 3.7535 | 3.723 | 3.9857 | 3.9134 | 3.8334 | 3.6431 | 3.8334 | 3.9743 | 3.723 | 3.7877 | 3.7877 | 3.7763 | 3.6278 | 3.8601 | 3.6202 | 3.6278 | 3.7192 | 3.94 | 3.7344 | 3.8524 | 3.6393 | 3.9019 | 3.9819 | 3.9057 | 3.6936 | 3.7787 | 3.8677 | 3.713 | 3.8445 | 3.7826 | 3.7632 | 3.9025 | 3.7748 | 3.9025 | 3.8058 | 3.918 | 3.8677 | 3.9876 | 3.8329 | 3.7826 | 3.7362 | 3.6936 | 3.9063 | 3.682 | 3.7207 | 3.9682 | 3.8058 | 4.0611 | 3.713 | 3.9373 | 4.0069 | 3.7362 | 3.7748 | 3.8213 | 3.8754 | 4.034 | 3.8329 | 3.9798 | 3.7865 | 3.918 | 3.9566 | 3.6743 | 3.9025 | 3.8793 | 3.8445 | 3.9876 | 3.8174 | 3.8522 | 3.9914 | 3.8213 | 3.7865 | 3.8097 | 3.8483 | 3.7207 | 3.7091 | 3.8174 | 3.8483 | 3.8754 | 3.9605 | 4.0108 | 3.7903 | 3.9605 | 3.9025 | 3.9682 | 3.7478 | 3.8174 | 3.7284 | 4.0611 | 3.74 | 3.9257 | 3.8561 | 3.9296 | 3.6782 | 3.9605 | 3.8329 | 3.9876 | 3.7207 | 3.7207 | 3.6743 | 3.9721 | 3.8715 | 4.0224 | 3.6743 | 3.8599 | 3.7323 | 3.7942 | 4.0533 | 4.0146 | 3.7787 | 3.8213 | 3.8367 | 3.7091 | 3.7284 | 3.7323 | 3.9721 | 4.0185 | 3.8754 | 3.7903 | 3.7555
AB_539S_DSS | 68 | 240 | AB | 0.003463 | 68 | 12411 | 0.42979 | 0.47578 | 0.45861 | 0.45072 | 0.44932 | 0.44886 | 0.46186 | 0.47207 | 0.47764 | 0.44839 | 0.44097 | 0.45907 | 0.47485 | 0.44979 | 0.46789 | 0.47207 | 0.45164 | 0.44747 | 0.48274 | 0.45582 | 0.45629 | 0.45675 | 0.447 | 0.45072 | 0.46 | 0.44839 | 0.44654 | 0.46093 | 0.47857 | 0.46046 | 0.44236 | 0.45489 | 0.44747 | 0.46882 | 0.44932 | 0.46371 | 0.4535 | 0.44236 | 0.45629 | 0.48321 | 0.45675 | 0.45211 | 0.4781 | 0.44097 | 0.47253 | 0.46232 | 0.45629 | 0.48274 | 0.44561 | 0.52389 | 0.48788 | 0.49498 | 0.50158 | 0.51983 | 0.49651 | 0.49752 | 0.49194 | 0.52541 | 0.51882 | 0.48788 | 0.48636 | 0.49448 | 0.51223 | 0.52034 | 0.52186 | 0.53048 | 0.49346 | 0.50462 | 0.49498 | 0.51781 | 0.50817 | 0.50158 | 0.48535 | 0.49955 | 0.50107 | 0.50817 | 0.50056 | 0.48383 | 0.48433 | 0.4818 | 0.50158 | 0.52389 | 0.49093 | 0.50259 | 0.48586 | 0.48941 | 0.51273 | 0.49752 | 0.51324 | 0.52947 | 0.52338 | 0.51172 | 0.53251 | 0.50361 | 0.496 | 0.49143 | 0.48433 | 0.50286 | 0.53535 | 0.51266 | 0.50905 | 0.524 | 0.52297 | 0.52091 | 0.52091 | 0.50131 | 0.53122 | 0.53122 | 0.52504 | 0.49461 | 0.51885 | 0.53587 | 0.53122 | 0.50647 | 0.50079 | 0.54102 | 0.50853 | 0.53226 | 0.51988 | 0.49615 | 0.52555 | 0.49873 | 0.53329 | 0.50234 | 0.48996 | 0.5271 | 0.49461 | 0.49873 | 0.54102 | 0.50544 | 0.50698 | 0.50595 | 0.49306 | 0.5271 | 0.50131 | 0.52142 | 0.48996 | 0.49718 | 0.52452 | 0.51008 | 0.53122 | 0.52452 | 0.53638 | 0.54154 | 0.5075 | 0.55819 | 0.55228 | 0.56357 | 0.55819 | 0.51307 | 0.53617 | 0.55121 | 0.53187 | 0.56034 | 0.56088 | 0.51307 | 0.53993 | 0.56249 | 0.53993 | 0.54906 | 0.55067 | 0.55658 | 0.52059 | 0.55282 | 0.53724 | 0.53187 | 0.54261 | 0.53939 | 0.55121 | 0.52972 | 0.52542 | 0.56249 | 0.55228 | 0.541 | 0.51414 | 0.541 | 0.56088 | 0.52542 | 0.53455 | 0.53455 | 0.53294 | 0.51199 | 0.54476 | 0.51092 | 0.51199 | 0.52488 | 0.55604 | 0.52703 | 0.54369 | 0.5136 | 0.55067 | 0.56195 | 0.55121 | 0.52127 | 0.53328 | 0.54584 | 0.524 | 0.54256 | 0.53383 | 0.5311 | 0.55075 | 0.53274 | 0.55075 | 0.5371 | 0.55293 | 0.54584 | 0.56276 | 0.54092 | 0.53383 | 0.52728 | 0.52127 | 0.5513 | 0.51964 | 0.5251 | 0.56003 | 0.5371 | 0.57313 | 0.524 | 0.55566 | 0.56549 | 0.52728 | 0.53274 | 0.53929 | 0.54693 | 0.56931 | 0.54092 | 0.56167 | 0.53437 | 0.55293 | 0.55839 | 0.51855 | 0.55075 | 0.54747 | 0.54256 | 0.56276 | 0.53874 | 0.54365 | 0.5633 | 0.53929 | 0.53437 | 0.53765 | 0.54311 | 0.5251 | 0.52346 | 0.53874 | 0.54311 | 0.54693 | 0.55894 | 0.56603 | 0.53492 | 0.55894 | 0.55075 | 0.56003 | 0.52892 | 0.53874 | 0.52619 | 0.57313 | 0.52782 | 0.55402 | 0.5442 | 0.55457 | 0.51909 | 0.55894 | 0.54092 | 0.56276 | 0.5251 | 0.5251 | 0.51855 | 0.56057 | 0.54638 | 0.56767 | 0.51855 | 0.54475 | 0.52673 | 0.53547 | 0.57204 | 0.56658 | 0.53328 | 0.53929 | 0.54147 | 0.52346 | 0.52619 | 0.52673 | 0.56057 | 0.56712 | 0.54693 | 0.53492 | 0.53001
AB_554S_DSS | 69 | 240 | AB | 0.003084 | 69 | 12411 | 0.38276 | 0.42371 | 0.40842 | 0.40139 | 0.40015 | 0.39973 | 0.41131 | 0.4204 | 0.42536 | 0.39932 | 0.39271 | 0.40883 | 0.42288 | 0.40056 | 0.41668 | 0.4204 | 0.40221 | 0.39849 | 0.42991 | 0.40593 | 0.40635 | 0.40676 | 0.39808 | 0.40139 | 0.40966 | 0.39932 | 0.39767 | 0.41048 | 0.42619 | 0.41007 | 0.39395 | 0.40511 | 0.39849 | 0.41751 | 0.40015 | 0.41296 | 0.40387 | 0.39395 | 0.40635 | 0.43032 | 0.40676 | 0.40263 | 0.42578 | 0.39271 | 0.42082 | 0.41172 | 0.40635 | 0.42991 | 0.39684 | 0.46656 | 0.43449 | 0.44081 | 0.44668 | 0.46294 | 0.44217 | 0.44307 | 0.4381 | 0.46791 | 0.46204 | 0.43449 | 0.43313 | 0.44036 | 0.45617 | 0.46339 | 0.46475 | 0.47243 | 0.43946 | 0.44939 | 0.44081 | 0.46114 | 0.45255 | 0.44668 | 0.43223 | 0.44488 | 0.44623 | 0.45255 | 0.44578 | 0.43088 | 0.43133 | 0.42907 | 0.44668 | 0.46656 | 0.4372 | 0.44759 | 0.43268 | 0.43584 | 0.45662 | 0.44307 | 0.45707 | 0.47152 | 0.4661 | 0.45572 | 0.47423 | 0.44849 | 0.44171 | 0.43765 | 0.43133 | 0.44782 | 0.47676 | 0.45655 | 0.45334 | 0.46666 | 0.46574 | 0.4639 | 0.4639 | 0.44645 | 0.47309 | 0.47309 | 0.46757 | 0.44047 | 0.46206 | 0.47722 | 0.47309 | 0.45104 | 0.44599 | 0.48181 | 0.45288 | 0.474 | 0.46298 | 0.44185 | 0.46803 | 0.44415 | 0.47492 | 0.44736 | 0.43634 | 0.46941 | 0.44047 | 0.44415 | 0.48181 | 0.45012 | 0.4515 | 0.45058 | 0.4391 | 0.46941 | 0.44645 | 0.46436 | 0.43634 | 0.44277 | 0.46711 | 0.45425 | 0.47309 | 0.46711 | 0.47768 | 0.48227 | 0.45196 | 0.4971 | 0.49184 | 0.50189 | 0.4971 | 0.45691 | 0.47749 | 0.49088 | 0.47366 | 0.49902 | 0.4995 | 0.45691 | 0.48084 | 0.50093 | 0.48084 | 0.48897 | 0.49041 | 0.49567 | 0.46361 | 0.49232 | 0.47844 | 0.47366 | 0.48323 | 0.48036 | 0.49088 | 0.47175 | 0.46792 | 0.50093 | 0.49184 | 0.48179 | 0.45787 | 0.48179 | 0.4995 | 0.46792 | 0.47605 | 0.47605 | 0.47462 | 0.45596 | 0.48514 | 0.455 | 0.45596 | 0.46744 | 0.49519 | 0.46935 | 0.48419 | 0.45739 | 0.49041 | 0.50045 | 0.49088 | 0.46422 | 0.47492 | 0.4861 | 0.46666 | 0.48318 | 0.4754 | 0.47297 | 0.49047 | 0.47443 | 0.49047 | 0.47832 | 0.49242 | 0.4861 | 0.50117 | 0.48172 | 0.4754 | 0.46957 | 0.46422 | 0.49096 | 0.46277 | 0.46763 | 0.49874 | 0.47832 | 0.5104 | 0.46666 | 0.49485 | 0.5036 | 0.46957 | 0.47443 | 0.48027 | 0.48707 | 0.507 | 0.48172 | 0.5002 | 0.47589 | 0.49242 | 0.49728 | 0.46179 | 0.49047 | 0.48756 | 0.48318 | 0.50117 | 0.47978 | 0.48415 | 0.50165 | 0.48027 | 0.47589 | 0.47881 | 0.48367 | 0.46763 | 0.46617 | 0.47978 | 0.48367 | 0.48707 | 0.49777 | 0.50408 | 0.47638 | 0.49777 | 0.49047 | 0.49874 | 0.47103 | 0.47978 | 0.4686 | 0.5104 | 0.47006 | 0.49339 | 0.48464 | 0.49388 | 0.46228 | 0.49777 | 0.48172 | 0.50117 | 0.46763 | 0.46763 | 0.46179 | 0.49922 | 0.48659 | 0.50554 | 0.46179 | 0.48513 | 0.46909 | 0.47686 | 0.50943 | 0.50457 | 0.47492 | 0.48027 | 0.48221 | 0.46617 | 0.4686 | 0.46909 | 0.49922 | 0.50506 | 0.48707 | 0.47638 | 0.472
AB_557S_DSS | 70 | 240 | AB | 0.011387 | 70 | 12411 | 1.4132 | 1.5645 | 1.508 | 1.482 | 1.4775 | 1.4759 | 1.5187 | 1.5522 | 1.5706 | 1.4744 | 1.45 | 1.5095 | 1.5614 | 1.479 | 1.5385 | 1.5522 | 1.4851 | 1.4714 | 1.5874 | 1.4988 | 1.5004 | 1.5019 | 1.4698 | 1.482 | 1.5126 | 1.4744 | 1.4683 | 1.5156 | 1.5736 | 1.5141 | 1.4546 | 1.4958 | 1.4714 | 1.5416 | 1.4775 | 1.5248 | 1.4912 | 1.4546 | 1.5004 | 1.5889 | 1.5019 | 1.4866 | 1.5721 | 1.45 | 1.5538 | 1.5202 | 1.5004 | 1.5874 | 1.4652 | 1.7227 | 1.6043 | 1.6276 | 1.6493 | 1.7093 | 1.6326 | 1.6359 | 1.6176 | 1.7277 | 1.706 | 1.6043 | 1.5993 | 1.6259 | 1.6843 | 1.711 | 1.716 | 1.7443 | 1.6226 | 1.6593 | 1.6276 | 1.7026 | 1.671 | 1.6493 | 1.5959 | 1.6426 | 1.6476 | 1.671 | 1.6459 | 1.5909 | 1.5926 | 1.5842 | 1.6493 | 1.7227 | 1.6143 | 1.6526 | 1.5976 | 1.6093 | 1.686 | 1.6359 | 1.6876 | 1.741 | 1.721 | 1.6826 | 1.751 | 1.656 | 1.6309 | 1.6159 | 1.5926 | 1.6535 | 1.7603 | 1.6857 | 1.6738 | 1.723 | 1.7196 | 1.7128 | 1.7128 | 1.6484 | 1.7468 | 1.7468 | 1.7264 | 1.6264 | 1.7061 | 1.762 | 1.7468 | 1.6654 | 1.6467 | 1.779 | 1.6721 | 1.7502 | 1.7095 | 1.6314 | 1.7281 | 1.6399 | 1.7535 | 1.6518 | 1.6111 | 1.7332 | 1.6264 | 1.6399 | 1.779 | 1.662 | 1.6671 | 1.6637 | 1.6213 | 1.7332 | 1.6484 | 1.7145 | 1.6111 | 1.6348 | 1.7247 | 1.6772 | 1.7468 | 1.7247 | 1.7637 | 1.7807 | 1.6688 | 1.8354 | 1.816 | 1.8531 | 1.8354 | 1.6871 | 1.763 | 1.8125 | 1.7489 | 1.8425 | 1.8443 | 1.6871 | 1.7754 | 1.8496 | 1.7754 | 1.8054 | 1.8107 | 1.8301 | 1.7118 | 1.8178 | 1.7666 | 1.7489 | 1.7842 | 1.7736 | 1.8125 | 1.7418 | 1.7277 | 1.8496 | 1.816 | 1.7789 | 1.6906 | 1.7789 | 1.8443 | 1.7277 | 1.7577 | 1.7577 | 1.7524 | 1.6835 | 1.7913 | 1.68 | 1.6835 | 1.7259 | 1.8284 | 1.733 | 1.7877 | 1.6888 | 1.8107 | 1.8478 | 1.8125 | 1.714 | 1.7535 | 1.7948 | 1.723 | 1.784 | 1.7553 | 1.7464 | 1.811 | 1.7517 | 1.811 | 1.7661 | 1.8181 | 1.7948 | 1.8505 | 1.7787 | 1.7553 | 1.7338 | 1.714 | 1.8128 | 1.7087 | 1.7266 | 1.8415 | 1.7661 | 1.8846 | 1.723 | 1.8271 | 1.8594 | 1.7338 | 1.7517 | 1.7733 | 1.7984 | 1.872 | 1.7787 | 1.8469 | 1.7571 | 1.8181 | 1.8361 | 1.7051 | 1.811 | 1.8002 | 1.784 | 1.8505 | 1.7715 | 1.7876 | 1.8522 | 1.7733 | 1.7571 | 1.7679 | 1.7858 | 1.7266 | 1.7212 | 1.7715 | 1.7858 | 1.7984 | 1.8379 | 1.8612 | 1.7589 | 1.8379 | 1.811 | 1.8415 | 1.7392 | 1.7715 | 1.7302 | 1.8846 | 1.7356 | 1.8217 | 1.7894 | 1.8235 | 1.7069 | 1.8379 | 1.7787 | 1.8505 | 1.7266 | 1.7266 | 1.7051 | 1.8433 | 1.7966 | 1.8666 | 1.7051 | 1.7912 | 1.732 | 1.7607 | 1.881 | 1.863 | 1.7535 | 1.7733 | 1.7805 | 1.7212 | 1.7302 | 1.732 | 1.8433 | 1.8648 | 1.7984 | 1.7589 | 1.7428
AB_562S_DSS | 71 | 138 | AB | 0.002074 | 71 | 12411 | 0.2574 | 0.28495 | 0.27466 | 0.26993 | 0.2691 | 0.26882 | 0.27661 | 0.28272 | 0.28606 | 0.26854 | 0.2641 | 0.27494 | 0.28439 | 0.26938 | 0.28022 | 0.28272 | 0.27049 | 0.26799 | 0.28912 | 0.27299 | 0.27327 | 0.27355 | 0.26771 | 0.26993 | 0.27549 | 0.26854 | 0.26743 | 0.27605 | 0.28661 | 0.27577 | 0.26493 | 0.27244 | 0.26799 | 0.28078 | 0.2691 | 0.27772 | 0.2716 | 0.26493 | 0.27327 | 0.28939 | 0.27355 | 0.27077 | 0.28634 | 0.2641 | 0.283 | 0.27688 | 0.27327 | 0.28912 | 0.26688 | 0.31376 | 0.29219 | 0.29645 | 0.3004 | 0.31133 | 0.29736 | 0.29797 | 0.29462 | 0.31467 | 0.31072 | 0.29219 | 0.29128 | 0.29614 | 0.30677 | 0.31163 | 0.31255 | 0.31771 | 0.29554 | 0.30222 | 0.29645 | 0.31012 | 0.30434 | 0.3004 | 0.29068 | 0.29918 | 0.30009 | 0.30434 | 0.29979 | 0.28976 | 0.29007 | 0.28855 | 0.3004 | 0.31376 | 0.29402 | 0.301 | 0.29098 | 0.29311 | 0.30708 | 0.29797 | 0.30738 | 0.3171 | 0.31346 | 0.30647 | 0.31892 | 0.30161 | 0.29705 | 0.29432 | 0.29007 | 0.30116 | 0.32062 | 0.30703 | 0.30487 | 0.31383 | 0.31321 | 0.31197 | 0.31197 | 0.30024 | 0.31815 | 0.31815 | 0.31444 | 0.29622 | 0.31074 | 0.32093 | 0.31815 | 0.30333 | 0.29993 | 0.32402 | 0.30456 | 0.31877 | 0.31136 | 0.29715 | 0.31475 | 0.29869 | 0.31939 | 0.30085 | 0.29344 | 0.31568 | 0.29622 | 0.29869 | 0.32402 | 0.30271 | 0.30363 | 0.30302 | 0.29529 | 0.31568 | 0.30024 | 0.31228 | 0.29344 | 0.29777 | 0.31414 | 0.30549 | 0.31815 | 0.31414 | 0.32124 | 0.32433 | 0.30394 | 0.3343 | 0.33076 | 0.33752 | 0.3343 | 0.30728 | 0.32111 | 0.33012 | 0.31854 | 0.33559 | 0.33591 | 0.30728 | 0.32336 | 0.33688 | 0.32336 | 0.32883 | 0.3298 | 0.33334 | 0.31178 | 0.33109 | 0.32176 | 0.31854 | 0.32497 | 0.32304 | 0.33012 | 0.31725 | 0.31468 | 0.33688 | 0.33076 | 0.32401 | 0.30792 | 0.32401 | 0.33591 | 0.31468 | 0.32015 | 0.32015 | 0.31918 | 0.30663 | 0.32626 | 0.30599 | 0.30663 | 0.31435 | 0.33302 | 0.31564 | 0.32562 | 0.3076 | 0.3298 | 0.33656 | 0.33012 | 0.31219 | 0.31938 | 0.3269 | 0.31383 | 0.32494 | 0.31971 | 0.31808 | 0.32985 | 0.31906 | 0.32985 | 0.32167 | 0.33115 | 0.3269 | 0.33704 | 0.32396 | 0.31971 | 0.31579 | 0.31219 | 0.33017 | 0.31121 | 0.31448 | 0.3354 | 0.32167 | 0.34325 | 0.31383 | 0.33279 | 0.33867 | 0.31579 | 0.31906 | 0.32298 | 0.32756 | 0.34096 | 0.32396 | 0.33638 | 0.32004 | 0.33115 | 0.33442 | 0.31056 | 0.32985 | 0.32788 | 0.32494 | 0.33704 | 0.32265 | 0.3256 | 0.33736 | 0.32298 | 0.32004 | 0.322 | 0.32527 | 0.31448 | 0.3135 | 0.32265 | 0.32527 | 0.32756 | 0.33475 | 0.339 | 0.32037 | 0.33475 | 0.32985 | 0.3354 | 0.31677 | 0.32265 | 0.31513 | 0.34325 | 0.31612 | 0.33181 | 0.32592 | 0.33213 | 0.31088 | 0.33475 | 0.32396 | 0.33704 | 0.31448 | 0.31448 | 0.31056 | 0.33573 | 0.32723 | 0.33998 | 0.31056 | 0.32625 | 0.31546 | 0.32069 | 0.34259 | 0.33933 | 0.31938 | 0.32298 | 0.32429 | 0.3135 | 0.31513 | 0.31546 | 0.33573 | 0.33965 | 0.32756 | 0.32037 | 0.31742
AB_574S_DSS | 72 | 240 | AB | 0.002718 | 72 | 12411 | 0.33733 | 0.37343 | 0.35995 | 0.35375 | 0.35266 | 0.35229 | 0.3625 | 0.37051 | 0.37488 | 0.35193 | 0.3461 | 0.36031 | 0.3727 | 0.35302 | 0.36723 | 0.37051 | 0.35448 | 0.3512 | 0.37889 | 0.35776 | 0.35812 | 0.35849 | 0.35084 | 0.35375 | 0.36104 | 0.35193 | 0.35047 | 0.36177 | 0.37561 | 0.3614 | 0.34719 | 0.35703 | 0.3512 | 0.36796 | 0.35266 | 0.36395 | 0.35594 | 0.34719 | 0.35812 | 0.37925 | 0.35849 | 0.35485 | 0.37525 | 0.3461 | 0.37088 | 0.36286 | 0.35812 | 0.37889 | 0.34974 | 0.41119 | 0.38292 | 0.3885 | 0.39367 | 0.408 | 0.38969 | 0.39049 | 0.38611 | 0.41238 | 0.40721 | 0.38292 | 0.38173 | 0.3881 | 0.40203 | 0.4084 | 0.40959 | 0.41636 | 0.3873 | 0.39606 | 0.3885 | 0.40641 | 0.39885 | 0.39367 | 0.38093 | 0.39208 | 0.39327 | 0.39885 | 0.39288 | 0.37974 | 0.38014 | 0.37815 | 0.39367 | 0.41119 | 0.38531 | 0.39447 | 0.38133 | 0.38412 | 0.40243 | 0.39049 | 0.40283 | 0.41556 | 0.41079 | 0.40163 | 0.41795 | 0.39526 | 0.38929 | 0.38571 | 0.38014 | 0.39468 | 0.42018 | 0.40237 | 0.39953 | 0.41127 | 0.41046 | 0.40885 | 0.40885 | 0.39346 | 0.41694 | 0.41694 | 0.41208 | 0.3882 | 0.40723 | 0.42058 | 0.41694 | 0.39751 | 0.39306 | 0.42463 | 0.39913 | 0.41775 | 0.40804 | 0.38941 | 0.41249 | 0.39144 | 0.41856 | 0.39427 | 0.38456 | 0.4137 | 0.3882 | 0.39144 | 0.42463 | 0.3967 | 0.39792 | 0.39711 | 0.38699 | 0.4137 | 0.39346 | 0.40925 | 0.38456 | 0.39022 | 0.41168 | 0.40034 | 0.41694 | 0.41168 | 0.42099 | 0.42504 | 0.39832 | 0.43811 | 0.43347 | 0.44233 | 0.43811 | 0.40269 | 0.42082 | 0.43263 | 0.41745 | 0.4398 | 0.44022 | 0.40269 | 0.42377 | 0.44148 | 0.42377 | 0.43094 | 0.43221 | 0.43684 | 0.40859 | 0.43389 | 0.42166 | 0.41745 | 0.42588 | 0.42335 | 0.43263 | 0.41576 | 0.41239 | 0.44148 | 0.43347 | 0.42462 | 0.40353 | 0.42462 | 0.44022 | 0.41239 | 0.41956 | 0.41956 | 0.41829 | 0.40185 | 0.42757 | 0.401 | 0.40185 | 0.41197 | 0.43642 | 0.41365 | 0.42672 | 0.40311 | 0.43221 | 0.44106 | 0.43263 | 0.40913 | 0.41856 | 0.42841 | 0.41127 | 0.42584 | 0.41899 | 0.41684 | 0.43227 | 0.41813 | 0.43227 | 0.42156 | 0.43398 | 0.42841 | 0.44169 | 0.42455 | 0.41899 | 0.41384 | 0.40913 | 0.43269 | 0.40785 | 0.41213 | 0.43955 | 0.42156 | 0.44983 | 0.41127 | 0.43612 | 0.44383 | 0.41384 | 0.41813 | 0.42327 | 0.42927 | 0.44683 | 0.42455 | 0.44083 | 0.41941 | 0.43398 | 0.43826 | 0.40699 | 0.43227 | 0.4297 | 0.42584 | 0.44169 | 0.42284 | 0.4267 | 0.44212 | 0.42327 | 0.41941 | 0.42198 | 0.42627 | 0.41213 | 0.41085 | 0.42284 | 0.42627 | 0.42927 | 0.43869 | 0.44426 | 0.41984 | 0.43869 | 0.43227 | 0.43955 | 0.41513 | 0.42284 | 0.41299 | 0.44983 | 0.41427 | 0.43484 | 0.42713 | 0.43526 | 0.40742 | 0.43869 | 0.42455 | 0.44169 | 0.41213 | 0.41213 | 0.40699 | 0.43998 | 0.42884 | 0.44555 | 0.40699 | 0.42755 | 0.41342 | 0.42027 | 0.44897 | 0.44469 | 0.41856 | 0.42327 | 0.42498 | 0.41085 | 0.41299 | 0.41342 | 0.43998 | 0.44512 | 0.42927 | 0.41984 | 0.41599
AB_59S_DSS | 73 | 240 | AB | 0.00272 | 73 | 12411 | 0.33758 | 0.3737 | 0.36021 | 0.35401 | 0.35292 | 0.35255 | 0.36276 | 0.37078 | 0.37516 | 0.35219 | 0.34636 | 0.36058 | 0.37297 | 0.35328 | 0.3675 | 0.37078 | 0.35474 | 0.35146 | 0.37917 | 0.35802 | 0.35839 | 0.35875 | 0.3511 | 0.35401 | 0.3613 | 0.35219 | 0.35073 | 0.36203 | 0.37589 | 0.36167 | 0.34745 | 0.35729 | 0.35146 | 0.36823 | 0.35292 | 0.36422 | 0.3562 | 0.34745 | 0.35839 | 0.37953 | 0.35875 | 0.35511 | 0.37552 | 0.34636 | 0.37115 | 0.36313 | 0.35839 | 0.37917 | 0.35 | 0.41149 | 0.38321 | 0.38878 | 0.39396 | 0.4083 | 0.38998 | 0.39077 | 0.38639 | 0.41268 | 0.40751 | 0.38321 | 0.38201 | 0.38838 | 0.40233 | 0.4087 | 0.4099 | 0.41667 | 0.38759 | 0.39635 | 0.38878 | 0.40671 | 0.39914 | 0.39396 | 0.38121 | 0.39237 | 0.39356 | 0.39914 | 0.39316 | 0.38002 | 0.38042 | 0.37843 | 0.39396 | 0.41149 | 0.3856 | 0.39476 | 0.38161 | 0.3844 | 0.40273 | 0.39077 | 0.40312 | 0.41587 | 0.41109 | 0.40193 | 0.41826 | 0.39556 | 0.38958 | 0.38599 | 0.38042 | 0.39497 | 0.42049 | 0.40266 | 0.39983 | 0.41158 | 0.41077 | 0.40915 | 0.40915 | 0.39375 | 0.41725 | 0.41725 | 0.41239 | 0.38849 | 0.40753 | 0.42089 | 0.41725 | 0.3978 | 0.39335 | 0.42494 | 0.39942 | 0.41806 | 0.40834 | 0.3897 | 0.41279 | 0.39173 | 0.41887 | 0.39456 | 0.38484 | 0.41401 | 0.38849 | 0.39173 | 0.42494 | 0.39699 | 0.39821 | 0.3974 | 0.38727 | 0.41401 | 0.39375 | 0.40955 | 0.38484 | 0.39051 | 0.41198 | 0.40064 | 0.41725 | 0.41198 | 0.4213 | 0.42535 | 0.39861 | 0.43843 | 0.43379 | 0.44265 | 0.43843 | 0.40299 | 0.42113 | 0.43295 | 0.41775 | 0.44012 | 0.44054 | 0.40299 | 0.42408 | 0.44181 | 0.42408 | 0.43126 | 0.43252 | 0.43717 | 0.40889 | 0.43421 | 0.42197 | 0.41775 | 0.42619 | 0.42366 | 0.43295 | 0.41607 | 0.41269 | 0.44181 | 0.43379 | 0.42493 | 0.40383 | 0.42493 | 0.44054 | 0.41269 | 0.41986 | 0.41986 | 0.4186 | 0.40214 | 0.42788 | 0.4013 | 0.40214 | 0.41227 | 0.43674 | 0.41396 | 0.42704 | 0.40341 | 0.43252 | 0.44138 | 0.43295 | 0.40943 | 0.41886 | 0.42873 | 0.41158 | 0.42615 | 0.41929 | 0.41715 | 0.43258 | 0.41844 | 0.43258 | 0.42187 | 0.4343 | 0.42873 | 0.44202 | 0.42487 | 0.41929 | 0.41415 | 0.40943 | 0.43301 | 0.40815 | 0.41243 | 0.43987 | 0.42187 | 0.45016 | 0.41158 | 0.43644 | 0.44416 | 0.41415 | 0.41844 | 0.42358 | 0.42958 | 0.44716 | 0.42487 | 0.44116 | 0.41972 | 0.4343 | 0.43859 | 0.40729 | 0.43258 | 0.43001 | 0.42615 | 0.44202 | 0.42315 | 0.42701 | 0.44244 | 0.42358 | 0.41972 | 0.42229 | 0.42658 | 0.41243 | 0.41115 | 0.42315 | 0.42658 | 0.42958 | 0.43901 | 0.44459 | 0.42015 | 0.43901 | 0.43258 | 0.43987 | 0.41544 | 0.42315 | 0.41329 | 0.45016 | 0.41458 | 0.43516 | 0.42744 | 0.43559 | 0.40772 | 0.43901 | 0.42487 | 0.44202 | 0.41243 | 0.41243 | 0.40729 | 0.4403 | 0.42915 | 0.44587 | 0.40729 | 0.42787 | 0.41372 | 0.42058 | 0.4493 | 0.44502 | 0.41886 | 0.42358 | 0.4253 | 0.41115 | 0.41329 | 0.41372 | 0.4403 | 0.44545 | 0.42958 | 0.42015 | 0.41629
AB_5S_DSS | 74 | 240 | AB | 0.011778 | 74 | 12411 | 1.4618 | 1.6182 | 1.5598 | 1.5329 | 1.5282 | 1.5266 | 1.5708 | 1.6055 | 1.6245 | 1.525 | 1.4998 | 1.5613 | 1.615 | 1.5298 | 1.5913 | 1.6055 | 1.5361 | 1.5219 | 1.6419 | 1.5503 | 1.5519 | 1.5534 | 1.5203 | 1.5329 | 1.5645 | 1.525 | 1.5187 | 1.5677 | 1.6276 | 1.5661 | 1.5045 | 1.5471 | 1.5219 | 1.5945 | 1.5282 | 1.5771 | 1.5424 | 1.5045 | 1.5519 | 1.6434 | 1.5534 | 1.5377 | 1.6261 | 1.4998 | 1.6071 | 1.5724 | 1.5519 | 1.6419 | 1.5156 | 1.7818 | 1.6593 | 1.6835 | 1.7059 | 1.768 | 1.6887 | 1.6921 | 1.6731 | 1.787 | 1.7646 | 1.6593 | 1.6542 | 1.6818 | 1.7421 | 1.7697 | 1.7749 | 1.8042 | 1.6783 | 1.7163 | 1.6835 | 1.7611 | 1.7283 | 1.7059 | 1.6507 | 1.699 | 1.7042 | 1.7283 | 1.7025 | 1.6455 | 1.6473 | 1.6386 | 1.7059 | 1.7818 | 1.6697 | 1.7094 | 1.6524 | 1.6645 | 1.7439 | 1.6921 | 1.7456 | 1.8008 | 1.7801 | 1.7404 | 1.8111 | 1.7128 | 1.6869 | 1.6714 | 1.6473 | 1.7103 | 1.8208 | 1.7436 | 1.7313 | 1.7822 | 1.7787 | 1.7717 | 1.7717 | 1.705 | 1.8067 | 1.8067 | 1.7857 | 1.6822 | 1.7646 | 1.8225 | 1.8067 | 1.7225 | 1.7033 | 1.8401 | 1.7296 | 1.8103 | 1.7682 | 1.6875 | 1.7874 | 1.6962 | 1.8138 | 1.7085 | 1.6664 | 1.7927 | 1.6822 | 1.6962 | 1.8401 | 1.719 | 1.7243 | 1.7208 | 1.6769 | 1.7927 | 1.705 | 1.7734 | 1.6664 | 1.691 | 1.7839 | 1.7348 | 1.8067 | 1.7839 | 1.8243 | 1.8418 | 1.7261 | 1.8985 | 1.8784 | 1.9167 | 1.8985 | 1.745 | 1.8236 | 1.8747 | 1.8089 | 1.9058 | 1.9076 | 1.745 | 1.8363 | 1.9131 | 1.8363 | 1.8674 | 1.8729 | 1.893 | 1.7706 | 1.8802 | 1.8272 | 1.8089 | 1.8455 | 1.8345 | 1.8747 | 1.8016 | 1.787 | 1.9131 | 1.8784 | 1.84 | 1.7486 | 1.84 | 1.9076 | 1.787 | 1.8181 | 1.8181 | 1.8126 | 1.7413 | 1.8528 | 1.7377 | 1.7413 | 1.7852 | 1.8912 | 1.7925 | 1.8491 | 1.7468 | 1.8729 | 1.9113 | 1.8747 | 1.7729 | 1.8137 | 1.8564 | 1.7822 | 1.8453 | 1.8156 | 1.8063 | 1.8732 | 1.8119 | 1.8732 | 1.8267 | 1.8806 | 1.8564 | 1.914 | 1.8397 | 1.8156 | 1.7933 | 1.7729 | 1.875 | 1.7673 | 1.7859 | 1.9047 | 1.8267 | 1.9493 | 1.7822 | 1.8899 | 1.9233 | 1.7933 | 1.8119 | 1.8342 | 1.8602 | 1.9363 | 1.8397 | 1.9103 | 1.8175 | 1.8806 | 1.8991 | 1.7636 | 1.8732 | 1.862 | 1.8453 | 1.914 | 1.8323 | 1.849 | 1.9159 | 1.8342 | 1.8175 | 1.8286 | 1.8472 | 1.7859 | 1.7803 | 1.8323 | 1.8472 | 1.8602 | 1.901 | 1.9251 | 1.8193 | 1.901 | 1.8732 | 1.9047 | 1.7989 | 1.8323 | 1.7896 | 1.9493 | 1.7952 | 1.8843 | 1.8509 | 1.8861 | 1.7655 | 1.901 | 1.8397 | 1.914 | 1.7859 | 1.7859 | 1.7636 | 1.9066 | 1.8583 | 1.9307 | 1.7636 | 1.8527 | 1.7915 | 1.8212 | 1.9456 | 1.927 | 1.8137 | 1.8342 | 1.8416 | 1.7803 | 1.7896 | 1.7915 | 1.9066 | 1.9288 | 1.8602 | 1.8193 | 1.8026
AB_615S_GSS | 75 | 240 | AB | 0.002718 | 75 | 12411 | 0.33733 | 0.37343 | 0.35995 | 0.35375 | 0.35266 | 0.35229 | 0.3625 | 0.37051 | 0.37488 | 0.35193 | 0.3461 | 0.36031 | 0.3727 | 0.35302 | 0.36723 | 0.37051 | 0.35448 | 0.3512 | 0.37889 | 0.35776 | 0.35812 | 0.35849 | 0.35084 | 0.35375 | 0.36104 | 0.35193 | 0.35047 | 0.36177 | 0.37561 | 0.3614 | 0.34719 | 0.35703 | 0.3512 | 0.36796 | 0.35266 | 0.36395 | 0.35594 | 0.34719 | 0.35812 | 0.37925 | 0.35849 | 0.35485 | 0.37525 | 0.3461 | 0.37088 | 0.36286 | 0.35812 | 0.37889 | 0.34974 | 0.41119 | 0.38292 | 0.3885 | 0.39367 | 0.408 | 0.38969 | 0.39049 | 0.38611 | 0.41238 | 0.40721 | 0.38292 | 0.38173 | 0.3881 | 0.40203 | 0.4084 | 0.40959 | 0.41636 | 0.3873 | 0.39606 | 0.3885 | 0.40641 | 0.39885 | 0.39367 | 0.38093 | 0.39208 | 0.39327 | 0.39885 | 0.39288 | 0.37974 | 0.38014 | 0.37815 | 0.39367 | 0.41119 | 0.38531 | 0.39447 | 0.38133 | 0.38412 | 0.40243 | 0.39049 | 0.40283 | 0.41556 | 0.41079 | 0.40163 | 0.41795 | 0.39526 | 0.38929 | 0.38571 | 0.38014 | 0.39468 | 0.42018 | 0.40237 | 0.39953 | 0.41127 | 0.41046 | 0.40885 | 0.40885 | 0.39346 | 0.41694 | 0.41694 | 0.41208 | 0.3882 | 0.40723 | 0.42058 | 0.41694 | 0.39751 | 0.39306 | 0.42463 | 0.39913 | 0.41775 | 0.40804 | 0.38941 | 0.41249 | 0.39144 | 0.41856 | 0.39427 | 0.38456 | 0.4137 | 0.3882 | 0.39144 | 0.42463 | 0.3967 | 0.39792 | 0.39711 | 0.38699 | 0.4137 | 0.39346 | 0.40925 | 0.38456 | 0.39022 | 0.41168 | 0.40034 | 0.41694 | 0.41168 | 0.42099 | 0.42504 | 0.39832 | 0.43811 | 0.43347 | 0.44233 | 0.43811 | 0.40269 | 0.42082 | 0.43263 | 0.41745 | 0.4398 | 0.44022 | 0.40269 | 0.42377 | 0.44148 | 0.42377 | 0.43094 | 0.43221 | 0.43684 | 0.40859 | 0.43389 | 0.42166 | 0.41745 | 0.42588 | 0.42335 | 0.43263 | 0.41576 | 0.41239 | 0.44148 | 0.43347 | 0.42462 | 0.40353 | 0.42462 | 0.44022 | 0.41239 | 0.41956 | 0.41956 | 0.41829 | 0.40185 | 0.42757 | 0.401 | 0.40185 | 0.41197 | 0.43642 | 0.41365 | 0.42672 | 0.40311 | 0.43221 | 0.44106 | 0.43263 | 0.40913 | 0.41856 | 0.42841 | 0.41127 | 0.42584 | 0.41899 | 0.41684 | 0.43227 | 0.41813 | 0.43227 | 0.42156 | 0.43398 | 0.42841 | 0.44169 | 0.42455 | 0.41899 | 0.41384 | 0.40913 | 0.43269 | 0.40785 | 0.41213 | 0.43955 | 0.42156 | 0.44983 | 0.41127 | 0.43612 | 0.44383 | 0.41384 | 0.41813 | 0.42327 | 0.42927 | 0.44683 | 0.42455 | 0.44083 | 0.41941 | 0.43398 | 0.43826 | 0.40699 | 0.43227 | 0.4297 | 0.42584 | 0.44169 | 0.42284 | 0.4267 | 0.44212 | 0.42327 | 0.41941 | 0.42198 | 0.42627 | 0.41213 | 0.41085 | 0.42284 | 0.42627 | 0.42927 | 0.43869 | 0.44426 | 0.41984 | 0.43869 | 0.43227 | 0.43955 | 0.41513 | 0.42284 | 0.41299 | 0.44983 | 0.41427 | 0.43484 | 0.42713 | 0.43526 | 0.40742 | 0.43869 | 0.42455 | 0.44169 | 0.41213 | 0.41213 | 0.40699 | 0.43998 | 0.42884 | 0.44555 | 0.40699 | 0.42755 | 0.41342 | 0.42027 | 0.44897 | 0.44469 | 0.41856 | 0.42327 | 0.42498 | 0.41085 | 0.41299 | 0.41342 | 0.43998 | 0.44512 | 0.42927 | 0.41984 | 0.41599
AB_629S_DSS | 76 | 240 | AB | 0.011387 | 76 | 12411 | 1.4132 | 1.5645 | 1.508 | 1.482 | 1.4775 | 1.4759 | 1.5187 | 1.5522 | 1.5706 | 1.4744 | 1.45 | 1.5095 | 1.5614 | 1.479 | 1.5385 | 1.5522 | 1.4851 | 1.4714 | 1.5874 | 1.4988 | 1.5004 | 1.5019 | 1.4698 | 1.482 | 1.5126 | 1.4744 | 1.4683 | 1.5156 | 1.5736 | 1.5141 | 1.4546 | 1.4958 | 1.4714 | 1.5416 | 1.4775 | 1.5248 | 1.4912 | 1.4546 | 1.5004 | 1.5889 | 1.5019 | 1.4866 | 1.5721 | 1.45 | 1.5538 | 1.5202 | 1.5004 | 1.5874 | 1.4652 | 1.7227 | 1.6043 | 1.6276 | 1.6493 | 1.7093 | 1.6326 | 1.6359 | 1.6176 | 1.7277 | 1.706 | 1.6043 | 1.5993 | 1.6259 | 1.6843 | 1.711 | 1.716 | 1.7443 | 1.6226 | 1.6593 | 1.6276 | 1.7026 | 1.671 | 1.6493 | 1.5959 | 1.6426 | 1.6476 | 1.671 | 1.6459 | 1.5909 | 1.5926 | 1.5842 | 1.6493 | 1.7227 | 1.6143 | 1.6526 | 1.5976 | 1.6093 | 1.686 | 1.6359 | 1.6876 | 1.741 | 1.721 | 1.6826 | 1.751 | 1.656 | 1.6309 | 1.6159 | 1.5926 | 1.6535 | 1.7603 | 1.6857 | 1.6738 | 1.723 | 1.7196 | 1.7128 | 1.7128 | 1.6484 | 1.7468 | 1.7468 | 1.7264 | 1.6264 | 1.7061 | 1.762 | 1.7468 | 1.6654 | 1.6467 | 1.779 | 1.6721 | 1.7502 | 1.7095 | 1.6314 | 1.7281 | 1.6399 | 1.7535 | 1.6518 | 1.6111 | 1.7332 | 1.6264 | 1.6399 | 1.779 | 1.662 | 1.6671 | 1.6637 | 1.6213 | 1.7332 | 1.6484 | 1.7145 | 1.6111 | 1.6348 | 1.7247 | 1.6772 | 1.7468 | 1.7247 | 1.7637 | 1.7807 | 1.6688 | 1.8354 | 1.816 | 1.8531 | 1.8354 | 1.6871 | 1.763 | 1.8125 | 1.7489 | 1.8425 | 1.8443 | 1.6871 | 1.7754 | 1.8496 | 1.7754 | 1.8054 | 1.8107 | 1.8301 | 1.7118 | 1.8178 | 1.7666 | 1.7489 | 1.7842 | 1.7736 | 1.8125 | 1.7418 | 1.7277 | 1.8496 | 1.816 | 1.7789 | 1.6906 | 1.7789 | 1.8443 | 1.7277 | 1.7577 | 1.7577 | 1.7524 | 1.6835 | 1.7913 | 1.68 | 1.6835 | 1.7259 | 1.8284 | 1.733 | 1.7877 | 1.6888 | 1.8107 | 1.8478 | 1.8125 | 1.714 | 1.7535 | 1.7948 | 1.723 | 1.784 | 1.7553 | 1.7464 | 1.811 | 1.7517 | 1.811 | 1.7661 | 1.8181 | 1.7948 | 1.8505 | 1.7787 | 1.7553 | 1.7338 | 1.714 | 1.8128 | 1.7087 | 1.7266 | 1.8415 | 1.7661 | 1.8846 | 1.723 | 1.8271 | 1.8594 | 1.7338 | 1.7517 | 1.7733 | 1.7984 | 1.872 | 1.7787 | 1.8469 | 1.7571 | 1.8181 | 1.8361 | 1.7051 | 1.811 | 1.8002 | 1.784 | 1.8505 | 1.7715 | 1.7876 | 1.8522 | 1.7733 | 1.7571 | 1.7679 | 1.7858 | 1.7266 | 1.7212 | 1.7715 | 1.7858 | 1.7984 | 1.8379 | 1.8612 | 1.7589 | 1.8379 | 1.811 | 1.8415 | 1.7392 | 1.7715 | 1.7302 | 1.8846 | 1.7356 | 1.8217 | 1.7894 | 1.8235 | 1.7069 | 1.8379 | 1.7787 | 1.8505 | 1.7266 | 1.7266 | 1.7051 | 1.8433 | 1.7966 | 1.8666 | 1.7051 | 1.7912 | 1.732 | 1.7607 | 1.881 | 1.863 | 1.7535 | 1.7733 | 1.7805 | 1.7212 | 1.7302 | 1.732 | 1.8433 | 1.8648 | 1.7984 | 1.7589 | 1.7428
AB_62S_GSS | 77 | 240 | AB | 0.011387 | 77 | 12411 | 1.4132 | 1.5645 | 1.508 | 1.482 | 1.4775 | 1.4759 | 1.5187 | 1.5522 | 1.5706 | 1.4744 | 1.45 | 1.5095 | 1.5614 | 1.479 | 1.5385 | 1.5522 | 1.4851 | 1.4714 | 1.5874 | 1.4988 | 1.5004 | 1.5019 | 1.4698 | 1.482 | 1.5126 | 1.4744 | 1.4683 | 1.5156 | 1.5736 | 1.5141 | 1.4546 | 1.4958 | 1.4714 | 1.5416 | 1.4775 | 1.5248 | 1.4912 | 1.4546 | 1.5004 | 1.5889 | 1.5019 | 1.4866 | 1.5721 | 1.45 | 1.5538 | 1.5202 | 1.5004 | 1.5874 | 1.4652 | 1.7227 | 1.6043 | 1.6276 | 1.6493 | 1.7093 | 1.6326 | 1.6359 | 1.6176 | 1.7277 | 1.706 | 1.6043 | 1.5993 | 1.6259 | 1.6843 | 1.711 | 1.716 | 1.7443 | 1.6226 | 1.6593 | 1.6276 | 1.7026 | 1.671 | 1.6493 | 1.5959 | 1.6426 | 1.6476 | 1.671 | 1.6459 | 1.5909 | 1.5926 | 1.5842 | 1.6493 | 1.7227 | 1.6143 | 1.6526 | 1.5976 | 1.6093 | 1.686 | 1.6359 | 1.6876 | 1.741 | 1.721 | 1.6826 | 1.751 | 1.656 | 1.6309 | 1.6159 | 1.5926 | 1.6535 | 1.7603 | 1.6857 | 1.6738 | 1.723 | 1.7196 | 1.7128 | 1.7128 | 1.6484 | 1.7468 | 1.7468 | 1.7264 | 1.6264 | 1.7061 | 1.762 | 1.7468 | 1.6654 | 1.6467 | 1.779 | 1.6721 | 1.7502 | 1.7095 | 1.6314 | 1.7281 | 1.6399 | 1.7535 | 1.6518 | 1.6111 | 1.7332 | 1.6264 | 1.6399 | 1.779 | 1.662 | 1.6671 | 1.6637 | 1.6213 | 1.7332 | 1.6484 | 1.7145 | 1.6111 | 1.6348 | 1.7247 | 1.6772 | 1.7468 | 1.7247 | 1.7637 | 1.7807 | 1.6688 | 1.8354 | 1.816 | 1.8531 | 1.8354 | 1.6871 | 1.763 | 1.8125 | 1.7489 | 1.8425 | 1.8443 | 1.6871 | 1.7754 | 1.8496 | 1.7754 | 1.8054 | 1.8107 | 1.8301 | 1.7118 | 1.8178 | 1.7666 | 1.7489 | 1.7842 | 1.7736 | 1.8125 | 1.7418 | 1.7277 | 1.8496 | 1.816 | 1.7789 | 1.6906 | 1.7789 | 1.8443 | 1.7277 | 1.7577 | 1.7577 | 1.7524 | 1.6835 | 1.7913 | 1.68 | 1.6835 | 1.7259 | 1.8284 | 1.733 | 1.7877 | 1.6888 | 1.8107 | 1.8478 | 1.8125 | 1.714 | 1.7535 | 1.7948 | 1.723 | 1.784 | 1.7553 | 1.7464 | 1.811 | 1.7517 | 1.811 | 1.7661 | 1.8181 | 1.7948 | 1.8505 | 1.7787 | 1.7553 | 1.7338 | 1.714 | 1.8128 | 1.7087 | 1.7266 | 1.8415 | 1.7661 | 1.8846 | 1.723 | 1.8271 | 1.8594 | 1.7338 | 1.7517 | 1.7733 | 1.7984 | 1.872 | 1.7787 | 1.8469 | 1.7571 | 1.8181 | 1.8361 | 1.7051 | 1.811 | 1.8002 | 1.784 | 1.8505 | 1.7715 | 1.7876 | 1.8522 | 1.7733 | 1.7571 | 1.7679 | 1.7858 | 1.7266 | 1.7212 | 1.7715 | 1.7858 | 1.7984 | 1.8379 | 1.8612 | 1.7589 | 1.8379 | 1.811 | 1.8415 | 1.7392 | 1.7715 | 1.7302 | 1.8846 | 1.7356 | 1.8217 | 1.7894 | 1.8235 | 1.7069 | 1.8379 | 1.7787 | 1.8505 | 1.7266 | 1.7266 | 1.7051 | 1.8433 | 1.7966 | 1.8666 | 1.7051 | 1.7912 | 1.732 | 1.7607 | 1.881 | 1.863 | 1.7535 | 1.7733 | 1.7805 | 1.7212 | 1.7302 | 1.732 | 1.8433 | 1.8648 | 1.7984 | 1.7589 | 1.7428
AB_632S_DSS | 78 | 138 | AB | 0.001564 | 78 | 12411 | 0.19411 | 0.21488 | 0.20712 | 0.20356 | 0.20293 | 0.20272 | 0.20859 | 0.2132 | 0.21572 | 0.20251 | 0.19915 | 0.20733 | 0.21446 | 0.20314 | 0.21131 | 0.2132 | 0.20398 | 0.20209 | 0.21802 | 0.20586 | 0.20607 | 0.20628 | 0.20188 | 0.20356 | 0.20775 | 0.20251 | 0.20167 | 0.20817 | 0.21614 | 0.20796 | 0.19978 | 0.20544 | 0.20209 | 0.21173 | 0.20293 | 0.20943 | 0.20482 | 0.19978 | 0.20607 | 0.21823 | 0.20628 | 0.20419 | 0.21593 | 0.19915 | 0.21341 | 0.2088 | 0.20607 | 0.21802 | 0.20125 | 0.23661 | 0.22034 | 0.22355 | 0.22653 | 0.23477 | 0.22424 | 0.2247 | 0.22218 | 0.23729 | 0.23432 | 0.22034 | 0.21966 | 0.22332 | 0.23134 | 0.235 | 0.23569 | 0.23958 | 0.22286 | 0.2279 | 0.22355 | 0.23386 | 0.22951 | 0.22653 | 0.2192 | 0.22561 | 0.2263 | 0.22951 | 0.22607 | 0.21851 | 0.21874 | 0.2176 | 0.22653 | 0.23661 | 0.22172 | 0.22699 | 0.21943 | 0.22103 | 0.23157 | 0.2247 | 0.2318 | 0.23913 | 0.23638 | 0.23111 | 0.2405 | 0.22744 | 0.22401 | 0.22195 | 0.21874 | 0.22711 | 0.24178 | 0.23153 | 0.2299 | 0.23666 | 0.23619 | 0.23526 | 0.23526 | 0.22641 | 0.23992 | 0.23992 | 0.23712 | 0.22338 | 0.23433 | 0.24201 | 0.23992 | 0.22874 | 0.22617 | 0.24434 | 0.22967 | 0.24038 | 0.23479 | 0.22408 | 0.23736 | 0.22524 | 0.24085 | 0.22687 | 0.22128 | 0.23805 | 0.22338 | 0.22524 | 0.24434 | 0.22827 | 0.22897 | 0.2285 | 0.22268 | 0.23805 | 0.22641 | 0.23549 | 0.22128 | 0.22454 | 0.23689 | 0.23037 | 0.23992 | 0.23689 | 0.24225 | 0.24458 | 0.2292 | 0.2521 | 0.24943 | 0.25452 | 0.2521 | 0.23172 | 0.24215 | 0.24894 | 0.24021 | 0.25307 | 0.25331 | 0.23172 | 0.24385 | 0.25404 | 0.24385 | 0.24797 | 0.2487 | 0.25137 | 0.23511 | 0.24967 | 0.24264 | 0.24021 | 0.24506 | 0.24361 | 0.24894 | 0.23924 | 0.2373 | 0.25404 | 0.24943 | 0.24433 | 0.2322 | 0.24433 | 0.25331 | 0.2373 | 0.24142 | 0.24142 | 0.24069 | 0.23123 | 0.24603 | 0.23075 | 0.23123 | 0.23705 | 0.25113 | 0.23802 | 0.24555 | 0.23196 | 0.2487 | 0.2538 | 0.24894 | 0.23542 | 0.24085 | 0.24652 | 0.23666 | 0.24504 | 0.24109 | 0.23986 | 0.24874 | 0.2406 | 0.24874 | 0.24257 | 0.24972 | 0.24652 | 0.25416 | 0.2443 | 0.24109 | 0.23814 | 0.23542 | 0.24898 | 0.23468 | 0.23715 | 0.25293 | 0.24257 | 0.25884 | 0.23666 | 0.25095 | 0.25539 | 0.23814 | 0.2406 | 0.24356 | 0.24701 | 0.25712 | 0.2443 | 0.25367 | 0.24134 | 0.24972 | 0.25219 | 0.23419 | 0.24874 | 0.24726 | 0.24504 | 0.25416 | 0.24331 | 0.24553 | 0.25441 | 0.24356 | 0.24134 | 0.24282 | 0.24528 | 0.23715 | 0.23641 | 0.24331 | 0.24528 | 0.24701 | 0.25243 | 0.25564 | 0.24159 | 0.25243 | 0.24874 | 0.25293 | 0.23888 | 0.24331 | 0.23764 | 0.25884 | 0.23838 | 0.25021 | 0.24578 | 0.25046 | 0.23444 | 0.25243 | 0.2443 | 0.25416 | 0.23715 | 0.23715 | 0.23419 | 0.25317 | 0.24676 | 0.25638 | 0.23419 | 0.24602 | 0.23789 | 0.24183 | 0.25835 | 0.25588 | 0.24085 | 0.24356 | 0.24455 | 0.23641 | 0.23764 | 0.23789 | 0.25317 | 0.25613 | 0.24701 | 0.24159 | 0.23937
AB_63S_DSS | 79 | 240 | AB | 0.005274 | 79 | 12411 | 0.65456 | 0.72459 | 0.69844 | 0.68642 | 0.6843 | 0.68359 | 0.70339 | 0.71894 | 0.72742 | 0.68289 | 0.67157 | 0.69914 | 0.72318 | 0.68501 | 0.71258 | 0.71894 | 0.68783 | 0.68147 | 0.7352 | 0.6942 | 0.6949 | 0.69561 | 0.68076 | 0.68642 | 0.70056 | 0.68289 | 0.68006 | 0.70197 | 0.72884 | 0.70127 | 0.6737 | 0.69278 | 0.68147 | 0.71399 | 0.6843 | 0.70621 | 0.69066 | 0.6737 | 0.6949 | 0.7359 | 0.69561 | 0.68854 | 0.72813 | 0.67157 | 0.71965 | 0.70409 | 0.6949 | 0.7352 | 0.67864 | 0.79786 | 0.74303 | 0.75384 | 0.76388 | 0.79169 | 0.75616 | 0.7577 | 0.7492 | 0.80018 | 0.79014 | 0.74303 | 0.74071 | 0.75307 | 0.7801 | 0.79246 | 0.79478 | 0.80791 | 0.75152 | 0.76851 | 0.75384 | 0.7886 | 0.77392 | 0.76388 | 0.73916 | 0.76079 | 0.76311 | 0.77392 | 0.76234 | 0.73685 | 0.73762 | 0.73376 | 0.76388 | 0.79786 | 0.74766 | 0.76542 | 0.73994 | 0.74534 | 0.78087 | 0.7577 | 0.78164 | 0.80636 | 0.79709 | 0.77933 | 0.811 | 0.76697 | 0.75538 | 0.74843 | 0.73762 | 0.76583 | 0.81532 | 0.78075 | 0.77526 | 0.79803 | 0.79646 | 0.79332 | 0.79332 | 0.76347 | 0.80903 | 0.80903 | 0.79961 | 0.75326 | 0.79018 | 0.8161 | 0.80903 | 0.77133 | 0.76269 | 0.82396 | 0.77447 | 0.8106 | 0.79175 | 0.75562 | 0.80039 | 0.75955 | 0.81217 | 0.76505 | 0.74619 | 0.80275 | 0.75326 | 0.75955 | 0.82396 | 0.76976 | 0.77211 | 0.77054 | 0.75091 | 0.80275 | 0.76347 | 0.79411 | 0.74619 | 0.75719 | 0.79882 | 0.77683 | 0.80903 | 0.79882 | 0.81689 | 0.82474 | 0.7729 | 0.8501 | 0.8411 | 0.85829 | 0.8501 | 0.78138 | 0.81656 | 0.83947 | 0.81001 | 0.85338 | 0.8542 | 0.78138 | 0.82229 | 0.85665 | 0.82229 | 0.8362 | 0.83865 | 0.84765 | 0.79283 | 0.84192 | 0.8182 | 0.81001 | 0.82638 | 0.82147 | 0.83947 | 0.80674 | 0.80019 | 0.85665 | 0.8411 | 0.82392 | 0.78301 | 0.82392 | 0.8542 | 0.80019 | 0.8141 | 0.8141 | 0.81165 | 0.77974 | 0.82965 | 0.7781 | 0.77974 | 0.79938 | 0.84683 | 0.80265 | 0.82801 | 0.78219 | 0.83865 | 0.85583 | 0.83947 | 0.79388 | 0.81217 | 0.83129 | 0.79803 | 0.8263 | 0.813 | 0.80884 | 0.83877 | 0.81134 | 0.83877 | 0.81799 | 0.84209 | 0.83129 | 0.85706 | 0.8238 | 0.813 | 0.80302 | 0.79388 | 0.8396 | 0.79138 | 0.7997 | 0.8529 | 0.81799 | 0.87285 | 0.79803 | 0.84625 | 0.86121 | 0.80302 | 0.81134 | 0.82131 | 0.83295 | 0.86703 | 0.8238 | 0.85539 | 0.81383 | 0.84209 | 0.85041 | 0.78972 | 0.83877 | 0.83378 | 0.8263 | 0.85706 | 0.82048 | 0.82796 | 0.85789 | 0.82131 | 0.81383 | 0.81882 | 0.82713 | 0.7997 | 0.7972 | 0.82048 | 0.82713 | 0.83295 | 0.85124 | 0.86204 | 0.81466 | 0.85124 | 0.83877 | 0.8529 | 0.80552 | 0.82048 | 0.80136 | 0.87285 | 0.80385 | 0.84376 | 0.82879 | 0.84459 | 0.79055 | 0.85124 | 0.8238 | 0.85706 | 0.7997 | 0.7997 | 0.78972 | 0.85373 | 0.83212 | 0.86454 | 0.78972 | 0.82962 | 0.80219 | 0.81549 | 0.87119 | 0.86288 | 0.81217 | 0.82131 | 0.82464 | 0.7972 | 0.80136 | 0.80219 | 0.85373 | 0.86371 | 0.83295 | 0.81466 | 0.80718
AB_648S_DSS | 80 | 240 | AB | 0.002718 | 80 | 12411 | 0.33733 | 0.37343 | 0.35995 | 0.35375 | 0.35266 | 0.35229 | 0.3625 | 0.37051 | 0.37488 | 0.35193 | 0.3461 | 0.36031 | 0.3727 | 0.35302 | 0.36723 | 0.37051 | 0.35448 | 0.3512 | 0.37889 | 0.35776 | 0.35812 | 0.35849 | 0.35084 | 0.35375 | 0.36104 | 0.35193 | 0.35047 | 0.36177 | 0.37561 | 0.3614 | 0.34719 | 0.35703 | 0.3512 | 0.36796 | 0.35266 | 0.36395 | 0.35594 | 0.34719 | 0.35812 | 0.37925 | 0.35849 | 0.35485 | 0.37525 | 0.3461 | 0.37088 | 0.36286 | 0.35812 | 0.37889 | 0.34974 | 0.41119 | 0.38292 | 0.3885 | 0.39367 | 0.408 | 0.38969 | 0.39049 | 0.38611 | 0.41238 | 0.40721 | 0.38292 | 0.38173 | 0.3881 | 0.40203 | 0.4084 | 0.40959 | 0.41636 | 0.3873 | 0.39606 | 0.3885 | 0.40641 | 0.39885 | 0.39367 | 0.38093 | 0.39208 | 0.39327 | 0.39885 | 0.39288 | 0.37974 | 0.38014 | 0.37815 | 0.39367 | 0.41119 | 0.38531 | 0.39447 | 0.38133 | 0.38412 | 0.40243 | 0.39049 | 0.40283 | 0.41556 | 0.41079 | 0.40163 | 0.41795 | 0.39526 | 0.38929 | 0.38571 | 0.38014 | 0.39468 | 0.42018 | 0.40237 | 0.39953 | 0.41127 | 0.41046 | 0.40885 | 0.40885 | 0.39346 | 0.41694 | 0.41694 | 0.41208 | 0.3882 | 0.40723 | 0.42058 | 0.41694 | 0.39751 | 0.39306 | 0.42463 | 0.39913 | 0.41775 | 0.40804 | 0.38941 | 0.41249 | 0.39144 | 0.41856 | 0.39427 | 0.38456 | 0.4137 | 0.3882 | 0.39144 | 0.42463 | 0.3967 | 0.39792 | 0.39711 | 0.38699 | 0.4137 | 0.39346 | 0.40925 | 0.38456 | 0.39022 | 0.41168 | 0.40034 | 0.41694 | 0.41168 | 0.42099 | 0.42504 | 0.39832 | 0.43811 | 0.43347 | 0.44233 | 0.43811 | 0.40269 | 0.42082 | 0.43263 | 0.41745 | 0.4398 | 0.44022 | 0.40269 | 0.42377 | 0.44148 | 0.42377 | 0.43094 | 0.43221 | 0.43684 | 0.40859 | 0.43389 | 0.42166 | 0.41745 | 0.42588 | 0.42335 | 0.43263 | 0.41576 | 0.41239 | 0.44148 | 0.43347 | 0.42462 | 0.40353 | 0.42462 | 0.44022 | 0.41239 | 0.41956 | 0.41956 | 0.41829 | 0.40185 | 0.42757 | 0.401 | 0.40185 | 0.41197 | 0.43642 | 0.41365 | 0.42672 | 0.40311 | 0.43221 | 0.44106 | 0.43263 | 0.40913 | 0.41856 | 0.42841 | 0.41127 | 0.42584 | 0.41899 | 0.41684 | 0.43227 | 0.41813 | 0.43227 | 0.42156 | 0.43398 | 0.42841 | 0.44169 | 0.42455 | 0.41899 | 0.41384 | 0.40913 | 0.43269 | 0.40785 | 0.41213 | 0.43955 | 0.42156 | 0.44983 | 0.41127 | 0.43612 | 0.44383 | 0.41384 | 0.41813 | 0.42327 | 0.42927 | 0.44683 | 0.42455 | 0.44083 | 0.41941 | 0.43398 | 0.43826 | 0.40699 | 0.43227 | 0.4297 | 0.42584 | 0.44169 | 0.42284 | 0.4267 | 0.44212 | 0.42327 | 0.41941 | 0.42198 | 0.42627 | 0.41213 | 0.41085 | 0.42284 | 0.42627 | 0.42927 | 0.43869 | 0.44426 | 0.41984 | 0.43869 | 0.43227 | 0.43955 | 0.41513 | 0.42284 | 0.41299 | 0.44983 | 0.41427 | 0.43484 | 0.42713 | 0.43526 | 0.40742 | 0.43869 | 0.42455 | 0.44169 | 0.41213 | 0.41213 | 0.40699 | 0.43998 | 0.42884 | 0.44555 | 0.40699 | 0.42755 | 0.41342 | 0.42027 | 0.44897 | 0.44469 | 0.41856 | 0.42327 | 0.42498 | 0.41085 | 0.41299 | 0.41342 | 0.43998 | 0.44512 | 0.42927 | 0.41984 | 0.41599
AB_649S_DSS | 81 | 138 | AB | 0.002074 | 81 | 12411 | 0.2574 | 0.28495 | 0.27466 | 0.26993 | 0.2691 | 0.26882 | 0.27661 | 0.28272 | 0.28606 | 0.26854 | 0.2641 | 0.27494 | 0.28439 | 0.26938 | 0.28022 | 0.28272 | 0.27049 | 0.26799 | 0.28912 | 0.27299 | 0.27327 | 0.27355 | 0.26771 | 0.26993 | 0.27549 | 0.26854 | 0.26743 | 0.27605 | 0.28661 | 0.27577 | 0.26493 | 0.27244 | 0.26799 | 0.28078 | 0.2691 | 0.27772 | 0.2716 | 0.26493 | 0.27327 | 0.28939 | 0.27355 | 0.27077 | 0.28634 | 0.2641 | 0.283 | 0.27688 | 0.27327 | 0.28912 | 0.26688 | 0.31376 | 0.29219 | 0.29645 | 0.3004 | 0.31133 | 0.29736 | 0.29797 | 0.29462 | 0.31467 | 0.31072 | 0.29219 | 0.29128 | 0.29614 | 0.30677 | 0.31163 | 0.31255 | 0.31771 | 0.29554 | 0.30222 | 0.29645 | 0.31012 | 0.30434 | 0.3004 | 0.29068 | 0.29918 | 0.30009 | 0.30434 | 0.29979 | 0.28976 | 0.29007 | 0.28855 | 0.3004 | 0.31376 | 0.29402 | 0.301 | 0.29098 | 0.29311 | 0.30708 | 0.29797 | 0.30738 | 0.3171 | 0.31346 | 0.30647 | 0.31892 | 0.30161 | 0.29705 | 0.29432 | 0.29007 | 0.30116 | 0.32062 | 0.30703 | 0.30487 | 0.31383 | 0.31321 | 0.31197 | 0.31197 | 0.30024 | 0.31815 | 0.31815 | 0.31444 | 0.29622 | 0.31074 | 0.32093 | 0.31815 | 0.30333 | 0.29993 | 0.32402 | 0.30456 | 0.31877 | 0.31136 | 0.29715 | 0.31475 | 0.29869 | 0.31939 | 0.30085 | 0.29344 | 0.31568 | 0.29622 | 0.29869 | 0.32402 | 0.30271 | 0.30363 | 0.30302 | 0.29529 | 0.31568 | 0.30024 | 0.31228 | 0.29344 | 0.29777 | 0.31414 | 0.30549 | 0.31815 | 0.31414 | 0.32124 | 0.32433 | 0.30394 | 0.3343 | 0.33076 | 0.33752 | 0.3343 | 0.30728 | 0.32111 | 0.33012 | 0.31854 | 0.33559 | 0.33591 | 0.30728 | 0.32336 | 0.33688 | 0.32336 | 0.32883 | 0.3298 | 0.33334 | 0.31178 | 0.33109 | 0.32176 | 0.31854 | 0.32497 | 0.32304 | 0.33012 | 0.31725 | 0.31468 | 0.33688 | 0.33076 | 0.32401 | 0.30792 | 0.32401 | 0.33591 | 0.31468 | 0.32015 | 0.32015 | 0.31918 | 0.30663 | 0.32626 | 0.30599 | 0.30663 | 0.31435 | 0.33302 | 0.31564 | 0.32562 | 0.3076 | 0.3298 | 0.33656 | 0.33012 | 0.31219 | 0.31938 | 0.3269 | 0.31383 | 0.32494 | 0.31971 | 0.31808 | 0.32985 | 0.31906 | 0.32985 | 0.32167 | 0.33115 | 0.3269 | 0.33704 | 0.32396 | 0.31971 | 0.31579 | 0.31219 | 0.33017 | 0.31121 | 0.31448 | 0.3354 | 0.32167 | 0.34325 | 0.31383 | 0.33279 | 0.33867 | 0.31579 | 0.31906 | 0.32298 | 0.32756 | 0.34096 | 0.32396 | 0.33638 | 0.32004 | 0.33115 | 0.33442 | 0.31056 | 0.32985 | 0.32788 | 0.32494 | 0.33704 | 0.32265 | 0.3256 | 0.33736 | 0.32298 | 0.32004 | 0.322 | 0.32527 | 0.31448 | 0.3135 | 0.32265 | 0.32527 | 0.32756 | 0.33475 | 0.339 | 0.32037 | 0.33475 | 0.32985 | 0.3354 | 0.31677 | 0.32265 | 0.31513 | 0.34325 | 0.31612 | 0.33181 | 0.32592 | 0.33213 | 0.31088 | 0.33475 | 0.32396 | 0.33704 | 0.31448 | 0.31448 | 0.31056 | 0.33573 | 0.32723 | 0.33998 | 0.31056 | 0.32625 | 0.31546 | 0.32069 | 0.34259 | 0.33933 | 0.31938 | 0.32298 | 0.32429 | 0.3135 | 0.31513 | 0.31546 | 0.33573 | 0.33965 | 0.32756 | 0.32037 | 0.31742
AB_64S_DSS | 82 | 240 | AB | 0.011778 | 82 | 12411 | 1.4618 | 1.6182 | 1.5598 | 1.5329 | 1.5282 | 1.5266 | 1.5708 | 1.6055 | 1.6245 | 1.525 | 1.4998 | 1.5613 | 1.615 | 1.5298 | 1.5913 | 1.6055 | 1.5361 | 1.5219 | 1.6419 | 1.5503 | 1.5519 | 1.5534 | 1.5203 | 1.5329 | 1.5645 | 1.525 | 1.5187 | 1.5677 | 1.6276 | 1.5661 | 1.5045 | 1.5471 | 1.5219 | 1.5945 | 1.5282 | 1.5771 | 1.5424 | 1.5045 | 1.5519 | 1.6434 | 1.5534 | 1.5377 | 1.6261 | 1.4998 | 1.6071 | 1.5724 | 1.5519 | 1.6419 | 1.5156 | 1.7818 | 1.6593 | 1.6835 | 1.7059 | 1.768 | 1.6887 | 1.6921 | 1.6731 | 1.787 | 1.7646 | 1.6593 | 1.6542 | 1.6818 | 1.7421 | 1.7697 | 1.7749 | 1.8042 | 1.6783 | 1.7163 | 1.6835 | 1.7611 | 1.7283 | 1.7059 | 1.6507 | 1.699 | 1.7042 | 1.7283 | 1.7025 | 1.6455 | 1.6473 | 1.6386 | 1.7059 | 1.7818 | 1.6697 | 1.7094 | 1.6524 | 1.6645 | 1.7439 | 1.6921 | 1.7456 | 1.8008 | 1.7801 | 1.7404 | 1.8111 | 1.7128 | 1.6869 | 1.6714 | 1.6473 | 1.7103 | 1.8208 | 1.7436 | 1.7313 | 1.7822 | 1.7787 | 1.7717 | 1.7717 | 1.705 | 1.8067 | 1.8067 | 1.7857 | 1.6822 | 1.7646 | 1.8225 | 1.8067 | 1.7225 | 1.7033 | 1.8401 | 1.7296 | 1.8103 | 1.7682 | 1.6875 | 1.7874 | 1.6962 | 1.8138 | 1.7085 | 1.6664 | 1.7927 | 1.6822 | 1.6962 | 1.8401 | 1.719 | 1.7243 | 1.7208 | 1.6769 | 1.7927 | 1.705 | 1.7734 | 1.6664 | 1.691 | 1.7839 | 1.7348 | 1.8067 | 1.7839 | 1.8243 | 1.8418 | 1.7261 | 1.8985 | 1.8784 | 1.9167 | 1.8985 | 1.745 | 1.8236 | 1.8747 | 1.8089 | 1.9058 | 1.9076 | 1.745 | 1.8363 | 1.9131 | 1.8363 | 1.8674 | 1.8729 | 1.893 | 1.7706 | 1.8802 | 1.8272 | 1.8089 | 1.8455 | 1.8345 | 1.8747 | 1.8016 | 1.787 | 1.9131 | 1.8784 | 1.84 | 1.7486 | 1.84 | 1.9076 | 1.787 | 1.8181 | 1.8181 | 1.8126 | 1.7413 | 1.8528 | 1.7377 | 1.7413 | 1.7852 | 1.8912 | 1.7925 | 1.8491 | 1.7468 | 1.8729 | 1.9113 | 1.8747 | 1.7729 | 1.8137 | 1.8564 | 1.7822 | 1.8453 | 1.8156 | 1.8063 | 1.8732 | 1.8119 | 1.8732 | 1.8267 | 1.8806 | 1.8564 | 1.914 | 1.8397 | 1.8156 | 1.7933 | 1.7729 | 1.875 | 1.7673 | 1.7859 | 1.9047 | 1.8267 | 1.9493 | 1.7822 | 1.8899 | 1.9233 | 1.7933 | 1.8119 | 1.8342 | 1.8602 | 1.9363 | 1.8397 | 1.9103 | 1.8175 | 1.8806 | 1.8991 | 1.7636 | 1.8732 | 1.862 | 1.8453 | 1.914 | 1.8323 | 1.849 | 1.9159 | 1.8342 | 1.8175 | 1.8286 | 1.8472 | 1.7859 | 1.7803 | 1.8323 | 1.8472 | 1.8602 | 1.901 | 1.9251 | 1.8193 | 1.901 | 1.8732 | 1.9047 | 1.7989 | 1.8323 | 1.7896 | 1.9493 | 1.7952 | 1.8843 | 1.8509 | 1.8861 | 1.7655 | 1.901 | 1.8397 | 1.914 | 1.7859 | 1.7859 | 1.7636 | 1.9066 | 1.8583 | 1.9307 | 1.7636 | 1.8527 | 1.7915 | 1.8212 | 1.9456 | 1.927 | 1.8137 | 1.8342 | 1.8416 | 1.7803 | 1.7896 | 1.7915 | 1.9066 | 1.9288 | 1.8602 | 1.8193 | 1.8026
AB_64S_JCT | 83 | 240 | AB | 0.011778 | 83 | 12411 | 1.4618 | 1.6182 | 1.5598 | 1.5329 | 1.5282 | 1.5266 | 1.5708 | 1.6055 | 1.6245 | 1.525 | 1.4998 | 1.5613 | 1.615 | 1.5298 | 1.5913 | 1.6055 | 1.5361 | 1.5219 | 1.6419 | 1.5503 | 1.5519 | 1.5534 | 1.5203 | 1.5329 | 1.5645 | 1.525 | 1.5187 | 1.5677 | 1.6276 | 1.5661 | 1.5045 | 1.5471 | 1.5219 | 1.5945 | 1.5282 | 1.5771 | 1.5424 | 1.5045 | 1.5519 | 1.6434 | 1.5534 | 1.5377 | 1.6261 | 1.4998 | 1.6071 | 1.5724 | 1.5519 | 1.6419 | 1.5156 | 1.7818 | 1.6593 | 1.6835 | 1.7059 | 1.768 | 1.6887 | 1.6921 | 1.6731 | 1.787 | 1.7646 | 1.6593 | 1.6542 | 1.6818 | 1.7421 | 1.7697 | 1.7749 | 1.8042 | 1.6783 | 1.7163 | 1.6835 | 1.7611 | 1.7283 | 1.7059 | 1.6507 | 1.699 | 1.7042 | 1.7283 | 1.7025 | 1.6455 | 1.6473 | 1.6386 | 1.7059 | 1.7818 | 1.6697 | 1.7094 | 1.6524 | 1.6645 | 1.7439 | 1.6921 | 1.7456 | 1.8008 | 1.7801 | 1.7404 | 1.8111 | 1.7128 | 1.6869 | 1.6714 | 1.6473 | 1.7103 | 1.8208 | 1.7436 | 1.7313 | 1.7822 | 1.7787 | 1.7717 | 1.7717 | 1.705 | 1.8067 | 1.8067 | 1.7857 | 1.6822 | 1.7646 | 1.8225 | 1.8067 | 1.7225 | 1.7033 | 1.8401 | 1.7296 | 1.8103 | 1.7682 | 1.6875 | 1.7874 | 1.6962 | 1.8138 | 1.7085 | 1.6664 | 1.7927 | 1.6822 | 1.6962 | 1.8401 | 1.719 | 1.7243 | 1.7208 | 1.6769 | 1.7927 | 1.705 | 1.7734 | 1.6664 | 1.691 | 1.7839 | 1.7348 | 1.8067 | 1.7839 | 1.8243 | 1.8418 | 1.7261 | 1.8985 | 1.8784 | 1.9167 | 1.8985 | 1.745 | 1.8236 | 1.8747 | 1.8089 | 1.9058 | 1.9076 | 1.745 | 1.8363 | 1.9131 | 1.8363 | 1.8674 | 1.8729 | 1.893 | 1.7706 | 1.8802 | 1.8272 | 1.8089 | 1.8455 | 1.8345 | 1.8747 | 1.8016 | 1.787 | 1.9131 | 1.8784 | 1.84 | 1.7486 | 1.84 | 1.9076 | 1.787 | 1.8181 | 1.8181 | 1.8126 | 1.7413 | 1.8528 | 1.7377 | 1.7413 | 1.7852 | 1.8912 | 1.7925 | 1.8491 | 1.7468 | 1.8729 | 1.9113 | 1.8747 | 1.7729 | 1.8137 | 1.8564 | 1.7822 | 1.8453 | 1.8156 | 1.8063 | 1.8732 | 1.8119 | 1.8732 | 1.8267 | 1.8806 | 1.8564 | 1.914 | 1.8397 | 1.8156 | 1.7933 | 1.7729 | 1.875 | 1.7673 | 1.7859 | 1.9047 | 1.8267 | 1.9493 | 1.7822 | 1.8899 | 1.9233 | 1.7933 | 1.8119 | 1.8342 | 1.8602 | 1.9363 | 1.8397 | 1.9103 | 1.8175 | 1.8806 | 1.8991 | 1.7636 | 1.8732 | 1.862 | 1.8453 | 1.914 | 1.8323 | 1.849 | 1.9159 | 1.8342 | 1.8175 | 1.8286 | 1.8472 | 1.7859 | 1.7803 | 1.8323 | 1.8472 | 1.8602 | 1.901 | 1.9251 | 1.8193 | 1.901 | 1.8732 | 1.9047 | 1.7989 | 1.8323 | 1.7896 | 1.9493 | 1.7952 | 1.8843 | 1.8509 | 1.8861 | 1.7655 | 1.901 | 1.8397 | 1.914 | 1.7859 | 1.7859 | 1.7636 | 1.9066 | 1.8583 | 1.9307 | 1.7636 | 1.8527 | 1.7915 | 1.8212 | 1.9456 | 1.927 | 1.8137 | 1.8342 | 1.8416 | 1.7803 | 1.7896 | 1.7915 | 1.9066 | 1.9288 | 1.8602 | 1.8193 | 1.8026
AB_650S_DSS | 84 | 240 | AB | 0.002718 | 84 | 12411 | 0.33733 | 0.37343 | 0.35995 | 0.35375 | 0.35266 | 0.35229 | 0.3625 | 0.37051 | 0.37488 | 0.35193 | 0.3461 | 0.36031 | 0.3727 | 0.35302 | 0.36723 | 0.37051 | 0.35448 | 0.3512 | 0.37889 | 0.35776 | 0.35812 | 0.35849 | 0.35084 | 0.35375 | 0.36104 | 0.35193 | 0.35047 | 0.36177 | 0.37561 | 0.3614 | 0.34719 | 0.35703 | 0.3512 | 0.36796 | 0.35266 | 0.36395 | 0.35594 | 0.34719 | 0.35812 | 0.37925 | 0.35849 | 0.35485 | 0.37525 | 0.3461 | 0.37088 | 0.36286 | 0.35812 | 0.37889 | 0.34974 | 0.41119 | 0.38292 | 0.3885 | 0.39367 | 0.408 | 0.38969 | 0.39049 | 0.38611 | 0.41238 | 0.40721 | 0.38292 | 0.38173 | 0.3881 | 0.40203 | 0.4084 | 0.40959 | 0.41636 | 0.3873 | 0.39606 | 0.3885 | 0.40641 | 0.39885 | 0.39367 | 0.38093 | 0.39208 | 0.39327 | 0.39885 | 0.39288 | 0.37974 | 0.38014 | 0.37815 | 0.39367 | 0.41119 | 0.38531 | 0.39447 | 0.38133 | 0.38412 | 0.40243 | 0.39049 | 0.40283 | 0.41556 | 0.41079 | 0.40163 | 0.41795 | 0.39526 | 0.38929 | 0.38571 | 0.38014 | 0.39468 | 0.42018 | 0.40237 | 0.39953 | 0.41127 | 0.41046 | 0.40885 | 0.40885 | 0.39346 | 0.41694 | 0.41694 | 0.41208 | 0.3882 | 0.40723 | 0.42058 | 0.41694 | 0.39751 | 0.39306 | 0.42463 | 0.39913 | 0.41775 | 0.40804 | 0.38941 | 0.41249 | 0.39144 | 0.41856 | 0.39427 | 0.38456 | 0.4137 | 0.3882 | 0.39144 | 0.42463 | 0.3967 | 0.39792 | 0.39711 | 0.38699 | 0.4137 | 0.39346 | 0.40925 | 0.38456 | 0.39022 | 0.41168 | 0.40034 | 0.41694 | 0.41168 | 0.42099 | 0.42504 | 0.39832 | 0.43811 | 0.43347 | 0.44233 | 0.43811 | 0.40269 | 0.42082 | 0.43263 | 0.41745 | 0.4398 | 0.44022 | 0.40269 | 0.42377 | 0.44148 | 0.42377 | 0.43094 | 0.43221 | 0.43684 | 0.40859 | 0.43389 | 0.42166 | 0.41745 | 0.42588 | 0.42335 | 0.43263 | 0.41576 | 0.41239 | 0.44148 | 0.43347 | 0.42462 | 0.40353 | 0.42462 | 0.44022 | 0.41239 | 0.41956 | 0.41956 | 0.41829 | 0.40185 | 0.42757 | 0.401 | 0.40185 | 0.41197 | 0.43642 | 0.41365 | 0.42672 | 0.40311 | 0.43221 | 0.44106 | 0.43263 | 0.40913 | 0.41856 | 0.42841 | 0.41127 | 0.42584 | 0.41899 | 0.41684 | 0.43227 | 0.41813 | 0.43227 | 0.42156 | 0.43398 | 0.42841 | 0.44169 | 0.42455 | 0.41899 | 0.41384 | 0.40913 | 0.43269 | 0.40785 | 0.41213 | 0.43955 | 0.42156 | 0.44983 | 0.41127 | 0.43612 | 0.44383 | 0.41384 | 0.41813 | 0.42327 | 0.42927 | 0.44683 | 0.42455 | 0.44083 | 0.41941 | 0.43398 | 0.43826 | 0.40699 | 0.43227 | 0.4297 | 0.42584 | 0.44169 | 0.42284 | 0.4267 | 0.44212 | 0.42327 | 0.41941 | 0.42198 | 0.42627 | 0.41213 | 0.41085 | 0.42284 | 0.42627 | 0.42927 | 0.43869 | 0.44426 | 0.41984 | 0.43869 | 0.43227 | 0.43955 | 0.41513 | 0.42284 | 0.41299 | 0.44983 | 0.41427 | 0.43484 | 0.42713 | 0.43526 | 0.40742 | 0.43869 | 0.42455 | 0.44169 | 0.41213 | 0.41213 | 0.40699 | 0.43998 | 0.42884 | 0.44555 | 0.40699 | 0.42755 | 0.41342 | 0.42027 | 0.44897 | 0.44469 | 0.41856 | 0.42327 | 0.42498 | 0.41085 | 0.41299 | 0.41342 | 0.43998 | 0.44512 | 0.42927 | 0.41984 | 0.41599
AB_657S_DSS | 85 | 240 | AB | 0.011387 | 85 | 12411 | 1.4132 | 1.5645 | 1.508 | 1.482 | 1.4775 | 1.4759 | 1.5187 | 1.5522 | 1.5706 | 1.4744 | 1.45 | 1.5095 | 1.5614 | 1.479 | 1.5385 | 1.5522 | 1.4851 | 1.4714 | 1.5874 | 1.4988 | 1.5004 | 1.5019 | 1.4698 | 1.482 | 1.5126 | 1.4744 | 1.4683 | 1.5156 | 1.5736 | 1.5141 | 1.4546 | 1.4958 | 1.4714 | 1.5416 | 1.4775 | 1.5248 | 1.4912 | 1.4546 | 1.5004 | 1.5889 | 1.5019 | 1.4866 | 1.5721 | 1.45 | 1.5538 | 1.5202 | 1.5004 | 1.5874 | 1.4652 | 1.7227 | 1.6043 | 1.6276 | 1.6493 | 1.7093 | 1.6326 | 1.6359 | 1.6176 | 1.7277 | 1.706 | 1.6043 | 1.5993 | 1.6259 | 1.6843 | 1.711 | 1.716 | 1.7443 | 1.6226 | 1.6593 | 1.6276 | 1.7026 | 1.671 | 1.6493 | 1.5959 | 1.6426 | 1.6476 | 1.671 | 1.6459 | 1.5909 | 1.5926 | 1.5842 | 1.6493 | 1.7227 | 1.6143 | 1.6526 | 1.5976 | 1.6093 | 1.686 | 1.6359 | 1.6876 | 1.741 | 1.721 | 1.6826 | 1.751 | 1.656 | 1.6309 | 1.6159 | 1.5926 | 1.6535 | 1.7603 | 1.6857 | 1.6738 | 1.723 | 1.7196 | 1.7128 | 1.7128 | 1.6484 | 1.7468 | 1.7468 | 1.7264 | 1.6264 | 1.7061 | 1.762 | 1.7468 | 1.6654 | 1.6467 | 1.779 | 1.6721 | 1.7502 | 1.7095 | 1.6314 | 1.7281 | 1.6399 | 1.7535 | 1.6518 | 1.6111 | 1.7332 | 1.6264 | 1.6399 | 1.779 | 1.662 | 1.6671 | 1.6637 | 1.6213 | 1.7332 | 1.6484 | 1.7145 | 1.6111 | 1.6348 | 1.7247 | 1.6772 | 1.7468 | 1.7247 | 1.7637 | 1.7807 | 1.6688 | 1.8354 | 1.816 | 1.8531 | 1.8354 | 1.6871 | 1.763 | 1.8125 | 1.7489 | 1.8425 | 1.8443 | 1.6871 | 1.7754 | 1.8496 | 1.7754 | 1.8054 | 1.8107 | 1.8301 | 1.7118 | 1.8178 | 1.7666 | 1.7489 | 1.7842 | 1.7736 | 1.8125 | 1.7418 | 1.7277 | 1.8496 | 1.816 | 1.7789 | 1.6906 | 1.7789 | 1.8443 | 1.7277 | 1.7577 | 1.7577 | 1.7524 | 1.6835 | 1.7913 | 1.68 | 1.6835 | 1.7259 | 1.8284 | 1.733 | 1.7877 | 1.6888 | 1.8107 | 1.8478 | 1.8125 | 1.714 | 1.7535 | 1.7948 | 1.723 | 1.784 | 1.7553 | 1.7464 | 1.811 | 1.7517 | 1.811 | 1.7661 | 1.8181 | 1.7948 | 1.8505 | 1.7787 | 1.7553 | 1.7338 | 1.714 | 1.8128 | 1.7087 | 1.7266 | 1.8415 | 1.7661 | 1.8846 | 1.723 | 1.8271 | 1.8594 | 1.7338 | 1.7517 | 1.7733 | 1.7984 | 1.872 | 1.7787 | 1.8469 | 1.7571 | 1.8181 | 1.8361 | 1.7051 | 1.811 | 1.8002 | 1.784 | 1.8505 | 1.7715 | 1.7876 | 1.8522 | 1.7733 | 1.7571 | 1.7679 | 1.7858 | 1.7266 | 1.7212 | 1.7715 | 1.7858 | 1.7984 | 1.8379 | 1.8612 | 1.7589 | 1.8379 | 1.811 | 1.8415 | 1.7392 | 1.7715 | 1.7302 | 1.8846 | 1.7356 | 1.8217 | 1.7894 | 1.8235 | 1.7069 | 1.8379 | 1.7787 | 1.8505 | 1.7266 | 1.7266 | 1.7051 | 1.8433 | 1.7966 | 1.8666 | 1.7051 | 1.7912 | 1.732 | 1.7607 | 1.881 | 1.863 | 1.7535 | 1.7733 | 1.7805 | 1.7212 | 1.7302 | 1.732 | 1.8433 | 1.8648 | 1.7984 | 1.7589 | 1.7428
AB_662S_GSS | 86 | 138 | AB | 0.002074 | 86 | 12411 | 0.2574 | 0.28495 | 0.27466 | 0.26993 | 0.2691 | 0.26882 | 0.27661 | 0.28272 | 0.28606 | 0.26854 | 0.2641 | 0.27494 | 0.28439 | 0.26938 | 0.28022 | 0.28272 | 0.27049 | 0.26799 | 0.28912 | 0.27299 | 0.27327 | 0.27355 | 0.26771 | 0.26993 | 0.27549 | 0.26854 | 0.26743 | 0.27605 | 0.28661 | 0.27577 | 0.26493 | 0.27244 | 0.26799 | 0.28078 | 0.2691 | 0.27772 | 0.2716 | 0.26493 | 0.27327 | 0.28939 | 0.27355 | 0.27077 | 0.28634 | 0.2641 | 0.283 | 0.27688 | 0.27327 | 0.28912 | 0.26688 | 0.31376 | 0.29219 | 0.29645 | 0.3004 | 0.31133 | 0.29736 | 0.29797 | 0.29462 | 0.31467 | 0.31072 | 0.29219 | 0.29128 | 0.29614 | 0.30677 | 0.31163 | 0.31255 | 0.31771 | 0.29554 | 0.30222 | 0.29645 | 0.31012 | 0.30434 | 0.3004 | 0.29068 | 0.29918 | 0.30009 | 0.30434 | 0.29979 | 0.28976 | 0.29007 | 0.28855 | 0.3004 | 0.31376 | 0.29402 | 0.301 | 0.29098 | 0.29311 | 0.30708 | 0.29797 | 0.30738 | 0.3171 | 0.31346 | 0.30647 | 0.31892 | 0.30161 | 0.29705 | 0.29432 | 0.29007 | 0.30116 | 0.32062 | 0.30703 | 0.30487 | 0.31383 | 0.31321 | 0.31197 | 0.31197 | 0.30024 | 0.31815 | 0.31815 | 0.31444 | 0.29622 | 0.31074 | 0.32093 | 0.31815 | 0.30333 | 0.29993 | 0.32402 | 0.30456 | 0.31877 | 0.31136 | 0.29715 | 0.31475 | 0.29869 | 0.31939 | 0.30085 | 0.29344 | 0.31568 | 0.29622 | 0.29869 | 0.32402 | 0.30271 | 0.30363 | 0.30302 | 0.29529 | 0.31568 | 0.30024 | 0.31228 | 0.29344 | 0.29777 | 0.31414 | 0.30549 | 0.31815 | 0.31414 | 0.32124 | 0.32433 | 0.30394 | 0.3343 | 0.33076 | 0.33752 | 0.3343 | 0.30728 | 0.32111 | 0.33012 | 0.31854 | 0.33559 | 0.33591 | 0.30728 | 0.32336 | 0.33688 | 0.32336 | 0.32883 | 0.3298 | 0.33334 | 0.31178 | 0.33109 | 0.32176 | 0.31854 | 0.32497 | 0.32304 | 0.33012 | 0.31725 | 0.31468 | 0.33688 | 0.33076 | 0.32401 | 0.30792 | 0.32401 | 0.33591 | 0.31468 | 0.32015 | 0.32015 | 0.31918 | 0.30663 | 0.32626 | 0.30599 | 0.30663 | 0.31435 | 0.33302 | 0.31564 | 0.32562 | 0.3076 | 0.3298 | 0.33656 | 0.33012 | 0.31219 | 0.31938 | 0.3269 | 0.31383 | 0.32494 | 0.31971 | 0.31808 | 0.32985 | 0.31906 | 0.32985 | 0.32167 | 0.33115 | 0.3269 | 0.33704 | 0.32396 | 0.31971 | 0.31579 | 0.31219 | 0.33017 | 0.31121 | 0.31448 | 0.3354 | 0.32167 | 0.34325 | 0.31383 | 0.33279 | 0.33867 | 0.31579 | 0.31906 | 0.32298 | 0.32756 | 0.34096 | 0.32396 | 0.33638 | 0.32004 | 0.33115 | 0.33442 | 0.31056 | 0.32985 | 0.32788 | 0.32494 | 0.33704 | 0.32265 | 0.3256 | 0.33736 | 0.32298 | 0.32004 | 0.322 | 0.32527 | 0.31448 | 0.3135 | 0.32265 | 0.32527 | 0.32756 | 0.33475 | 0.339 | 0.32037 | 0.33475 | 0.32985 | 0.3354 | 0.31677 | 0.32265 | 0.31513 | 0.34325 | 0.31612 | 0.33181 | 0.32592 | 0.33213 | 0.31088 | 0.33475 | 0.32396 | 0.33704 | 0.31448 | 0.31448 | 0.31056 | 0.33573 | 0.32723 | 0.33998 | 0.31056 | 0.32625 | 0.31546 | 0.32069 | 0.34259 | 0.33933 | 0.31938 | 0.32298 | 0.32429 | 0.3135 | 0.31513 | 0.31546 | 0.33573 | 0.33965 | 0.32756 | 0.32037 | 0.31742
AB_662S_JCT | 87 | 138 | AB | 0.002074 | 87 | 12411 | 0.2574 | 0.28495 | 0.27466 | 0.26993 | 0.2691 | 0.26882 | 0.27661 | 0.28272 | 0.28606 | 0.26854 | 0.2641 | 0.27494 | 0.28439 | 0.26938 | 0.28022 | 0.28272 | 0.27049 | 0.26799 | 0.28912 | 0.27299 | 0.27327 | 0.27355 | 0.26771 | 0.26993 | 0.27549 | 0.26854 | 0.26743 | 0.27605 | 0.28661 | 0.27577 | 0.26493 | 0.27244 | 0.26799 | 0.28078 | 0.2691 | 0.27772 | 0.2716 | 0.26493 | 0.27327 | 0.28939 | 0.27355 | 0.27077 | 0.28634 | 0.2641 | 0.283 | 0.27688 | 0.27327 | 0.28912 | 0.26688 | 0.31376 | 0.29219 | 0.29645 | 0.3004 | 0.31133 | 0.29736 | 0.29797 | 0.29462 | 0.31467 | 0.31072 | 0.29219 | 0.29128 | 0.29614 | 0.30677 | 0.31163 | 0.31255 | 0.31771 | 0.29554 | 0.30222 | 0.29645 | 0.31012 | 0.30434 | 0.3004 | 0.29068 | 0.29918 | 0.30009 | 0.30434 | 0.29979 | 0.28976 | 0.29007 | 0.28855 | 0.3004 | 0.31376 | 0.29402 | 0.301 | 0.29098 | 0.29311 | 0.30708 | 0.29797 | 0.30738 | 0.3171 | 0.31346 | 0.30647 | 0.31892 | 0.30161 | 0.29705 | 0.29432 | 0.29007 | 0.30116 | 0.32062 | 0.30703 | 0.30487 | 0.31383 | 0.31321 | 0.31197 | 0.31197 | 0.30024 | 0.31815 | 0.31815 | 0.31444 | 0.29622 | 0.31074 | 0.32093 | 0.31815 | 0.30333 | 0.29993 | 0.32402 | 0.30456 | 0.31877 | 0.31136 | 0.29715 | 0.31475 | 0.29869 | 0.31939 | 0.30085 | 0.29344 | 0.31568 | 0.29622 | 0.29869 | 0.32402 | 0.30271 | 0.30363 | 0.30302 | 0.29529 | 0.31568 | 0.30024 | 0.31228 | 0.29344 | 0.29777 | 0.31414 | 0.30549 | 0.31815 | 0.31414 | 0.32124 | 0.32433 | 0.30394 | 0.3343 | 0.33076 | 0.33752 | 0.3343 | 0.30728 | 0.32111 | 0.33012 | 0.31854 | 0.33559 | 0.33591 | 0.30728 | 0.32336 | 0.33688 | 0.32336 | 0.32883 | 0.3298 | 0.33334 | 0.31178 | 0.33109 | 0.32176 | 0.31854 | 0.32497 | 0.32304 | 0.33012 | 0.31725 | 0.31468 | 0.33688 | 0.33076 | 0.32401 | 0.30792 | 0.32401 | 0.33591 | 0.31468 | 0.32015 | 0.32015 | 0.31918 | 0.30663 | 0.32626 | 0.30599 | 0.30663 | 0.31435 | 0.33302 | 0.31564 | 0.32562 | 0.3076 | 0.3298 | 0.33656 | 0.33012 | 0.31219 | 0.31938 | 0.3269 | 0.31383 | 0.32494 | 0.31971 | 0.31808 | 0.32985 | 0.31906 | 0.32985 | 0.32167 | 0.33115 | 0.3269 | 0.33704 | 0.32396 | 0.31971 | 0.31579 | 0.31219 | 0.33017 | 0.31121 | 0.31448 | 0.3354 | 0.32167 | 0.34325 | 0.31383 | 0.33279 | 0.33867 | 0.31579 | 0.31906 | 0.32298 | 0.32756 | 0.34096 | 0.32396 | 0.33638 | 0.32004 | 0.33115 | 0.33442 | 0.31056 | 0.32985 | 0.32788 | 0.32494 | 0.33704 | 0.32265 | 0.3256 | 0.33736 | 0.32298 | 0.32004 | 0.322 | 0.32527 | 0.31448 | 0.3135 | 0.32265 | 0.32527 | 0.32756 | 0.33475 | 0.339 | 0.32037 | 0.33475 | 0.32985 | 0.3354 | 0.31677 | 0.32265 | 0.31513 | 0.34325 | 0.31612 | 0.33181 | 0.32592 | 0.33213 | 0.31088 | 0.33475 | 0.32396 | 0.33704 | 0.31448 | 0.31448 | 0.31056 | 0.33573 | 0.32723 | 0.33998 | 0.31056 | 0.32625 | 0.31546 | 0.32069 | 0.34259 | 0.33933 | 0.31938 | 0.32298 | 0.32429 | 0.3135 | 0.31513 | 0.31546 | 0.33573 | 0.33965 | 0.32756 | 0.32037 | 0.31742
AB_665S_DSS | 88 | 240 | AB | 0.011387 | 88 | 12411 | 1.4132 | 1.5645 | 1.508 | 1.482 | 1.4775 | 1.4759 | 1.5187 | 1.5522 | 1.5706 | 1.4744 | 1.45 | 1.5095 | 1.5614 | 1.479 | 1.5385 | 1.5522 | 1.4851 | 1.4714 | 1.5874 | 1.4988 | 1.5004 | 1.5019 | 1.4698 | 1.482 | 1.5126 | 1.4744 | 1.4683 | 1.5156 | 1.5736 | 1.5141 | 1.4546 | 1.4958 | 1.4714 | 1.5416 | 1.4775 | 1.5248 | 1.4912 | 1.4546 | 1.5004 | 1.5889 | 1.5019 | 1.4866 | 1.5721 | 1.45 | 1.5538 | 1.5202 | 1.5004 | 1.5874 | 1.4652 | 1.7227 | 1.6043 | 1.6276 | 1.6493 | 1.7093 | 1.6326 | 1.6359 | 1.6176 | 1.7277 | 1.706 | 1.6043 | 1.5993 | 1.6259 | 1.6843 | 1.711 | 1.716 | 1.7443 | 1.6226 | 1.6593 | 1.6276 | 1.7026 | 1.671 | 1.6493 | 1.5959 | 1.6426 | 1.6476 | 1.671 | 1.6459 | 1.5909 | 1.5926 | 1.5842 | 1.6493 | 1.7227 | 1.6143 | 1.6526 | 1.5976 | 1.6093 | 1.686 | 1.6359 | 1.6876 | 1.741 | 1.721 | 1.6826 | 1.751 | 1.656 | 1.6309 | 1.6159 | 1.5926 | 1.6535 | 1.7603 | 1.6857 | 1.6738 | 1.723 | 1.7196 | 1.7128 | 1.7128 | 1.6484 | 1.7468 | 1.7468 | 1.7264 | 1.6264 | 1.7061 | 1.762 | 1.7468 | 1.6654 | 1.6467 | 1.779 | 1.6721 | 1.7502 | 1.7095 | 1.6314 | 1.7281 | 1.6399 | 1.7535 | 1.6518 | 1.6111 | 1.7332 | 1.6264 | 1.6399 | 1.779 | 1.662 | 1.6671 | 1.6637 | 1.6213 | 1.7332 | 1.6484 | 1.7145 | 1.6111 | 1.6348 | 1.7247 | 1.6772 | 1.7468 | 1.7247 | 1.7637 | 1.7807 | 1.6688 | 1.8354 | 1.816 | 1.8531 | 1.8354 | 1.6871 | 1.763 | 1.8125 | 1.7489 | 1.8425 | 1.8443 | 1.6871 | 1.7754 | 1.8496 | 1.7754 | 1.8054 | 1.8107 | 1.8301 | 1.7118 | 1.8178 | 1.7666 | 1.7489 | 1.7842 | 1.7736 | 1.8125 | 1.7418 | 1.7277 | 1.8496 | 1.816 | 1.7789 | 1.6906 | 1.7789 | 1.8443 | 1.7277 | 1.7577 | 1.7577 | 1.7524 | 1.6835 | 1.7913 | 1.68 | 1.6835 | 1.7259 | 1.8284 | 1.733 | 1.7877 | 1.6888 | 1.8107 | 1.8478 | 1.8125 | 1.714 | 1.7535 | 1.7948 | 1.723 | 1.784 | 1.7553 | 1.7464 | 1.811 | 1.7517 | 1.811 | 1.7661 | 1.8181 | 1.7948 | 1.8505 | 1.7787 | 1.7553 | 1.7338 | 1.714 | 1.8128 | 1.7087 | 1.7266 | 1.8415 | 1.7661 | 1.8846 | 1.723 | 1.8271 | 1.8594 | 1.7338 | 1.7517 | 1.7733 | 1.7984 | 1.872 | 1.7787 | 1.8469 | 1.7571 | 1.8181 | 1.8361 | 1.7051 | 1.811 | 1.8002 | 1.784 | 1.8505 | 1.7715 | 1.7876 | 1.8522 | 1.7733 | 1.7571 | 1.7679 | 1.7858 | 1.7266 | 1.7212 | 1.7715 | 1.7858 | 1.7984 | 1.8379 | 1.8612 | 1.7589 | 1.8379 | 1.811 | 1.8415 | 1.7392 | 1.7715 | 1.7302 | 1.8846 | 1.7356 | 1.8217 | 1.7894 | 1.8235 | 1.7069 | 1.8379 | 1.7787 | 1.8505 | 1.7266 | 1.7266 | 1.7051 | 1.8433 | 1.7966 | 1.8666 | 1.7051 | 1.7912 | 1.732 | 1.7607 | 1.881 | 1.863 | 1.7535 | 1.7733 | 1.7805 | 1.7212 | 1.7302 | 1.732 | 1.8433 | 1.8648 | 1.7984 | 1.7589 | 1.7428
AB_681S_DSS | 89 | 240 | AB | 0.011387 | 89 | 12411 | 1.4132 | 1.5645 | 1.508 | 1.482 | 1.4775 | 1.4759 | 1.5187 | 1.5522 | 1.5706 | 1.4744 | 1.45 | 1.5095 | 1.5614 | 1.479 | 1.5385 | 1.5522 | 1.4851 | 1.4714 | 1.5874 | 1.4988 | 1.5004 | 1.5019 | 1.4698 | 1.482 | 1.5126 | 1.4744 | 1.4683 | 1.5156 | 1.5736 | 1.5141 | 1.4546 | 1.4958 | 1.4714 | 1.5416 | 1.4775 | 1.5248 | 1.4912 | 1.4546 | 1.5004 | 1.5889 | 1.5019 | 1.4866 | 1.5721 | 1.45 | 1.5538 | 1.5202 | 1.5004 | 1.5874 | 1.4652 | 1.7227 | 1.6043 | 1.6276 | 1.6493 | 1.7093 | 1.6326 | 1.6359 | 1.6176 | 1.7277 | 1.706 | 1.6043 | 1.5993 | 1.6259 | 1.6843 | 1.711 | 1.716 | 1.7443 | 1.6226 | 1.6593 | 1.6276 | 1.7026 | 1.671 | 1.6493 | 1.5959 | 1.6426 | 1.6476 | 1.671 | 1.6459 | 1.5909 | 1.5926 | 1.5842 | 1.6493 | 1.7227 | 1.6143 | 1.6526 | 1.5976 | 1.6093 | 1.686 | 1.6359 | 1.6876 | 1.741 | 1.721 | 1.6826 | 1.751 | 1.656 | 1.6309 | 1.6159 | 1.5926 | 1.6535 | 1.7603 | 1.6857 | 1.6738 | 1.723 | 1.7196 | 1.7128 | 1.7128 | 1.6484 | 1.7468 | 1.7468 | 1.7264 | 1.6264 | 1.7061 | 1.762 | 1.7468 | 1.6654 | 1.6467 | 1.779 | 1.6721 | 1.7502 | 1.7095 | 1.6314 | 1.7281 | 1.6399 | 1.7535 | 1.6518 | 1.6111 | 1.7332 | 1.6264 | 1.6399 | 1.779 | 1.662 | 1.6671 | 1.6637 | 1.6213 | 1.7332 | 1.6484 | 1.7145 | 1.6111 | 1.6348 | 1.7247 | 1.6772 | 1.7468 | 1.7247 | 1.7637 | 1.7807 | 1.6688 | 1.8354 | 1.816 | 1.8531 | 1.8354 | 1.6871 | 1.763 | 1.8125 | 1.7489 | 1.8425 | 1.8443 | 1.6871 | 1.7754 | 1.8496 | 1.7754 | 1.8054 | 1.8107 | 1.8301 | 1.7118 | 1.8178 | 1.7666 | 1.7489 | 1.7842 | 1.7736 | 1.8125 | 1.7418 | 1.7277 | 1.8496 | 1.816 | 1.7789 | 1.6906 | 1.7789 | 1.8443 | 1.7277 | 1.7577 | 1.7577 | 1.7524 | 1.6835 | 1.7913 | 1.68 | 1.6835 | 1.7259 | 1.8284 | 1.733 | 1.7877 | 1.6888 | 1.8107 | 1.8478 | 1.8125 | 1.714 | 1.7535 | 1.7948 | 1.723 | 1.784 | 1.7553 | 1.7464 | 1.811 | 1.7517 | 1.811 | 1.7661 | 1.8181 | 1.7948 | 1.8505 | 1.7787 | 1.7553 | 1.7338 | 1.714 | 1.8128 | 1.7087 | 1.7266 | 1.8415 | 1.7661 | 1.8846 | 1.723 | 1.8271 | 1.8594 | 1.7338 | 1.7517 | 1.7733 | 1.7984 | 1.872 | 1.7787 | 1.8469 | 1.7571 | 1.8181 | 1.8361 | 1.7051 | 1.811 | 1.8002 | 1.784 | 1.8505 | 1.7715 | 1.7876 | 1.8522 | 1.7733 | 1.7571 | 1.7679 | 1.7858 | 1.7266 | 1.7212 | 1.7715 | 1.7858 | 1.7984 | 1.8379 | 1.8612 | 1.7589 | 1.8379 | 1.811 | 1.8415 | 1.7392 | 1.7715 | 1.7302 | 1.8846 | 1.7356 | 1.8217 | 1.7894 | 1.8235 | 1.7069 | 1.8379 | 1.7787 | 1.8505 | 1.7266 | 1.7266 | 1.7051 | 1.8433 | 1.7966 | 1.8666 | 1.7051 | 1.7912 | 1.732 | 1.7607 | 1.881 | 1.863 | 1.7535 | 1.7733 | 1.7805 | 1.7212 | 1.7302 | 1.732 | 1.8433 | 1.8648 | 1.7984 | 1.7589 | 1.7428
AB_68S_DSS | 90 | 240 | AB | 0.002069 | 90 | 12411 | 0.25678 | 0.28426 | 0.274 | 0.26928 | 0.26845 | 0.26817 | 0.27594 | 0.28204 | 0.28537 | 0.2679 | 0.26346 | 0.27428 | 0.2837 | 0.26873 | 0.27954 | 0.28204 | 0.26984 | 0.26734 | 0.28842 | 0.27233 | 0.27261 | 0.27289 | 0.26707 | 0.26928 | 0.27483 | 0.2679 | 0.26679 | 0.27538 | 0.28592 | 0.27511 | 0.26429 | 0.27178 | 0.26734 | 0.2801 | 0.26845 | 0.27705 | 0.27095 | 0.26429 | 0.27261 | 0.2887 | 0.27289 | 0.27012 | 0.28565 | 0.26346 | 0.28232 | 0.27622 | 0.27261 | 0.28842 | 0.26623 | 0.313 | 0.29149 | 0.29573 | 0.29967 | 0.31058 | 0.29664 | 0.29725 | 0.29391 | 0.31391 | 0.30997 | 0.29149 | 0.29058 | 0.29543 | 0.30603 | 0.31088 | 0.31179 | 0.31694 | 0.29482 | 0.30149 | 0.29573 | 0.30937 | 0.30361 | 0.29967 | 0.28998 | 0.29846 | 0.29937 | 0.30361 | 0.29907 | 0.28907 | 0.28937 | 0.28785 | 0.29967 | 0.313 | 0.29331 | 0.30028 | 0.29028 | 0.2924 | 0.30634 | 0.29725 | 0.30664 | 0.31634 | 0.3127 | 0.30573 | 0.31815 | 0.30088 | 0.29634 | 0.29361 | 0.28937 | 0.30044 | 0.31985 | 0.30629 | 0.30413 | 0.31307 | 0.31245 | 0.31122 | 0.31122 | 0.29951 | 0.31738 | 0.31738 | 0.31369 | 0.29551 | 0.30999 | 0.32016 | 0.31738 | 0.30259 | 0.2992 | 0.32324 | 0.30383 | 0.318 | 0.31061 | 0.29643 | 0.31399 | 0.29797 | 0.31862 | 0.30013 | 0.29273 | 0.31492 | 0.29551 | 0.29797 | 0.32324 | 0.30198 | 0.3029 | 0.30229 | 0.29458 | 0.31492 | 0.29951 | 0.31153 | 0.29273 | 0.29705 | 0.31338 | 0.30475 | 0.31738 | 0.31338 | 0.32047 | 0.32355 | 0.30321 | 0.3335 | 0.32997 | 0.33671 | 0.3335 | 0.30654 | 0.32034 | 0.32932 | 0.31777 | 0.33478 | 0.3351 | 0.30654 | 0.32258 | 0.33607 | 0.32258 | 0.32804 | 0.329 | 0.33253 | 0.31103 | 0.33029 | 0.32098 | 0.31777 | 0.32419 | 0.32226 | 0.32932 | 0.31649 | 0.31392 | 0.33607 | 0.32997 | 0.32323 | 0.30718 | 0.32323 | 0.3351 | 0.31392 | 0.31937 | 0.31937 | 0.31841 | 0.30589 | 0.32547 | 0.30525 | 0.30589 | 0.3136 | 0.33221 | 0.31488 | 0.32483 | 0.30686 | 0.329 | 0.33574 | 0.32932 | 0.31144 | 0.31861 | 0.32612 | 0.31307 | 0.32416 | 0.31894 | 0.31731 | 0.32905 | 0.31829 | 0.32905 | 0.3209 | 0.33035 | 0.32612 | 0.33622 | 0.32318 | 0.31894 | 0.31503 | 0.31144 | 0.32938 | 0.31046 | 0.31372 | 0.33459 | 0.3209 | 0.34242 | 0.31307 | 0.33199 | 0.33786 | 0.31503 | 0.31829 | 0.3222 | 0.32677 | 0.34014 | 0.32318 | 0.33557 | 0.31927 | 0.33035 | 0.33362 | 0.30981 | 0.32905 | 0.32709 | 0.32416 | 0.33622 | 0.32188 | 0.32481 | 0.33655 | 0.3222 | 0.31927 | 0.32122 | 0.32448 | 0.31372 | 0.31274 | 0.32188 | 0.32448 | 0.32677 | 0.33394 | 0.33818 | 0.31959 | 0.33394 | 0.32905 | 0.33459 | 0.31601 | 0.32188 | 0.31438 | 0.34242 | 0.31535 | 0.33101 | 0.32514 | 0.33133 | 0.31014 | 0.33394 | 0.32318 | 0.33622 | 0.31372 | 0.31372 | 0.30981 | 0.33492 | 0.32644 | 0.33916 | 0.30981 | 0.32546 | 0.3147 | 0.31992 | 0.34177 | 0.33851 | 0.31861 | 0.3222 | 0.32351 | 0.31274 | 0.31438 | 0.3147 | 0.33492 | 0.33883 | 0.32677 | 0.31959 | 0.31666
AB_68S_JCT | 91 | 240 | AB | 0.002069 | 91 | 12411 | 0.25678 | 0.28426 | 0.274 | 0.26928 | 0.26845 | 0.26817 | 0.27594 | 0.28204 | 0.28537 | 0.2679 | 0.26346 | 0.27428 | 0.2837 | 0.26873 | 0.27954 | 0.28204 | 0.26984 | 0.26734 | 0.28842 | 0.27233 | 0.27261 | 0.27289 | 0.26707 | 0.26928 | 0.27483 | 0.2679 | 0.26679 | 0.27538 | 0.28592 | 0.27511 | 0.26429 | 0.27178 | 0.26734 | 0.2801 | 0.26845 | 0.27705 | 0.27095 | 0.26429 | 0.27261 | 0.2887 | 0.27289 | 0.27012 | 0.28565 | 0.26346 | 0.28232 | 0.27622 | 0.27261 | 0.28842 | 0.26623 | 0.313 | 0.29149 | 0.29573 | 0.29967 | 0.31058 | 0.29664 | 0.29725 | 0.29391 | 0.31391 | 0.30997 | 0.29149 | 0.29058 | 0.29543 | 0.30603 | 0.31088 | 0.31179 | 0.31694 | 0.29482 | 0.30149 | 0.29573 | 0.30937 | 0.30361 | 0.29967 | 0.28998 | 0.29846 | 0.29937 | 0.30361 | 0.29907 | 0.28907 | 0.28937 | 0.28785 | 0.29967 | 0.313 | 0.29331 | 0.30028 | 0.29028 | 0.2924 | 0.30634 | 0.29725 | 0.30664 | 0.31634 | 0.3127 | 0.30573 | 0.31815 | 0.30088 | 0.29634 | 0.29361 | 0.28937 | 0.30044 | 0.31985 | 0.30629 | 0.30413 | 0.31307 | 0.31245 | 0.31122 | 0.31122 | 0.29951 | 0.31738 | 0.31738 | 0.31369 | 0.29551 | 0.30999 | 0.32016 | 0.31738 | 0.30259 | 0.2992 | 0.32324 | 0.30383 | 0.318 | 0.31061 | 0.29643 | 0.31399 | 0.29797 | 0.31862 | 0.30013 | 0.29273 | 0.31492 | 0.29551 | 0.29797 | 0.32324 | 0.30198 | 0.3029 | 0.30229 | 0.29458 | 0.31492 | 0.29951 | 0.31153 | 0.29273 | 0.29705 | 0.31338 | 0.30475 | 0.31738 | 0.31338 | 0.32047 | 0.32355 | 0.30321 | 0.3335 | 0.32997 | 0.33671 | 0.3335 | 0.30654 | 0.32034 | 0.32932 | 0.31777 | 0.33478 | 0.3351 | 0.30654 | 0.32258 | 0.33607 | 0.32258 | 0.32804 | 0.329 | 0.33253 | 0.31103 | 0.33029 | 0.32098 | 0.31777 | 0.32419 | 0.32226 | 0.32932 | 0.31649 | 0.31392 | 0.33607 | 0.32997 | 0.32323 | 0.30718 | 0.32323 | 0.3351 | 0.31392 | 0.31937 | 0.31937 | 0.31841 | 0.30589 | 0.32547 | 0.30525 | 0.30589 | 0.3136 | 0.33221 | 0.31488 | 0.32483 | 0.30686 | 0.329 | 0.33574 | 0.32932 | 0.31144 | 0.31861 | 0.32612 | 0.31307 | 0.32416 | 0.31894 | 0.31731 | 0.32905 | 0.31829 | 0.32905 | 0.3209 | 0.33035 | 0.32612 | 0.33622 | 0.32318 | 0.31894 | 0.31503 | 0.31144 | 0.32938 | 0.31046 | 0.31372 | 0.33459 | 0.3209 | 0.34242 | 0.31307 | 0.33199 | 0.33786 | 0.31503 | 0.31829 | 0.3222 | 0.32677 | 0.34014 | 0.32318 | 0.33557 | 0.31927 | 0.33035 | 0.33362 | 0.30981 | 0.32905 | 0.32709 | 0.32416 | 0.33622 | 0.32188 | 0.32481 | 0.33655 | 0.3222 | 0.31927 | 0.32122 | 0.32448 | 0.31372 | 0.31274 | 0.32188 | 0.32448 | 0.32677 | 0.33394 | 0.33818 | 0.31959 | 0.33394 | 0.32905 | 0.33459 | 0.31601 | 0.32188 | 0.31438 | 0.34242 | 0.31535 | 0.33101 | 0.32514 | 0.33133 | 0.31014 | 0.33394 | 0.32318 | 0.33622 | 0.31372 | 0.31372 | 0.30981 | 0.33492 | 0.32644 | 0.33916 | 0.30981 | 0.32546 | 0.3147 | 0.31992 | 0.34177 | 0.33851 | 0.31861 | 0.3222 | 0.32351 | 0.31274 | 0.31438 | 0.3147 | 0.33492 | 0.33883 | 0.32677 | 0.31959 | 0.31666
AB_698S_DSS | 92 | 240 | AB | 0.003328 | 92 | 12411 | 0.41304 | 0.45723 | 0.44073 | 0.43314 | 0.43181 | 0.43136 | 0.44385 | 0.45366 | 0.45902 | 0.43091 | 0.42378 | 0.44117 | 0.45634 | 0.43225 | 0.44965 | 0.45366 | 0.43404 | 0.43002 | 0.46392 | 0.43805 | 0.4385 | 0.43894 | 0.42958 | 0.43314 | 0.44207 | 0.43091 | 0.42913 | 0.44296 | 0.45991 | 0.44251 | 0.42512 | 0.43716 | 0.43002 | 0.45054 | 0.43181 | 0.44564 | 0.43582 | 0.42512 | 0.4385 | 0.46437 | 0.43894 | 0.43448 | 0.45946 | 0.42378 | 0.45411 | 0.4443 | 0.4385 | 0.46392 | 0.42824 | 0.50347 | 0.46886 | 0.47569 | 0.48202 | 0.49957 | 0.47715 | 0.47812 | 0.47276 | 0.50493 | 0.49859 | 0.46886 | 0.4674 | 0.4752 | 0.49226 | 0.50006 | 0.50152 | 0.5098 | 0.47423 | 0.48495 | 0.47569 | 0.49762 | 0.48836 | 0.48202 | 0.46643 | 0.48007 | 0.48154 | 0.48836 | 0.48105 | 0.46497 | 0.46545 | 0.46302 | 0.48202 | 0.50347 | 0.47179 | 0.483 | 0.46691 | 0.47033 | 0.49275 | 0.47812 | 0.49323 | 0.50883 | 0.50298 | 0.49177 | 0.51175 | 0.48397 | 0.47666 | 0.47228 | 0.46545 | 0.48325 | 0.51448 | 0.49267 | 0.4892 | 0.50358 | 0.50258 | 0.5006 | 0.5006 | 0.48177 | 0.51052 | 0.51052 | 0.50457 | 0.47532 | 0.49862 | 0.51498 | 0.51052 | 0.48672 | 0.48127 | 0.51993 | 0.48871 | 0.51151 | 0.49961 | 0.47681 | 0.50506 | 0.47929 | 0.5125 | 0.48276 | 0.47086 | 0.50655 | 0.47532 | 0.47929 | 0.51993 | 0.48573 | 0.48722 | 0.48623 | 0.47384 | 0.50655 | 0.48177 | 0.5011 | 0.47086 | 0.4778 | 0.50407 | 0.49019 | 0.51052 | 0.50407 | 0.51547 | 0.52043 | 0.48772 | 0.53643 | 0.53075 | 0.5416 | 0.53643 | 0.49306 | 0.51527 | 0.52972 | 0.51113 | 0.5385 | 0.53901 | 0.49306 | 0.51888 | 0.54056 | 0.51888 | 0.52766 | 0.52921 | 0.53488 | 0.50029 | 0.53127 | 0.5163 | 0.51113 | 0.52146 | 0.51836 | 0.52972 | 0.50907 | 0.50494 | 0.54056 | 0.53075 | 0.51991 | 0.4941 | 0.51991 | 0.53901 | 0.50494 | 0.51372 | 0.51372 | 0.51217 | 0.49203 | 0.52353 | 0.491 | 0.49203 | 0.50442 | 0.53437 | 0.50649 | 0.52249 | 0.49358 | 0.52921 | 0.54005 | 0.52972 | 0.50095 | 0.51249 | 0.52456 | 0.50358 | 0.52141 | 0.51302 | 0.5104 | 0.52928 | 0.51197 | 0.52928 | 0.51617 | 0.53138 | 0.52456 | 0.54082 | 0.51984 | 0.51302 | 0.50672 | 0.50095 | 0.5298 | 0.49938 | 0.50463 | 0.5382 | 0.51617 | 0.55079 | 0.50358 | 0.534 | 0.54344 | 0.50672 | 0.51197 | 0.51826 | 0.52561 | 0.54711 | 0.51984 | 0.53977 | 0.51354 | 0.53138 | 0.53662 | 0.49833 | 0.52928 | 0.52613 | 0.52141 | 0.54082 | 0.51774 | 0.52246 | 0.54134 | 0.51826 | 0.51354 | 0.51669 | 0.52194 | 0.50463 | 0.50305 | 0.51774 | 0.52194 | 0.52561 | 0.53715 | 0.54397 | 0.51407 | 0.53715 | 0.52928 | 0.5382 | 0.5083 | 0.51774 | 0.50567 | 0.55079 | 0.50725 | 0.53243 | 0.52298 | 0.53295 | 0.49886 | 0.53715 | 0.51984 | 0.54082 | 0.50463 | 0.50463 | 0.49833 | 0.53872 | 0.52508 | 0.54554 | 0.49833 | 0.52351 | 0.5062 | 0.51459 | 0.54974 | 0.54449 | 0.51249 | 0.51826 | 0.52036 | 0.50305 | 0.50567 | 0.5062 | 0.53872 | 0.54502 | 0.52561 | 0.51407 | 0.50935
AB_69S_DSS | 93 | 240 | AB | 0.003339 | 93 | 12411 | 0.4144 | 0.45874 | 0.44218 | 0.43458 | 0.43323 | 0.43279 | 0.44532 | 0.45516 | 0.46053 | 0.43234 | 0.42518 | 0.44263 | 0.45785 | 0.43368 | 0.45114 | 0.45516 | 0.43547 | 0.43144 | 0.46546 | 0.4395 | 0.43995 | 0.44039 | 0.431 | 0.43458 | 0.44353 | 0.43234 | 0.43055 | 0.44442 | 0.46143 | 0.44398 | 0.42652 | 0.4386 | 0.43144 | 0.45203 | 0.43323 | 0.44711 | 0.43726 | 0.42652 | 0.43995 | 0.46591 | 0.44039 | 0.43592 | 0.46098 | 0.42518 | 0.45561 | 0.44577 | 0.43995 | 0.46546 | 0.42965 | 0.50513 | 0.47041 | 0.47726 | 0.48362 | 0.50122 | 0.47873 | 0.4797 | 0.47433 | 0.5066 | 0.50024 | 0.47041 | 0.46895 | 0.47677 | 0.49389 | 0.50171 | 0.50318 | 0.51149 | 0.47579 | 0.48655 | 0.47726 | 0.49926 | 0.48997 | 0.48362 | 0.46797 | 0.48166 | 0.48313 | 0.48997 | 0.48264 | 0.4665 | 0.46699 | 0.46455 | 0.48362 | 0.50513 | 0.47335 | 0.48459 | 0.46846 | 0.47188 | 0.49437 | 0.4797 | 0.49486 | 0.51051 | 0.50464 | 0.4934 | 0.51345 | 0.48557 | 0.47824 | 0.47384 | 0.46699 | 0.48485 | 0.51618 | 0.4943 | 0.49082 | 0.50524 | 0.50425 | 0.50226 | 0.50226 | 0.48336 | 0.5122 | 0.5122 | 0.50624 | 0.4769 | 0.50027 | 0.51668 | 0.5122 | 0.48833 | 0.48286 | 0.52165 | 0.49032 | 0.5132 | 0.50126 | 0.47839 | 0.50673 | 0.48087 | 0.51419 | 0.48435 | 0.47242 | 0.50822 | 0.4769 | 0.48087 | 0.52165 | 0.48734 | 0.48883 | 0.48784 | 0.4754 | 0.50822 | 0.48336 | 0.50275 | 0.47242 | 0.47938 | 0.50574 | 0.49181 | 0.5122 | 0.50574 | 0.51718 | 0.52215 | 0.48933 | 0.53821 | 0.53251 | 0.54339 | 0.53821 | 0.49469 | 0.51697 | 0.53147 | 0.51282 | 0.54028 | 0.5408 | 0.49469 | 0.52059 | 0.54235 | 0.52059 | 0.5294 | 0.53095 | 0.53665 | 0.50195 | 0.53303 | 0.518 | 0.51282 | 0.52318 | 0.52008 | 0.53147 | 0.51075 | 0.50661 | 0.54235 | 0.53251 | 0.52163 | 0.49573 | 0.52163 | 0.5408 | 0.50661 | 0.51541 | 0.51541 | 0.51386 | 0.49366 | 0.52526 | 0.49262 | 0.49366 | 0.50609 | 0.53613 | 0.50816 | 0.52422 | 0.49521 | 0.53095 | 0.54183 | 0.53147 | 0.50261 | 0.51419 | 0.52629 | 0.50524 | 0.52313 | 0.51471 | 0.51208 | 0.53103 | 0.51366 | 0.53103 | 0.51787 | 0.53313 | 0.52629 | 0.54261 | 0.52156 | 0.51471 | 0.5084 | 0.50261 | 0.53156 | 0.50103 | 0.50629 | 0.53998 | 0.51787 | 0.55261 | 0.50524 | 0.53577 | 0.54524 | 0.5084 | 0.51366 | 0.51998 | 0.52734 | 0.54892 | 0.52156 | 0.54155 | 0.51524 | 0.53313 | 0.5384 | 0.49998 | 0.53103 | 0.52787 | 0.52313 | 0.54261 | 0.51945 | 0.52419 | 0.54313 | 0.51998 | 0.51524 | 0.5184 | 0.52366 | 0.50629 | 0.50471 | 0.51945 | 0.52366 | 0.52734 | 0.53892 | 0.54576 | 0.51577 | 0.53892 | 0.53103 | 0.53998 | 0.50998 | 0.51945 | 0.50735 | 0.55261 | 0.50892 | 0.53419 | 0.52471 | 0.53471 | 0.5005 | 0.53892 | 0.52156 | 0.54261 | 0.50629 | 0.50629 | 0.49998 | 0.5405 | 0.52682 | 0.54734 | 0.49998 | 0.52524 | 0.50787 | 0.51629 | 0.55155 | 0.54629 | 0.51419 | 0.51998 | 0.52208 | 0.50471 | 0.50735 | 0.50787 | 0.5405 | 0.54682 | 0.52734 | 0.51577 | 0.51103
AB_71S_DSS | 94 | 240 | AB | 0.011387 | 94 | 12411 | 1.4132 | 1.5645 | 1.508 | 1.482 | 1.4775 | 1.4759 | 1.5187 | 1.5522 | 1.5706 | 1.4744 | 1.45 | 1.5095 | 1.5614 | 1.479 | 1.5385 | 1.5522 | 1.4851 | 1.4714 | 1.5874 | 1.4988 | 1.5004 | 1.5019 | 1.4698 | 1.482 | 1.5126 | 1.4744 | 1.4683 | 1.5156 | 1.5736 | 1.5141 | 1.4546 | 1.4958 | 1.4714 | 1.5416 | 1.4775 | 1.5248 | 1.4912 | 1.4546 | 1.5004 | 1.5889 | 1.5019 | 1.4866 | 1.5721 | 1.45 | 1.5538 | 1.5202 | 1.5004 | 1.5874 | 1.4652 | 1.7227 | 1.6043 | 1.6276 | 1.6493 | 1.7093 | 1.6326 | 1.6359 | 1.6176 | 1.7277 | 1.706 | 1.6043 | 1.5993 | 1.6259 | 1.6843 | 1.711 | 1.716 | 1.7443 | 1.6226 | 1.6593 | 1.6276 | 1.7026 | 1.671 | 1.6493 | 1.5959 | 1.6426 | 1.6476 | 1.671 | 1.6459 | 1.5909 | 1.5926 | 1.5842 | 1.6493 | 1.7227 | 1.6143 | 1.6526 | 1.5976 | 1.6093 | 1.686 | 1.6359 | 1.6876 | 1.741 | 1.721 | 1.6826 | 1.751 | 1.656 | 1.6309 | 1.6159 | 1.5926 | 1.6535 | 1.7603 | 1.6857 | 1.6738 | 1.723 | 1.7196 | 1.7128 | 1.7128 | 1.6484 | 1.7468 | 1.7468 | 1.7264 | 1.6264 | 1.7061 | 1.762 | 1.7468 | 1.6654 | 1.6467 | 1.779 | 1.6721 | 1.7502 | 1.7095 | 1.6314 | 1.7281 | 1.6399 | 1.7535 | 1.6518 | 1.6111 | 1.7332 | 1.6264 | 1.6399 | 1.779 | 1.662 | 1.6671 | 1.6637 | 1.6213 | 1.7332 | 1.6484 | 1.7145 | 1.6111 | 1.6348 | 1.7247 | 1.6772 | 1.7468 | 1.7247 | 1.7637 | 1.7807 | 1.6688 | 1.8354 | 1.816 | 1.8531 | 1.8354 | 1.6871 | 1.763 | 1.8125 | 1.7489 | 1.8425 | 1.8443 | 1.6871 | 1.7754 | 1.8496 | 1.7754 | 1.8054 | 1.8107 | 1.8301 | 1.7118 | 1.8178 | 1.7666 | 1.7489 | 1.7842 | 1.7736 | 1.8125 | 1.7418 | 1.7277 | 1.8496 | 1.816 | 1.7789 | 1.6906 | 1.7789 | 1.8443 | 1.7277 | 1.7577 | 1.7577 | 1.7524 | 1.6835 | 1.7913 | 1.68 | 1.6835 | 1.7259 | 1.8284 | 1.733 | 1.7877 | 1.6888 | 1.8107 | 1.8478 | 1.8125 | 1.714 | 1.7535 | 1.7948 | 1.723 | 1.784 | 1.7553 | 1.7464 | 1.811 | 1.7517 | 1.811 | 1.7661 | 1.8181 | 1.7948 | 1.8505 | 1.7787 | 1.7553 | 1.7338 | 1.714 | 1.8128 | 1.7087 | 1.7266 | 1.8415 | 1.7661 | 1.8846 | 1.723 | 1.8271 | 1.8594 | 1.7338 | 1.7517 | 1.7733 | 1.7984 | 1.872 | 1.7787 | 1.8469 | 1.7571 | 1.8181 | 1.8361 | 1.7051 | 1.811 | 1.8002 | 1.784 | 1.8505 | 1.7715 | 1.7876 | 1.8522 | 1.7733 | 1.7571 | 1.7679 | 1.7858 | 1.7266 | 1.7212 | 1.7715 | 1.7858 | 1.7984 | 1.8379 | 1.8612 | 1.7589 | 1.8379 | 1.811 | 1.8415 | 1.7392 | 1.7715 | 1.7302 | 1.8846 | 1.7356 | 1.8217 | 1.7894 | 1.8235 | 1.7069 | 1.8379 | 1.7787 | 1.8505 | 1.7266 | 1.7266 | 1.7051 | 1.8433 | 1.7966 | 1.8666 | 1.7051 | 1.7912 | 1.732 | 1.7607 | 1.881 | 1.863 | 1.7535 | 1.7733 | 1.7805 | 1.7212 | 1.7302 | 1.732 | 1.8433 | 1.8648 | 1.7984 | 1.7589 | 1.7428
AB_720S_DSS | 95 | 240 | AB | 0.003219 | 95 | 12411 | 0.39951 | 0.44226 | 0.42629 | 0.41896 | 0.41766 | 0.41723 | 0.42931 | 0.43881 | 0.44398 | 0.4168 | 0.4099 | 0.42672 | 0.44139 | 0.4181 | 0.43492 | 0.43881 | 0.41982 | 0.41594 | 0.44873 | 0.4237 | 0.42414 | 0.42457 | 0.41551 | 0.41896 | 0.42759 | 0.4168 | 0.41508 | 0.42845 | 0.44485 | 0.42802 | 0.41119 | 0.42284 | 0.41594 | 0.43579 | 0.41766 | 0.43104 | 0.42155 | 0.41119 | 0.42414 | 0.44916 | 0.42457 | 0.42025 | 0.44442 | 0.4099 | 0.43924 | 0.42975 | 0.42414 | 0.44873 | 0.41421 | 0.48698 | 0.45351 | 0.46011 | 0.46624 | 0.48321 | 0.46152 | 0.46246 | 0.45728 | 0.48839 | 0.48226 | 0.45351 | 0.45209 | 0.45964 | 0.47614 | 0.48368 | 0.48509 | 0.49311 | 0.45869 | 0.46906 | 0.46011 | 0.48132 | 0.47236 | 0.46624 | 0.45115 | 0.46435 | 0.46576 | 0.47236 | 0.46529 | 0.44974 | 0.45021 | 0.44785 | 0.46624 | 0.48698 | 0.45634 | 0.46718 | 0.45162 | 0.45492 | 0.47661 | 0.46246 | 0.47708 | 0.49216 | 0.48651 | 0.47566 | 0.49499 | 0.46812 | 0.46105 | 0.45681 | 0.45021 | 0.46743 | 0.49763 | 0.47654 | 0.47318 | 0.48708 | 0.48612 | 0.48421 | 0.48421 | 0.46599 | 0.49379 | 0.49379 | 0.48804 | 0.45976 | 0.48229 | 0.49811 | 0.49379 | 0.47078 | 0.46551 | 0.5029 | 0.4727 | 0.49475 | 0.48325 | 0.46119 | 0.48852 | 0.46359 | 0.49571 | 0.46695 | 0.45544 | 0.48996 | 0.45976 | 0.46359 | 0.5029 | 0.46982 | 0.47126 | 0.4703 | 0.45832 | 0.48996 | 0.46599 | 0.48469 | 0.45544 | 0.46215 | 0.48756 | 0.47414 | 0.49379 | 0.48756 | 0.49859 | 0.50338 | 0.47174 | 0.51886 | 0.51337 | 0.52386 | 0.51886 | 0.47692 | 0.49839 | 0.51237 | 0.49439 | 0.52086 | 0.52136 | 0.47692 | 0.50188 | 0.52286 | 0.50188 | 0.51037 | 0.51187 | 0.51737 | 0.48391 | 0.51387 | 0.49939 | 0.49439 | 0.50438 | 0.50139 | 0.51237 | 0.4924 | 0.4884 | 0.52286 | 0.51337 | 0.50288 | 0.47791 | 0.50288 | 0.52136 | 0.4884 | 0.49689 | 0.49689 | 0.49539 | 0.47592 | 0.50638 | 0.47492 | 0.47592 | 0.4879 | 0.51687 | 0.4899 | 0.50538 | 0.47741 | 0.51187 | 0.52236 | 0.51237 | 0.48455 | 0.49571 | 0.50738 | 0.48708 | 0.50433 | 0.49622 | 0.49368 | 0.51194 | 0.4952 | 0.51194 | 0.49926 | 0.51397 | 0.50738 | 0.52311 | 0.50281 | 0.49622 | 0.49013 | 0.48455 | 0.51245 | 0.48302 | 0.4881 | 0.52057 | 0.49926 | 0.53275 | 0.48708 | 0.51651 | 0.52564 | 0.49013 | 0.4952 | 0.50129 | 0.50839 | 0.5292 | 0.50281 | 0.52209 | 0.49672 | 0.51397 | 0.51905 | 0.48201 | 0.51194 | 0.5089 | 0.50433 | 0.52311 | 0.50078 | 0.50535 | 0.52361 | 0.50129 | 0.49672 | 0.49977 | 0.50484 | 0.4881 | 0.48658 | 0.50078 | 0.50484 | 0.50839 | 0.51955 | 0.52615 | 0.49723 | 0.51955 | 0.51194 | 0.52057 | 0.49165 | 0.50078 | 0.48911 | 0.53275 | 0.49063 | 0.51499 | 0.50586 | 0.5155 | 0.48252 | 0.51955 | 0.50281 | 0.52311 | 0.4881 | 0.4881 | 0.48201 | 0.52108 | 0.50789 | 0.52767 | 0.48201 | 0.50636 | 0.48962 | 0.49774 | 0.53173 | 0.52666 | 0.49571 | 0.50129 | 0.50332 | 0.48658 | 0.48911 | 0.48962 | 0.52108 | 0.52717 | 0.50839 | 0.49723 | 0.49266
AB_723S_GSS | 96 | 240 | AB | 0.003463 | 96 | 12411 | 0.42979 | 0.47578 | 0.45861 | 0.45072 | 0.44932 | 0.44886 | 0.46186 | 0.47207 | 0.47764 | 0.44839 | 0.44097 | 0.45907 | 0.47485 | 0.44979 | 0.46789 | 0.47207 | 0.45164 | 0.44747 | 0.48274 | 0.45582 | 0.45629 | 0.45675 | 0.447 | 0.45072 | 0.46 | 0.44839 | 0.44654 | 0.46093 | 0.47857 | 0.46046 | 0.44236 | 0.45489 | 0.44747 | 0.46882 | 0.44932 | 0.46371 | 0.4535 | 0.44236 | 0.45629 | 0.48321 | 0.45675 | 0.45211 | 0.4781 | 0.44097 | 0.47253 | 0.46232 | 0.45629 | 0.48274 | 0.44561 | 0.52389 | 0.48788 | 0.49498 | 0.50158 | 0.51983 | 0.49651 | 0.49752 | 0.49194 | 0.52541 | 0.51882 | 0.48788 | 0.48636 | 0.49448 | 0.51223 | 0.52034 | 0.52186 | 0.53048 | 0.49346 | 0.50462 | 0.49498 | 0.51781 | 0.50817 | 0.50158 | 0.48535 | 0.49955 | 0.50107 | 0.50817 | 0.50056 | 0.48383 | 0.48433 | 0.4818 | 0.50158 | 0.52389 | 0.49093 | 0.50259 | 0.48586 | 0.48941 | 0.51273 | 0.49752 | 0.51324 | 0.52947 | 0.52338 | 0.51172 | 0.53251 | 0.50361 | 0.496 | 0.49143 | 0.48433 | 0.50286 | 0.53535 | 0.51266 | 0.50905 | 0.524 | 0.52297 | 0.52091 | 0.52091 | 0.50131 | 0.53122 | 0.53122 | 0.52504 | 0.49461 | 0.51885 | 0.53587 | 0.53122 | 0.50647 | 0.50079 | 0.54102 | 0.50853 | 0.53226 | 0.51988 | 0.49615 | 0.52555 | 0.49873 | 0.53329 | 0.50234 | 0.48996 | 0.5271 | 0.49461 | 0.49873 | 0.54102 | 0.50544 | 0.50698 | 0.50595 | 0.49306 | 0.5271 | 0.50131 | 0.52142 | 0.48996 | 0.49718 | 0.52452 | 0.51008 | 0.53122 | 0.52452 | 0.53638 | 0.54154 | 0.5075 | 0.55819 | 0.55228 | 0.56357 | 0.55819 | 0.51307 | 0.53617 | 0.55121 | 0.53187 | 0.56034 | 0.56088 | 0.51307 | 0.53993 | 0.56249 | 0.53993 | 0.54906 | 0.55067 | 0.55658 | 0.52059 | 0.55282 | 0.53724 | 0.53187 | 0.54261 | 0.53939 | 0.55121 | 0.52972 | 0.52542 | 0.56249 | 0.55228 | 0.541 | 0.51414 | 0.541 | 0.56088 | 0.52542 | 0.53455 | 0.53455 | 0.53294 | 0.51199 | 0.54476 | 0.51092 | 0.51199 | 0.52488 | 0.55604 | 0.52703 | 0.54369 | 0.5136 | 0.55067 | 0.56195 | 0.55121 | 0.52127 | 0.53328 | 0.54584 | 0.524 | 0.54256 | 0.53383 | 0.5311 | 0.55075 | 0.53274 | 0.55075 | 0.5371 | 0.55293 | 0.54584 | 0.56276 | 0.54092 | 0.53383 | 0.52728 | 0.52127 | 0.5513 | 0.51964 | 0.5251 | 0.56003 | 0.5371 | 0.57313 | 0.524 | 0.55566 | 0.56549 | 0.52728 | 0.53274 | 0.53929 | 0.54693 | 0.56931 | 0.54092 | 0.56167 | 0.53437 | 0.55293 | 0.55839 | 0.51855 | 0.55075 | 0.54747 | 0.54256 | 0.56276 | 0.53874 | 0.54365 | 0.5633 | 0.53929 | 0.53437 | 0.53765 | 0.54311 | 0.5251 | 0.52346 | 0.53874 | 0.54311 | 0.54693 | 0.55894 | 0.56603 | 0.53492 | 0.55894 | 0.55075 | 0.56003 | 0.52892 | 0.53874 | 0.52619 | 0.57313 | 0.52782 | 0.55402 | 0.5442 | 0.55457 | 0.51909 | 0.55894 | 0.54092 | 0.56276 | 0.5251 | 0.5251 | 0.51855 | 0.56057 | 0.54638 | 0.56767 | 0.51855 | 0.54475 | 0.52673 | 0.53547 | 0.57204 | 0.56658 | 0.53328 | 0.53929 | 0.54147 | 0.52346 | 0.52619 | 0.52673 | 0.56057 | 0.56712 | 0.54693 | 0.53492 | 0.53001
AB_72S_DSS | 97 | 240 | AB | 0.003463 | 97 | 12411 | 0.42979 | 0.47578 | 0.45861 | 0.45072 | 0.44932 | 0.44886 | 0.46186 | 0.47207 | 0.47764 | 0.44839 | 0.44097 | 0.45907 | 0.47485 | 0.44979 | 0.46789 | 0.47207 | 0.45164 | 0.44747 | 0.48274 | 0.45582 | 0.45629 | 0.45675 | 0.447 | 0.45072 | 0.46 | 0.44839 | 0.44654 | 0.46093 | 0.47857 | 0.46046 | 0.44236 | 0.45489 | 0.44747 | 0.46882 | 0.44932 | 0.46371 | 0.4535 | 0.44236 | 0.45629 | 0.48321 | 0.45675 | 0.45211 | 0.4781 | 0.44097 | 0.47253 | 0.46232 | 0.45629 | 0.48274 | 0.44561 | 0.52389 | 0.48788 | 0.49498 | 0.50158 | 0.51983 | 0.49651 | 0.49752 | 0.49194 | 0.52541 | 0.51882 | 0.48788 | 0.48636 | 0.49448 | 0.51223 | 0.52034 | 0.52186 | 0.53048 | 0.49346 | 0.50462 | 0.49498 | 0.51781 | 0.50817 | 0.50158 | 0.48535 | 0.49955 | 0.50107 | 0.50817 | 0.50056 | 0.48383 | 0.48433 | 0.4818 | 0.50158 | 0.52389 | 0.49093 | 0.50259 | 0.48586 | 0.48941 | 0.51273 | 0.49752 | 0.51324 | 0.52947 | 0.52338 | 0.51172 | 0.53251 | 0.50361 | 0.496 | 0.49143 | 0.48433 | 0.50286 | 0.53535 | 0.51266 | 0.50905 | 0.524 | 0.52297 | 0.52091 | 0.52091 | 0.50131 | 0.53122 | 0.53122 | 0.52504 | 0.49461 | 0.51885 | 0.53587 | 0.53122 | 0.50647 | 0.50079 | 0.54102 | 0.50853 | 0.53226 | 0.51988 | 0.49615 | 0.52555 | 0.49873 | 0.53329 | 0.50234 | 0.48996 | 0.5271 | 0.49461 | 0.49873 | 0.54102 | 0.50544 | 0.50698 | 0.50595 | 0.49306 | 0.5271 | 0.50131 | 0.52142 | 0.48996 | 0.49718 | 0.52452 | 0.51008 | 0.53122 | 0.52452 | 0.53638 | 0.54154 | 0.5075 | 0.55819 | 0.55228 | 0.56357 | 0.55819 | 0.51307 | 0.53617 | 0.55121 | 0.53187 | 0.56034 | 0.56088 | 0.51307 | 0.53993 | 0.56249 | 0.53993 | 0.54906 | 0.55067 | 0.55658 | 0.52059 | 0.55282 | 0.53724 | 0.53187 | 0.54261 | 0.53939 | 0.55121 | 0.52972 | 0.52542 | 0.56249 | 0.55228 | 0.541 | 0.51414 | 0.541 | 0.56088 | 0.52542 | 0.53455 | 0.53455 | 0.53294 | 0.51199 | 0.54476 | 0.51092 | 0.51199 | 0.52488 | 0.55604 | 0.52703 | 0.54369 | 0.5136 | 0.55067 | 0.56195 | 0.55121 | 0.52127 | 0.53328 | 0.54584 | 0.524 | 0.54256 | 0.53383 | 0.5311 | 0.55075 | 0.53274 | 0.55075 | 0.5371 | 0.55293 | 0.54584 | 0.56276 | 0.54092 | 0.53383 | 0.52728 | 0.52127 | 0.5513 | 0.51964 | 0.5251 | 0.56003 | 0.5371 | 0.57313 | 0.524 | 0.55566 | 0.56549 | 0.52728 | 0.53274 | 0.53929 | 0.54693 | 0.56931 | 0.54092 | 0.56167 | 0.53437 | 0.55293 | 0.55839 | 0.51855 | 0.55075 | 0.54747 | 0.54256 | 0.56276 | 0.53874 | 0.54365 | 0.5633 | 0.53929 | 0.53437 | 0.53765 | 0.54311 | 0.5251 | 0.52346 | 0.53874 | 0.54311 | 0.54693 | 0.55894 | 0.56603 | 0.53492 | 0.55894 | 0.55075 | 0.56003 | 0.52892 | 0.53874 | 0.52619 | 0.57313 | 0.52782 | 0.55402 | 0.5442 | 0.55457 | 0.51909 | 0.55894 | 0.54092 | 0.56276 | 0.5251 | 0.5251 | 0.51855 | 0.56057 | 0.54638 | 0.56767 | 0.51855 | 0.54475 | 0.52673 | 0.53547 | 0.57204 | 0.56658 | 0.53328 | 0.53929 | 0.54147 | 0.52346 | 0.52619 | 0.52673 | 0.56057 | 0.56712 | 0.54693 | 0.53492 | 0.53001
AB_732S_DSS | 98 | 240 | AB | 0.003219 | 98 | 12411 | 0.39951 | 0.44226 | 0.42629 | 0.41896 | 0.41766 | 0.41723 | 0.42931 | 0.43881 | 0.44398 | 0.4168 | 0.4099 | 0.42672 | 0.44139 | 0.4181 | 0.43492 | 0.43881 | 0.41982 | 0.41594 | 0.44873 | 0.4237 | 0.42414 | 0.42457 | 0.41551 | 0.41896 | 0.42759 | 0.4168 | 0.41508 | 0.42845 | 0.44485 | 0.42802 | 0.41119 | 0.42284 | 0.41594 | 0.43579 | 0.41766 | 0.43104 | 0.42155 | 0.41119 | 0.42414 | 0.44916 | 0.42457 | 0.42025 | 0.44442 | 0.4099 | 0.43924 | 0.42975 | 0.42414 | 0.44873 | 0.41421 | 0.48698 | 0.45351 | 0.46011 | 0.46624 | 0.48321 | 0.46152 | 0.46246 | 0.45728 | 0.48839 | 0.48226 | 0.45351 | 0.45209 | 0.45964 | 0.47614 | 0.48368 | 0.48509 | 0.49311 | 0.45869 | 0.46906 | 0.46011 | 0.48132 | 0.47236 | 0.46624 | 0.45115 | 0.46435 | 0.46576 | 0.47236 | 0.46529 | 0.44974 | 0.45021 | 0.44785 | 0.46624 | 0.48698 | 0.45634 | 0.46718 | 0.45162 | 0.45492 | 0.47661 | 0.46246 | 0.47708 | 0.49216 | 0.48651 | 0.47566 | 0.49499 | 0.46812 | 0.46105 | 0.45681 | 0.45021 | 0.46743 | 0.49763 | 0.47654 | 0.47318 | 0.48708 | 0.48612 | 0.48421 | 0.48421 | 0.46599 | 0.49379 | 0.49379 | 0.48804 | 0.45976 | 0.48229 | 0.49811 | 0.49379 | 0.47078 | 0.46551 | 0.5029 | 0.4727 | 0.49475 | 0.48325 | 0.46119 | 0.48852 | 0.46359 | 0.49571 | 0.46695 | 0.45544 | 0.48996 | 0.45976 | 0.46359 | 0.5029 | 0.46982 | 0.47126 | 0.4703 | 0.45832 | 0.48996 | 0.46599 | 0.48469 | 0.45544 | 0.46215 | 0.48756 | 0.47414 | 0.49379 | 0.48756 | 0.49859 | 0.50338 | 0.47174 | 0.51886 | 0.51337 | 0.52386 | 0.51886 | 0.47692 | 0.49839 | 0.51237 | 0.49439 | 0.52086 | 0.52136 | 0.47692 | 0.50188 | 0.52286 | 0.50188 | 0.51037 | 0.51187 | 0.51737 | 0.48391 | 0.51387 | 0.49939 | 0.49439 | 0.50438 | 0.50139 | 0.51237 | 0.4924 | 0.4884 | 0.52286 | 0.51337 | 0.50288 | 0.47791 | 0.50288 | 0.52136 | 0.4884 | 0.49689 | 0.49689 | 0.49539 | 0.47592 | 0.50638 | 0.47492 | 0.47592 | 0.4879 | 0.51687 | 0.4899 | 0.50538 | 0.47741 | 0.51187 | 0.52236 | 0.51237 | 0.48455 | 0.49571 | 0.50738 | 0.48708 | 0.50433 | 0.49622 | 0.49368 | 0.51194 | 0.4952 | 0.51194 | 0.49926 | 0.51397 | 0.50738 | 0.52311 | 0.50281 | 0.49622 | 0.49013 | 0.48455 | 0.51245 | 0.48302 | 0.4881 | 0.52057 | 0.49926 | 0.53275 | 0.48708 | 0.51651 | 0.52564 | 0.49013 | 0.4952 | 0.50129 | 0.50839 | 0.5292 | 0.50281 | 0.52209 | 0.49672 | 0.51397 | 0.51905 | 0.48201 | 0.51194 | 0.5089 | 0.50433 | 0.52311 | 0.50078 | 0.50535 | 0.52361 | 0.50129 | 0.49672 | 0.49977 | 0.50484 | 0.4881 | 0.48658 | 0.50078 | 0.50484 | 0.50839 | 0.51955 | 0.52615 | 0.49723 | 0.51955 | 0.51194 | 0.52057 | 0.49165 | 0.50078 | 0.48911 | 0.53275 | 0.49063 | 0.51499 | 0.50586 | 0.5155 | 0.48252 | 0.51955 | 0.50281 | 0.52311 | 0.4881 | 0.4881 | 0.48201 | 0.52108 | 0.50789 | 0.52767 | 0.48201 | 0.50636 | 0.48962 | 0.49774 | 0.53173 | 0.52666 | 0.49571 | 0.50129 | 0.50332 | 0.48658 | 0.48911 | 0.48962 | 0.52108 | 0.52717 | 0.50839 | 0.49723 | 0.49266
AB_74S_DSS | 99 | 240 | AB | 0.011778 | 99 | 12411 | 1.4618 | 1.6182 | 1.5598 | 1.5329 | 1.5282 | 1.5266 | 1.5708 | 1.6055 | 1.6245 | 1.525 | 1.4998 | 1.5613 | 1.615 | 1.5298 | 1.5913 | 1.6055 | 1.5361 | 1.5219 | 1.6419 | 1.5503 | 1.5519 | 1.5534 | 1.5203 | 1.5329 | 1.5645 | 1.525 | 1.5187 | 1.5677 | 1.6276 | 1.5661 | 1.5045 | 1.5471 | 1.5219 | 1.5945 | 1.5282 | 1.5771 | 1.5424 | 1.5045 | 1.5519 | 1.6434 | 1.5534 | 1.5377 | 1.6261 | 1.4998 | 1.6071 | 1.5724 | 1.5519 | 1.6419 | 1.5156 | 1.7818 | 1.6593 | 1.6835 | 1.7059 | 1.768 | 1.6887 | 1.6921 | 1.6731 | 1.787 | 1.7646 | 1.6593 | 1.6542 | 1.6818 | 1.7421 | 1.7697 | 1.7749 | 1.8042 | 1.6783 | 1.7163 | 1.6835 | 1.7611 | 1.7283 | 1.7059 | 1.6507 | 1.699 | 1.7042 | 1.7283 | 1.7025 | 1.6455 | 1.6473 | 1.6386 | 1.7059 | 1.7818 | 1.6697 | 1.7094 | 1.6524 | 1.6645 | 1.7439 | 1.6921 | 1.7456 | 1.8008 | 1.7801 | 1.7404 | 1.8111 | 1.7128 | 1.6869 | 1.6714 | 1.6473 | 1.7103 | 1.8208 | 1.7436 | 1.7313 | 1.7822 | 1.7787 | 1.7717 | 1.7717 | 1.705 | 1.8067 | 1.8067 | 1.7857 | 1.6822 | 1.7646 | 1.8225 | 1.8067 | 1.7225 | 1.7033 | 1.8401 | 1.7296 | 1.8103 | 1.7682 | 1.6875 | 1.7874 | 1.6962 | 1.8138 | 1.7085 | 1.6664 | 1.7927 | 1.6822 | 1.6962 | 1.8401 | 1.719 | 1.7243 | 1.7208 | 1.6769 | 1.7927 | 1.705 | 1.7734 | 1.6664 | 1.691 | 1.7839 | 1.7348 | 1.8067 | 1.7839 | 1.8243 | 1.8418 | 1.7261 | 1.8985 | 1.8784 | 1.9167 | 1.8985 | 1.745 | 1.8236 | 1.8747 | 1.8089 | 1.9058 | 1.9076 | 1.745 | 1.8363 | 1.9131 | 1.8363 | 1.8674 | 1.8729 | 1.893 | 1.7706 | 1.8802 | 1.8272 | 1.8089 | 1.8455 | 1.8345 | 1.8747 | 1.8016 | 1.787 | 1.9131 | 1.8784 | 1.84 | 1.7486 | 1.84 | 1.9076 | 1.787 | 1.8181 | 1.8181 | 1.8126 | 1.7413 | 1.8528 | 1.7377 | 1.7413 | 1.7852 | 1.8912 | 1.7925 | 1.8491 | 1.7468 | 1.8729 | 1.9113 | 1.8747 | 1.7729 | 1.8137 | 1.8564 | 1.7822 | 1.8453 | 1.8156 | 1.8063 | 1.8732 | 1.8119 | 1.8732 | 1.8267 | 1.8806 | 1.8564 | 1.914 | 1.8397 | 1.8156 | 1.7933 | 1.7729 | 1.875 | 1.7673 | 1.7859 | 1.9047 | 1.8267 | 1.9493 | 1.7822 | 1.8899 | 1.9233 | 1.7933 | 1.8119 | 1.8342 | 1.8602 | 1.9363 | 1.8397 | 1.9103 | 1.8175 | 1.8806 | 1.8991 | 1.7636 | 1.8732 | 1.862 | 1.8453 | 1.914 | 1.8323 | 1.849 | 1.9159 | 1.8342 | 1.8175 | 1.8286 | 1.8472 | 1.7859 | 1.7803 | 1.8323 | 1.8472 | 1.8602 | 1.901 | 1.9251 | 1.8193 | 1.901 | 1.8732 | 1.9047 | 1.7989 | 1.8323 | 1.7896 | 1.9493 | 1.7952 | 1.8843 | 1.8509 | 1.8861 | 1.7655 | 1.901 | 1.8397 | 1.914 | 1.7859 | 1.7859 | 1.7636 | 1.9066 | 1.8583 | 1.9307 | 1.7636 | 1.8527 | 1.7915 | 1.8212 | 1.9456 | 1.927 | 1.8137 | 1.8342 | 1.8416 | 1.7803 | 1.7896 | 1.7915 | 1.9066 | 1.9288 | 1.8602 | 1.8193 | 1.8026
AB_755S_DSS | 100 | 240 | AB | 0.002718 | 100 | 12411 | 0.33733 | 0.37343 | 0.35995 | 0.35375 | 0.35266 | 0.35229 | 0.3625 | 0.37051 | 0.37488 | 0.35193 | 0.3461 | 0.36031 | 0.3727 | 0.35302 | 0.36723 | 0.37051 | 0.35448 | 0.3512 | 0.37889 | 0.35776 | 0.35812 | 0.35849 | 0.35084 | 0.35375 | 0.36104 | 0.35193 | 0.35047 | 0.36177 | 0.37561 | 0.3614 | 0.34719 | 0.35703 | 0.3512 | 0.36796 | 0.35266 | 0.36395 | 0.35594 | 0.34719 | 0.35812 | 0.37925 | 0.35849 | 0.35485 | 0.37525 | 0.3461 | 0.37088 | 0.36286 | 0.35812 | 0.37889 | 0.34974 | 0.41119 | 0.38292 | 0.3885 | 0.39367 | 0.408 | 0.38969 | 0.39049 | 0.38611 | 0.41238 | 0.40721 | 0.38292 | 0.38173 | 0.3881 | 0.40203 | 0.4084 | 0.40959 | 0.41636 | 0.3873 | 0.39606 | 0.3885 | 0.40641 | 0.39885 | 0.39367 | 0.38093 | 0.39208 | 0.39327 | 0.39885 | 0.39288 | 0.37974 | 0.38014 | 0.37815 | 0.39367 | 0.41119 | 0.38531 | 0.39447 | 0.38133 | 0.38412 | 0.40243 | 0.39049 | 0.40283 | 0.41556 | 0.41079 | 0.40163 | 0.41795 | 0.39526 | 0.38929 | 0.38571 | 0.38014 | 0.39468 | 0.42018 | 0.40237 | 0.39953 | 0.41127 | 0.41046 | 0.40885 | 0.40885 | 0.39346 | 0.41694 | 0.41694 | 0.41208 | 0.3882 | 0.40723 | 0.42058 | 0.41694 | 0.39751 | 0.39306 | 0.42463 | 0.39913 | 0.41775 | 0.40804 | 0.38941 | 0.41249 | 0.39144 | 0.41856 | 0.39427 | 0.38456 | 0.4137 | 0.3882 | 0.39144 | 0.42463 | 0.3967 | 0.39792 | 0.39711 | 0.38699 | 0.4137 | 0.39346 | 0.40925 | 0.38456 | 0.39022 | 0.41168 | 0.40034 | 0.41694 | 0.41168 | 0.42099 | 0.42504 | 0.39832 | 0.43811 | 0.43347 | 0.44233 | 0.43811 | 0.40269 | 0.42082 | 0.43263 | 0.41745 | 0.4398 | 0.44022 | 0.40269 | 0.42377 | 0.44148 | 0.42377 | 0.43094 | 0.43221 | 0.43684 | 0.40859 | 0.43389 | 0.42166 | 0.41745 | 0.42588 | 0.42335 | 0.43263 | 0.41576 | 0.41239 | 0.44148 | 0.43347 | 0.42462 | 0.40353 | 0.42462 | 0.44022 | 0.41239 | 0.41956 | 0.41956 | 0.41829 | 0.40185 | 0.42757 | 0.401 | 0.40185 | 0.41197 | 0.43642 | 0.41365 | 0.42672 | 0.40311 | 0.43221 | 0.44106 | 0.43263 | 0.40913 | 0.41856 | 0.42841 | 0.41127 | 0.42584 | 0.41899 | 0.41684 | 0.43227 | 0.41813 | 0.43227 | 0.42156 | 0.43398 | 0.42841 | 0.44169 | 0.42455 | 0.41899 | 0.41384 | 0.40913 | 0.43269 | 0.40785 | 0.41213 | 0.43955 | 0.42156 | 0.44983 | 0.41127 | 0.43612 | 0.44383 | 0.41384 | 0.41813 | 0.42327 | 0.42927 | 0.44683 | 0.42455 | 0.44083 | 0.41941 | 0.43398 | 0.43826 | 0.40699 | 0.43227 | 0.4297 | 0.42584 | 0.44169 | 0.42284 | 0.4267 | 0.44212 | 0.42327 | 0.41941 | 0.42198 | 0.42627 | 0.41213 | 0.41085 | 0.42284 | 0.42627 | 0.42927 | 0.43869 | 0.44426 | 0.41984 | 0.43869 | 0.43227 | 0.43955 | 0.41513 | 0.42284 | 0.41299 | 0.44983 | 0.41427 | 0.43484 | 0.42713 | 0.43526 | 0.40742 | 0.43869 | 0.42455 | 0.44169 | 0.41213 | 0.41213 | 0.40699 | 0.43998 | 0.42884 | 0.44555 | 0.40699 | 0.42755 | 0.41342 | 0.42027 | 0.44897 | 0.44469 | 0.41856 | 0.42327 | 0.42498 | 0.41085 | 0.41299 | 0.41342 | 0.43998 | 0.44512 | 0.42927 | 0.41984 | 0.41599
AB_757S_GSS | 101 | 240 | AB | 0.002718 | 101 | 12411 | 0.33733 | 0.37343 | 0.35995 | 0.35375 | 0.35266 | 0.35229 | 0.3625 | 0.37051 | 0.37488 | 0.35193 | 0.3461 | 0.36031 | 0.3727 | 0.35302 | 0.36723 | 0.37051 | 0.35448 | 0.3512 | 0.37889 | 0.35776 | 0.35812 | 0.35849 | 0.35084 | 0.35375 | 0.36104 | 0.35193 | 0.35047 | 0.36177 | 0.37561 | 0.3614 | 0.34719 | 0.35703 | 0.3512 | 0.36796 | 0.35266 | 0.36395 | 0.35594 | 0.34719 | 0.35812 | 0.37925 | 0.35849 | 0.35485 | 0.37525 | 0.3461 | 0.37088 | 0.36286 | 0.35812 | 0.37889 | 0.34974 | 0.41119 | 0.38292 | 0.3885 | 0.39367 | 0.408 | 0.38969 | 0.39049 | 0.38611 | 0.41238 | 0.40721 | 0.38292 | 0.38173 | 0.3881 | 0.40203 | 0.4084 | 0.40959 | 0.41636 | 0.3873 | 0.39606 | 0.3885 | 0.40641 | 0.39885 | 0.39367 | 0.38093 | 0.39208 | 0.39327 | 0.39885 | 0.39288 | 0.37974 | 0.38014 | 0.37815 | 0.39367 | 0.41119 | 0.38531 | 0.39447 | 0.38133 | 0.38412 | 0.40243 | 0.39049 | 0.40283 | 0.41556 | 0.41079 | 0.40163 | 0.41795 | 0.39526 | 0.38929 | 0.38571 | 0.38014 | 0.39468 | 0.42018 | 0.40237 | 0.39953 | 0.41127 | 0.41046 | 0.40885 | 0.40885 | 0.39346 | 0.41694 | 0.41694 | 0.41208 | 0.3882 | 0.40723 | 0.42058 | 0.41694 | 0.39751 | 0.39306 | 0.42463 | 0.39913 | 0.41775 | 0.40804 | 0.38941 | 0.41249 | 0.39144 | 0.41856 | 0.39427 | 0.38456 | 0.4137 | 0.3882 | 0.39144 | 0.42463 | 0.3967 | 0.39792 | 0.39711 | 0.38699 | 0.4137 | 0.39346 | 0.40925 | 0.38456 | 0.39022 | 0.41168 | 0.40034 | 0.41694 | 0.41168 | 0.42099 | 0.42504 | 0.39832 | 0.43811 | 0.43347 | 0.44233 | 0.43811 | 0.40269 | 0.42082 | 0.43263 | 0.41745 | 0.4398 | 0.44022 | 0.40269 | 0.42377 | 0.44148 | 0.42377 | 0.43094 | 0.43221 | 0.43684 | 0.40859 | 0.43389 | 0.42166 | 0.41745 | 0.42588 | 0.42335 | 0.43263 | 0.41576 | 0.41239 | 0.44148 | 0.43347 | 0.42462 | 0.40353 | 0.42462 | 0.44022 | 0.41239 | 0.41956 | 0.41956 | 0.41829 | 0.40185 | 0.42757 | 0.401 | 0.40185 | 0.41197 | 0.43642 | 0.41365 | 0.42672 | 0.40311 | 0.43221 | 0.44106 | 0.43263 | 0.40913 | 0.41856 | 0.42841 | 0.41127 | 0.42584 | 0.41899 | 0.41684 | 0.43227 | 0.41813 | 0.43227 | 0.42156 | 0.43398 | 0.42841 | 0.44169 | 0.42455 | 0.41899 | 0.41384 | 0.40913 | 0.43269 | 0.40785 | 0.41213 | 0.43955 | 0.42156 | 0.44983 | 0.41127 | 0.43612 | 0.44383 | 0.41384 | 0.41813 | 0.42327 | 0.42927 | 0.44683 | 0.42455 | 0.44083 | 0.41941 | 0.43398 | 0.43826 | 0.40699 | 0.43227 | 0.4297 | 0.42584 | 0.44169 | 0.42284 | 0.4267 | 0.44212 | 0.42327 | 0.41941 | 0.42198 | 0.42627 | 0.41213 | 0.41085 | 0.42284 | 0.42627 | 0.42927 | 0.43869 | 0.44426 | 0.41984 | 0.43869 | 0.43227 | 0.43955 | 0.41513 | 0.42284 | 0.41299 | 0.44983 | 0.41427 | 0.43484 | 0.42713 | 0.43526 | 0.40742 | 0.43869 | 0.42455 | 0.44169 | 0.41213 | 0.41213 | 0.40699 | 0.43998 | 0.42884 | 0.44555 | 0.40699 | 0.42755 | 0.41342 | 0.42027 | 0.44897 | 0.44469 | 0.41856 | 0.42327 | 0.42498 | 0.41085 | 0.41299 | 0.41342 | 0.43998 | 0.44512 | 0.42927 | 0.41984 | 0.41599
AB_762S_DSS | 102 | 240 | AB | 0.003463 | 102 | 12411 | 0.42979 | 0.47578 | 0.45861 | 0.45072 | 0.44932 | 0.44886 | 0.46186 | 0.47207 | 0.47764 | 0.44839 | 0.44097 | 0.45907 | 0.47485 | 0.44979 | 0.46789 | 0.47207 | 0.45164 | 0.44747 | 0.48274 | 0.45582 | 0.45629 | 0.45675 | 0.447 | 0.45072 | 0.46 | 0.44839 | 0.44654 | 0.46093 | 0.47857 | 0.46046 | 0.44236 | 0.45489 | 0.44747 | 0.46882 | 0.44932 | 0.46371 | 0.4535 | 0.44236 | 0.45629 | 0.48321 | 0.45675 | 0.45211 | 0.4781 | 0.44097 | 0.47253 | 0.46232 | 0.45629 | 0.48274 | 0.44561 | 0.52389 | 0.48788 | 0.49498 | 0.50158 | 0.51983 | 0.49651 | 0.49752 | 0.49194 | 0.52541 | 0.51882 | 0.48788 | 0.48636 | 0.49448 | 0.51223 | 0.52034 | 0.52186 | 0.53048 | 0.49346 | 0.50462 | 0.49498 | 0.51781 | 0.50817 | 0.50158 | 0.48535 | 0.49955 | 0.50107 | 0.50817 | 0.50056 | 0.48383 | 0.48433 | 0.4818 | 0.50158 | 0.52389 | 0.49093 | 0.50259 | 0.48586 | 0.48941 | 0.51273 | 0.49752 | 0.51324 | 0.52947 | 0.52338 | 0.51172 | 0.53251 | 0.50361 | 0.496 | 0.49143 | 0.48433 | 0.50286 | 0.53535 | 0.51266 | 0.50905 | 0.524 | 0.52297 | 0.52091 | 0.52091 | 0.50131 | 0.53122 | 0.53122 | 0.52504 | 0.49461 | 0.51885 | 0.53587 | 0.53122 | 0.50647 | 0.50079 | 0.54102 | 0.50853 | 0.53226 | 0.51988 | 0.49615 | 0.52555 | 0.49873 | 0.53329 | 0.50234 | 0.48996 | 0.5271 | 0.49461 | 0.49873 | 0.54102 | 0.50544 | 0.50698 | 0.50595 | 0.49306 | 0.5271 | 0.50131 | 0.52142 | 0.48996 | 0.49718 | 0.52452 | 0.51008 | 0.53122 | 0.52452 | 0.53638 | 0.54154 | 0.5075 | 0.55819 | 0.55228 | 0.56357 | 0.55819 | 0.51307 | 0.53617 | 0.55121 | 0.53187 | 0.56034 | 0.56088 | 0.51307 | 0.53993 | 0.56249 | 0.53993 | 0.54906 | 0.55067 | 0.55658 | 0.52059 | 0.55282 | 0.53724 | 0.53187 | 0.54261 | 0.53939 | 0.55121 | 0.52972 | 0.52542 | 0.56249 | 0.55228 | 0.541 | 0.51414 | 0.541 | 0.56088 | 0.52542 | 0.53455 | 0.53455 | 0.53294 | 0.51199 | 0.54476 | 0.51092 | 0.51199 | 0.52488 | 0.55604 | 0.52703 | 0.54369 | 0.5136 | 0.55067 | 0.56195 | 0.55121 | 0.52127 | 0.53328 | 0.54584 | 0.524 | 0.54256 | 0.53383 | 0.5311 | 0.55075 | 0.53274 | 0.55075 | 0.5371 | 0.55293 | 0.54584 | 0.56276 | 0.54092 | 0.53383 | 0.52728 | 0.52127 | 0.5513 | 0.51964 | 0.5251 | 0.56003 | 0.5371 | 0.57313 | 0.524 | 0.55566 | 0.56549 | 0.52728 | 0.53274 | 0.53929 | 0.54693 | 0.56931 | 0.54092 | 0.56167 | 0.53437 | 0.55293 | 0.55839 | 0.51855 | 0.55075 | 0.54747 | 0.54256 | 0.56276 | 0.53874 | 0.54365 | 0.5633 | 0.53929 | 0.53437 | 0.53765 | 0.54311 | 0.5251 | 0.52346 | 0.53874 | 0.54311 | 0.54693 | 0.55894 | 0.56603 | 0.53492 | 0.55894 | 0.55075 | 0.56003 | 0.52892 | 0.53874 | 0.52619 | 0.57313 | 0.52782 | 0.55402 | 0.5442 | 0.55457 | 0.51909 | 0.55894 | 0.54092 | 0.56276 | 0.5251 | 0.5251 | 0.51855 | 0.56057 | 0.54638 | 0.56767 | 0.51855 | 0.54475 | 0.52673 | 0.53547 | 0.57204 | 0.56658 | 0.53328 | 0.53929 | 0.54147 | 0.52346 | 0.52619 | 0.52673 | 0.56057 | 0.56712 | 0.54693 | 0.53492 | 0.53001
AB_766S_DSS | 103 | 240 | AB | 0.002718 | 103 | 12411 | 0.33733 | 0.37343 | 0.35995 | 0.35375 | 0.35266 | 0.35229 | 0.3625 | 0.37051 | 0.37488 | 0.35193 | 0.3461 | 0.36031 | 0.3727 | 0.35302 | 0.36723 | 0.37051 | 0.35448 | 0.3512 | 0.37889 | 0.35776 | 0.35812 | 0.35849 | 0.35084 | 0.35375 | 0.36104 | 0.35193 | 0.35047 | 0.36177 | 0.37561 | 0.3614 | 0.34719 | 0.35703 | 0.3512 | 0.36796 | 0.35266 | 0.36395 | 0.35594 | 0.34719 | 0.35812 | 0.37925 | 0.35849 | 0.35485 | 0.37525 | 0.3461 | 0.37088 | 0.36286 | 0.35812 | 0.37889 | 0.34974 | 0.41119 | 0.38292 | 0.3885 | 0.39367 | 0.408 | 0.38969 | 0.39049 | 0.38611 | 0.41238 | 0.40721 | 0.38292 | 0.38173 | 0.3881 | 0.40203 | 0.4084 | 0.40959 | 0.41636 | 0.3873 | 0.39606 | 0.3885 | 0.40641 | 0.39885 | 0.39367 | 0.38093 | 0.39208 | 0.39327 | 0.39885 | 0.39288 | 0.37974 | 0.38014 | 0.37815 | 0.39367 | 0.41119 | 0.38531 | 0.39447 | 0.38133 | 0.38412 | 0.40243 | 0.39049 | 0.40283 | 0.41556 | 0.41079 | 0.40163 | 0.41795 | 0.39526 | 0.38929 | 0.38571 | 0.38014 | 0.39468 | 0.42018 | 0.40237 | 0.39953 | 0.41127 | 0.41046 | 0.40885 | 0.40885 | 0.39346 | 0.41694 | 0.41694 | 0.41208 | 0.3882 | 0.40723 | 0.42058 | 0.41694 | 0.39751 | 0.39306 | 0.42463 | 0.39913 | 0.41775 | 0.40804 | 0.38941 | 0.41249 | 0.39144 | 0.41856 | 0.39427 | 0.38456 | 0.4137 | 0.3882 | 0.39144 | 0.42463 | 0.3967 | 0.39792 | 0.39711 | 0.38699 | 0.4137 | 0.39346 | 0.40925 | 0.38456 | 0.39022 | 0.41168 | 0.40034 | 0.41694 | 0.41168 | 0.42099 | 0.42504 | 0.39832 | 0.43811 | 0.43347 | 0.44233 | 0.43811 | 0.40269 | 0.42082 | 0.43263 | 0.41745 | 0.4398 | 0.44022 | 0.40269 | 0.42377 | 0.44148 | 0.42377 | 0.43094 | 0.43221 | 0.43684 | 0.40859 | 0.43389 | 0.42166 | 0.41745 | 0.42588 | 0.42335 | 0.43263 | 0.41576 | 0.41239 | 0.44148 | 0.43347 | 0.42462 | 0.40353 | 0.42462 | 0.44022 | 0.41239 | 0.41956 | 0.41956 | 0.41829 | 0.40185 | 0.42757 | 0.401 | 0.40185 | 0.41197 | 0.43642 | 0.41365 | 0.42672 | 0.40311 | 0.43221 | 0.44106 | 0.43263 | 0.40913 | 0.41856 | 0.42841 | 0.41127 | 0.42584 | 0.41899 | 0.41684 | 0.43227 | 0.41813 | 0.43227 | 0.42156 | 0.43398 | 0.42841 | 0.44169 | 0.42455 | 0.41899 | 0.41384 | 0.40913 | 0.43269 | 0.40785 | 0.41213 | 0.43955 | 0.42156 | 0.44983 | 0.41127 | 0.43612 | 0.44383 | 0.41384 | 0.41813 | 0.42327 | 0.42927 | 0.44683 | 0.42455 | 0.44083 | 0.41941 | 0.43398 | 0.43826 | 0.40699 | 0.43227 | 0.4297 | 0.42584 | 0.44169 | 0.42284 | 0.4267 | 0.44212 | 0.42327 | 0.41941 | 0.42198 | 0.42627 | 0.41213 | 0.41085 | 0.42284 | 0.42627 | 0.42927 | 0.43869 | 0.44426 | 0.41984 | 0.43869 | 0.43227 | 0.43955 | 0.41513 | 0.42284 | 0.41299 | 0.44983 | 0.41427 | 0.43484 | 0.42713 | 0.43526 | 0.40742 | 0.43869 | 0.42455 | 0.44169 | 0.41213 | 0.41213 | 0.40699 | 0.43998 | 0.42884 | 0.44555 | 0.40699 | 0.42755 | 0.41342 | 0.42027 | 0.44897 | 0.44469 | 0.41856 | 0.42327 | 0.42498 | 0.41085 | 0.41299 | 0.41342 | 0.43998 | 0.44512 | 0.42927 | 0.41984 | 0.41599
AB_77S_DSS | 104 | 240 | AB | 0.003339 | 104 | 12411 | 0.4144 | 0.45874 | 0.44218 | 0.43458 | 0.43323 | 0.43279 | 0.44532 | 0.45516 | 0.46053 | 0.43234 | 0.42518 | 0.44263 | 0.45785 | 0.43368 | 0.45114 | 0.45516 | 0.43547 | 0.43144 | 0.46546 | 0.4395 | 0.43995 | 0.44039 | 0.431 | 0.43458 | 0.44353 | 0.43234 | 0.43055 | 0.44442 | 0.46143 | 0.44398 | 0.42652 | 0.4386 | 0.43144 | 0.45203 | 0.43323 | 0.44711 | 0.43726 | 0.42652 | 0.43995 | 0.46591 | 0.44039 | 0.43592 | 0.46098 | 0.42518 | 0.45561 | 0.44577 | 0.43995 | 0.46546 | 0.42965 | 0.50513 | 0.47041 | 0.47726 | 0.48362 | 0.50122 | 0.47873 | 0.4797 | 0.47433 | 0.5066 | 0.50024 | 0.47041 | 0.46895 | 0.47677 | 0.49389 | 0.50171 | 0.50318 | 0.51149 | 0.47579 | 0.48655 | 0.47726 | 0.49926 | 0.48997 | 0.48362 | 0.46797 | 0.48166 | 0.48313 | 0.48997 | 0.48264 | 0.4665 | 0.46699 | 0.46455 | 0.48362 | 0.50513 | 0.47335 | 0.48459 | 0.46846 | 0.47188 | 0.49437 | 0.4797 | 0.49486 | 0.51051 | 0.50464 | 0.4934 | 0.51345 | 0.48557 | 0.47824 | 0.47384 | 0.46699 | 0.48485 | 0.51618 | 0.4943 | 0.49082 | 0.50524 | 0.50425 | 0.50226 | 0.50226 | 0.48336 | 0.5122 | 0.5122 | 0.50624 | 0.4769 | 0.50027 | 0.51668 | 0.5122 | 0.48833 | 0.48286 | 0.52165 | 0.49032 | 0.5132 | 0.50126 | 0.47839 | 0.50673 | 0.48087 | 0.51419 | 0.48435 | 0.47242 | 0.50822 | 0.4769 | 0.48087 | 0.52165 | 0.48734 | 0.48883 | 0.48784 | 0.4754 | 0.50822 | 0.48336 | 0.50275 | 0.47242 | 0.47938 | 0.50574 | 0.49181 | 0.5122 | 0.50574 | 0.51718 | 0.52215 | 0.48933 | 0.53821 | 0.53251 | 0.54339 | 0.53821 | 0.49469 | 0.51697 | 0.53147 | 0.51282 | 0.54028 | 0.5408 | 0.49469 | 0.52059 | 0.54235 | 0.52059 | 0.5294 | 0.53095 | 0.53665 | 0.50195 | 0.53303 | 0.518 | 0.51282 | 0.52318 | 0.52008 | 0.53147 | 0.51075 | 0.50661 | 0.54235 | 0.53251 | 0.52163 | 0.49573 | 0.52163 | 0.5408 | 0.50661 | 0.51541 | 0.51541 | 0.51386 | 0.49366 | 0.52526 | 0.49262 | 0.49366 | 0.50609 | 0.53613 | 0.50816 | 0.52422 | 0.49521 | 0.53095 | 0.54183 | 0.53147 | 0.50261 | 0.51419 | 0.52629 | 0.50524 | 0.52313 | 0.51471 | 0.51208 | 0.53103 | 0.51366 | 0.53103 | 0.51787 | 0.53313 | 0.52629 | 0.54261 | 0.52156 | 0.51471 | 0.5084 | 0.50261 | 0.53156 | 0.50103 | 0.50629 | 0.53998 | 0.51787 | 0.55261 | 0.50524 | 0.53577 | 0.54524 | 0.5084 | 0.51366 | 0.51998 | 0.52734 | 0.54892 | 0.52156 | 0.54155 | 0.51524 | 0.53313 | 0.5384 | 0.49998 | 0.53103 | 0.52787 | 0.52313 | 0.54261 | 0.51945 | 0.52419 | 0.54313 | 0.51998 | 0.51524 | 0.5184 | 0.52366 | 0.50629 | 0.50471 | 0.51945 | 0.52366 | 0.52734 | 0.53892 | 0.54576 | 0.51577 | 0.53892 | 0.53103 | 0.53998 | 0.50998 | 0.51945 | 0.50735 | 0.55261 | 0.50892 | 0.53419 | 0.52471 | 0.53471 | 0.5005 | 0.53892 | 0.52156 | 0.54261 | 0.50629 | 0.50629 | 0.49998 | 0.5405 | 0.52682 | 0.54734 | 0.49998 | 0.52524 | 0.50787 | 0.51629 | 0.55155 | 0.54629 | 0.51419 | 0.51998 | 0.52208 | 0.50471 | 0.50735 | 0.50787 | 0.5405 | 0.54682 | 0.52734 | 0.51577 | 0.51103
AB_799S_DSS | 105 | 138 | AB | 0.001516 | 105 | 12411 | 0.18815 | 0.20828 | 0.20076 | 0.19731 | 0.1967 | 0.1965 | 0.20219 | 0.20666 | 0.2091 | 0.19629 | 0.19304 | 0.20097 | 0.20788 | 0.1969 | 0.20483 | 0.20666 | 0.19772 | 0.19589 | 0.21133 | 0.19955 | 0.19975 | 0.19995 | 0.19568 | 0.19731 | 0.20137 | 0.19629 | 0.19548 | 0.20178 | 0.2095 | 0.20158 | 0.19365 | 0.19914 | 0.19589 | 0.20523 | 0.1967 | 0.203 | 0.19853 | 0.19365 | 0.19975 | 0.21153 | 0.19995 | 0.19792 | 0.2093 | 0.19304 | 0.20686 | 0.20239 | 0.19975 | 0.21133 | 0.19507 | 0.22934 | 0.21358 | 0.21669 | 0.21958 | 0.22757 | 0.21736 | 0.2178 | 0.21536 | 0.23001 | 0.22712 | 0.21358 | 0.21292 | 0.21647 | 0.22424 | 0.22779 | 0.22846 | 0.23223 | 0.21602 | 0.22091 | 0.21669 | 0.22668 | 0.22246 | 0.21958 | 0.21247 | 0.21869 | 0.21935 | 0.22246 | 0.21913 | 0.21181 | 0.21203 | 0.21092 | 0.21958 | 0.22934 | 0.21491 | 0.22002 | 0.21269 | 0.21425 | 0.22446 | 0.2178 | 0.22468 | 0.23179 | 0.22912 | 0.22402 | 0.23312 | 0.22046 | 0.21713 | 0.21514 | 0.21203 | 0.22014 | 0.23436 | 0.22443 | 0.22285 | 0.22939 | 0.22894 | 0.22804 | 0.22804 | 0.21946 | 0.23255 | 0.23255 | 0.22984 | 0.21652 | 0.22714 | 0.23459 | 0.23255 | 0.22172 | 0.21923 | 0.23684 | 0.22262 | 0.23301 | 0.22759 | 0.2172 | 0.23007 | 0.21833 | 0.23346 | 0.21991 | 0.21449 | 0.23075 | 0.21652 | 0.21833 | 0.23684 | 0.22127 | 0.22194 | 0.22149 | 0.21585 | 0.23075 | 0.21946 | 0.22826 | 0.21449 | 0.21765 | 0.22962 | 0.2233 | 0.23255 | 0.22962 | 0.23481 | 0.23707 | 0.22217 | 0.24436 | 0.24177 | 0.24671 | 0.24436 | 0.2246 | 0.23472 | 0.2413 | 0.23284 | 0.2453 | 0.24554 | 0.2246 | 0.23636 | 0.24624 | 0.23636 | 0.24036 | 0.24107 | 0.24366 | 0.2279 | 0.24201 | 0.23519 | 0.23284 | 0.23754 | 0.23613 | 0.2413 | 0.2319 | 0.23001 | 0.24624 | 0.24177 | 0.23683 | 0.22508 | 0.23683 | 0.24554 | 0.23001 | 0.23401 | 0.23401 | 0.23331 | 0.22413 | 0.23848 | 0.22366 | 0.22413 | 0.22978 | 0.24342 | 0.23072 | 0.23801 | 0.22484 | 0.24107 | 0.24601 | 0.2413 | 0.2282 | 0.23346 | 0.23895 | 0.22939 | 0.23752 | 0.23369 | 0.2325 | 0.2411 | 0.23322 | 0.2411 | 0.23513 | 0.24206 | 0.23895 | 0.24636 | 0.2368 | 0.23369 | 0.23083 | 0.2282 | 0.24134 | 0.22748 | 0.22987 | 0.24516 | 0.23513 | 0.2509 | 0.22939 | 0.24325 | 0.24755 | 0.23083 | 0.23322 | 0.23608 | 0.23943 | 0.24923 | 0.2368 | 0.24588 | 0.23393 | 0.24206 | 0.24445 | 0.227 | 0.2411 | 0.23967 | 0.23752 | 0.24636 | 0.23585 | 0.238 | 0.2466 | 0.23608 | 0.23393 | 0.23537 | 0.23776 | 0.22987 | 0.22915 | 0.23585 | 0.23776 | 0.23943 | 0.24469 | 0.24779 | 0.23417 | 0.24469 | 0.2411 | 0.24516 | 0.23154 | 0.23585 | 0.23035 | 0.2509 | 0.23107 | 0.24254 | 0.23823 | 0.24277 | 0.22724 | 0.24469 | 0.2368 | 0.24636 | 0.22987 | 0.22987 | 0.227 | 0.2454 | 0.23919 | 0.24851 | 0.227 | 0.23847 | 0.23059 | 0.23441 | 0.25042 | 0.24803 | 0.23346 | 0.23608 | 0.23704 | 0.22915 | 0.23035 | 0.23059 | 0.2454 | 0.24827 | 0.23943 | 0.23417 | 0.23202
AB_801S_DSS | 106 | 240 | AB | 0.001501 | 106 | 12411 | 0.18629 | 0.20622 | 0.19878 | 0.19536 | 0.19475 | 0.19455 | 0.20019 | 0.20461 | 0.20703 | 0.19435 | 0.19113 | 0.19898 | 0.20582 | 0.19496 | 0.2028 | 0.20461 | 0.19576 | 0.19395 | 0.20924 | 0.19757 | 0.19777 | 0.19797 | 0.19375 | 0.19536 | 0.19938 | 0.19435 | 0.19355 | 0.19978 | 0.20743 | 0.19958 | 0.19174 | 0.19717 | 0.19395 | 0.2032 | 0.19475 | 0.20099 | 0.19656 | 0.19174 | 0.19777 | 0.20944 | 0.19797 | 0.19596 | 0.20723 | 0.19113 | 0.20481 | 0.20039 | 0.19777 | 0.20924 | 0.19314 | 0.22708 | 0.21147 | 0.21455 | 0.2174 | 0.22532 | 0.2152 | 0.21564 | 0.21323 | 0.22773 | 0.22488 | 0.21147 | 0.21081 | 0.21433 | 0.22202 | 0.22554 | 0.2262 | 0.22993 | 0.21389 | 0.21872 | 0.21455 | 0.22444 | 0.22026 | 0.2174 | 0.21037 | 0.21652 | 0.21718 | 0.22026 | 0.21696 | 0.20971 | 0.20993 | 0.20883 | 0.2174 | 0.22708 | 0.21279 | 0.21784 | 0.21059 | 0.21213 | 0.22224 | 0.21564 | 0.22246 | 0.22949 | 0.22686 | 0.2218 | 0.23081 | 0.21828 | 0.21499 | 0.21301 | 0.20993 | 0.21796 | 0.23204 | 0.22221 | 0.22064 | 0.22712 | 0.22668 | 0.22578 | 0.22578 | 0.21729 | 0.23025 | 0.23025 | 0.22757 | 0.21438 | 0.22489 | 0.23227 | 0.23025 | 0.21952 | 0.21706 | 0.2345 | 0.22042 | 0.2307 | 0.22534 | 0.21505 | 0.22779 | 0.21617 | 0.23115 | 0.21773 | 0.21237 | 0.22846 | 0.21438 | 0.21617 | 0.2345 | 0.21908 | 0.21975 | 0.2193 | 0.21371 | 0.22846 | 0.21729 | 0.22601 | 0.21237 | 0.2155 | 0.22735 | 0.22109 | 0.23025 | 0.22735 | 0.23249 | 0.23472 | 0.21997 | 0.24194 | 0.23938 | 0.24427 | 0.24194 | 0.22238 | 0.2324 | 0.23892 | 0.23053 | 0.24287 | 0.24311 | 0.22238 | 0.23403 | 0.24381 | 0.23403 | 0.23798 | 0.23868 | 0.24124 | 0.22564 | 0.23961 | 0.23286 | 0.23053 | 0.23519 | 0.23379 | 0.23892 | 0.2296 | 0.22774 | 0.24381 | 0.23938 | 0.23449 | 0.22285 | 0.23449 | 0.24311 | 0.22774 | 0.2317 | 0.2317 | 0.231 | 0.22192 | 0.23612 | 0.22145 | 0.22192 | 0.22751 | 0.24101 | 0.22844 | 0.23566 | 0.22262 | 0.23868 | 0.24357 | 0.23892 | 0.22594 | 0.23115 | 0.23659 | 0.22712 | 0.23517 | 0.23138 | 0.2302 | 0.23872 | 0.23091 | 0.23872 | 0.2328 | 0.23966 | 0.23659 | 0.24392 | 0.23446 | 0.23138 | 0.22854 | 0.22594 | 0.23895 | 0.22523 | 0.2276 | 0.24274 | 0.2328 | 0.24842 | 0.22712 | 0.24085 | 0.2451 | 0.22854 | 0.23091 | 0.23375 | 0.23706 | 0.24676 | 0.23446 | 0.24345 | 0.23162 | 0.23966 | 0.24203 | 0.22476 | 0.23872 | 0.2373 | 0.23517 | 0.24392 | 0.23351 | 0.23564 | 0.24416 | 0.23375 | 0.23162 | 0.23304 | 0.2354 | 0.2276 | 0.22689 | 0.23351 | 0.2354 | 0.23706 | 0.24227 | 0.24534 | 0.23186 | 0.24227 | 0.23872 | 0.24274 | 0.22925 | 0.23351 | 0.22807 | 0.24842 | 0.22878 | 0.24014 | 0.23588 | 0.24037 | 0.22499 | 0.24227 | 0.23446 | 0.24392 | 0.2276 | 0.2276 | 0.22476 | 0.24298 | 0.23682 | 0.24605 | 0.22476 | 0.23611 | 0.22831 | 0.23209 | 0.24794 | 0.24558 | 0.23115 | 0.23375 | 0.23469 | 0.22689 | 0.22807 | 0.22831 | 0.24298 | 0.24581 | 0.23706 | 0.23186 | 0.22973
AB_805S_DSS | 107 | 240 | AB | 0.011387 | 107 | 12411 | 1.4132 | 1.5645 | 1.508 | 1.482 | 1.4775 | 1.4759 | 1.5187 | 1.5522 | 1.5706 | 1.4744 | 1.45 | 1.5095 | 1.5614 | 1.479 | 1.5385 | 1.5522 | 1.4851 | 1.4714 | 1.5874 | 1.4988 | 1.5004 | 1.5019 | 1.4698 | 1.482 | 1.5126 | 1.4744 | 1.4683 | 1.5156 | 1.5736 | 1.5141 | 1.4546 | 1.4958 | 1.4714 | 1.5416 | 1.4775 | 1.5248 | 1.4912 | 1.4546 | 1.5004 | 1.5889 | 1.5019 | 1.4866 | 1.5721 | 1.45 | 1.5538 | 1.5202 | 1.5004 | 1.5874 | 1.4652 | 1.7227 | 1.6043 | 1.6276 | 1.6493 | 1.7093 | 1.6326 | 1.6359 | 1.6176 | 1.7277 | 1.706 | 1.6043 | 1.5993 | 1.6259 | 1.6843 | 1.711 | 1.716 | 1.7443 | 1.6226 | 1.6593 | 1.6276 | 1.7026 | 1.671 | 1.6493 | 1.5959 | 1.6426 | 1.6476 | 1.671 | 1.6459 | 1.5909 | 1.5926 | 1.5842 | 1.6493 | 1.7227 | 1.6143 | 1.6526 | 1.5976 | 1.6093 | 1.686 | 1.6359 | 1.6876 | 1.741 | 1.721 | 1.6826 | 1.751 | 1.656 | 1.6309 | 1.6159 | 1.5926 | 1.6535 | 1.7603 | 1.6857 | 1.6738 | 1.723 | 1.7196 | 1.7128 | 1.7128 | 1.6484 | 1.7468 | 1.7468 | 1.7264 | 1.6264 | 1.7061 | 1.762 | 1.7468 | 1.6654 | 1.6467 | 1.779 | 1.6721 | 1.7502 | 1.7095 | 1.6314 | 1.7281 | 1.6399 | 1.7535 | 1.6518 | 1.6111 | 1.7332 | 1.6264 | 1.6399 | 1.779 | 1.662 | 1.6671 | 1.6637 | 1.6213 | 1.7332 | 1.6484 | 1.7145 | 1.6111 | 1.6348 | 1.7247 | 1.6772 | 1.7468 | 1.7247 | 1.7637 | 1.7807 | 1.6688 | 1.8354 | 1.816 | 1.8531 | 1.8354 | 1.6871 | 1.763 | 1.8125 | 1.7489 | 1.8425 | 1.8443 | 1.6871 | 1.7754 | 1.8496 | 1.7754 | 1.8054 | 1.8107 | 1.8301 | 1.7118 | 1.8178 | 1.7666 | 1.7489 | 1.7842 | 1.7736 | 1.8125 | 1.7418 | 1.7277 | 1.8496 | 1.816 | 1.7789 | 1.6906 | 1.7789 | 1.8443 | 1.7277 | 1.7577 | 1.7577 | 1.7524 | 1.6835 | 1.7913 | 1.68 | 1.6835 | 1.7259 | 1.8284 | 1.733 | 1.7877 | 1.6888 | 1.8107 | 1.8478 | 1.8125 | 1.714 | 1.7535 | 1.7948 | 1.723 | 1.784 | 1.7553 | 1.7464 | 1.811 | 1.7517 | 1.811 | 1.7661 | 1.8181 | 1.7948 | 1.8505 | 1.7787 | 1.7553 | 1.7338 | 1.714 | 1.8128 | 1.7087 | 1.7266 | 1.8415 | 1.7661 | 1.8846 | 1.723 | 1.8271 | 1.8594 | 1.7338 | 1.7517 | 1.7733 | 1.7984 | 1.872 | 1.7787 | 1.8469 | 1.7571 | 1.8181 | 1.8361 | 1.7051 | 1.811 | 1.8002 | 1.784 | 1.8505 | 1.7715 | 1.7876 | 1.8522 | 1.7733 | 1.7571 | 1.7679 | 1.7858 | 1.7266 | 1.7212 | 1.7715 | 1.7858 | 1.7984 | 1.8379 | 1.8612 | 1.7589 | 1.8379 | 1.811 | 1.8415 | 1.7392 | 1.7715 | 1.7302 | 1.8846 | 1.7356 | 1.8217 | 1.7894 | 1.8235 | 1.7069 | 1.8379 | 1.7787 | 1.8505 | 1.7266 | 1.7266 | 1.7051 | 1.8433 | 1.7966 | 1.8666 | 1.7051 | 1.7912 | 1.732 | 1.7607 | 1.881 | 1.863 | 1.7535 | 1.7733 | 1.7805 | 1.7212 | 1.7302 | 1.732 | 1.8433 | 1.8648 | 1.7984 | 1.7589 | 1.7428
AB_807S_GSS | 108 | 240 | AB | 0.001501 | 108 | 12411 | 0.18629 | 0.20622 | 0.19878 | 0.19536 | 0.19475 | 0.19455 | 0.20019 | 0.20461 | 0.20703 | 0.19435 | 0.19113 | 0.19898 | 0.20582 | 0.19496 | 0.2028 | 0.20461 | 0.19576 | 0.19395 | 0.20924 | 0.19757 | 0.19777 | 0.19797 | 0.19375 | 0.19536 | 0.19938 | 0.19435 | 0.19355 | 0.19978 | 0.20743 | 0.19958 | 0.19174 | 0.19717 | 0.19395 | 0.2032 | 0.19475 | 0.20099 | 0.19656 | 0.19174 | 0.19777 | 0.20944 | 0.19797 | 0.19596 | 0.20723 | 0.19113 | 0.20481 | 0.20039 | 0.19777 | 0.20924 | 0.19314 | 0.22708 | 0.21147 | 0.21455 | 0.2174 | 0.22532 | 0.2152 | 0.21564 | 0.21323 | 0.22773 | 0.22488 | 0.21147 | 0.21081 | 0.21433 | 0.22202 | 0.22554 | 0.2262 | 0.22993 | 0.21389 | 0.21872 | 0.21455 | 0.22444 | 0.22026 | 0.2174 | 0.21037 | 0.21652 | 0.21718 | 0.22026 | 0.21696 | 0.20971 | 0.20993 | 0.20883 | 0.2174 | 0.22708 | 0.21279 | 0.21784 | 0.21059 | 0.21213 | 0.22224 | 0.21564 | 0.22246 | 0.22949 | 0.22686 | 0.2218 | 0.23081 | 0.21828 | 0.21499 | 0.21301 | 0.20993 | 0.21796 | 0.23204 | 0.22221 | 0.22064 | 0.22712 | 0.22668 | 0.22578 | 0.22578 | 0.21729 | 0.23025 | 0.23025 | 0.22757 | 0.21438 | 0.22489 | 0.23227 | 0.23025 | 0.21952 | 0.21706 | 0.2345 | 0.22042 | 0.2307 | 0.22534 | 0.21505 | 0.22779 | 0.21617 | 0.23115 | 0.21773 | 0.21237 | 0.22846 | 0.21438 | 0.21617 | 0.2345 | 0.21908 | 0.21975 | 0.2193 | 0.21371 | 0.22846 | 0.21729 | 0.22601 | 0.21237 | 0.2155 | 0.22735 | 0.22109 | 0.23025 | 0.22735 | 0.23249 | 0.23472 | 0.21997 | 0.24194 | 0.23938 | 0.24427 | 0.24194 | 0.22238 | 0.2324 | 0.23892 | 0.23053 | 0.24287 | 0.24311 | 0.22238 | 0.23403 | 0.24381 | 0.23403 | 0.23798 | 0.23868 | 0.24124 | 0.22564 | 0.23961 | 0.23286 | 0.23053 | 0.23519 | 0.23379 | 0.23892 | 0.2296 | 0.22774 | 0.24381 | 0.23938 | 0.23449 | 0.22285 | 0.23449 | 0.24311 | 0.22774 | 0.2317 | 0.2317 | 0.231 | 0.22192 | 0.23612 | 0.22145 | 0.22192 | 0.22751 | 0.24101 | 0.22844 | 0.23566 | 0.22262 | 0.23868 | 0.24357 | 0.23892 | 0.22594 | 0.23115 | 0.23659 | 0.22712 | 0.23517 | 0.23138 | 0.2302 | 0.23872 | 0.23091 | 0.23872 | 0.2328 | 0.23966 | 0.23659 | 0.24392 | 0.23446 | 0.23138 | 0.22854 | 0.22594 | 0.23895 | 0.22523 | 0.2276 | 0.24274 | 0.2328 | 0.24842 | 0.22712 | 0.24085 | 0.2451 | 0.22854 | 0.23091 | 0.23375 | 0.23706 | 0.24676 | 0.23446 | 0.24345 | 0.23162 | 0.23966 | 0.24203 | 0.22476 | 0.23872 | 0.2373 | 0.23517 | 0.24392 | 0.23351 | 0.23564 | 0.24416 | 0.23375 | 0.23162 | 0.23304 | 0.2354 | 0.2276 | 0.22689 | 0.23351 | 0.2354 | 0.23706 | 0.24227 | 0.24534 | 0.23186 | 0.24227 | 0.23872 | 0.24274 | 0.22925 | 0.23351 | 0.22807 | 0.24842 | 0.22878 | 0.24014 | 0.23588 | 0.24037 | 0.22499 | 0.24227 | 0.23446 | 0.24392 | 0.2276 | 0.2276 | 0.22476 | 0.24298 | 0.23682 | 0.24605 | 0.22476 | 0.23611 | 0.22831 | 0.23209 | 0.24794 | 0.24558 | 0.23115 | 0.23375 | 0.23469 | 0.22689 | 0.22807 | 0.22831 | 0.24298 | 0.24581 | 0.23706 | 0.23186 | 0.22973
AB_809S_DSS | 109 | 240 | AB | 0.003219 | 109 | 12411 | 0.39951 | 0.44226 | 0.42629 | 0.41896 | 0.41766 | 0.41723 | 0.42931 | 0.43881 | 0.44398 | 0.4168 | 0.4099 | 0.42672 | 0.44139 | 0.4181 | 0.43492 | 0.43881 | 0.41982 | 0.41594 | 0.44873 | 0.4237 | 0.42414 | 0.42457 | 0.41551 | 0.41896 | 0.42759 | 0.4168 | 0.41508 | 0.42845 | 0.44485 | 0.42802 | 0.41119 | 0.42284 | 0.41594 | 0.43579 | 0.41766 | 0.43104 | 0.42155 | 0.41119 | 0.42414 | 0.44916 | 0.42457 | 0.42025 | 0.44442 | 0.4099 | 0.43924 | 0.42975 | 0.42414 | 0.44873 | 0.41421 | 0.48698 | 0.45351 | 0.46011 | 0.46624 | 0.48321 | 0.46152 | 0.46246 | 0.45728 | 0.48839 | 0.48226 | 0.45351 | 0.45209 | 0.45964 | 0.47614 | 0.48368 | 0.48509 | 0.49311 | 0.45869 | 0.46906 | 0.46011 | 0.48132 | 0.47236 | 0.46624 | 0.45115 | 0.46435 | 0.46576 | 0.47236 | 0.46529 | 0.44974 | 0.45021 | 0.44785 | 0.46624 | 0.48698 | 0.45634 | 0.46718 | 0.45162 | 0.45492 | 0.47661 | 0.46246 | 0.47708 | 0.49216 | 0.48651 | 0.47566 | 0.49499 | 0.46812 | 0.46105 | 0.45681 | 0.45021 | 0.46743 | 0.49763 | 0.47654 | 0.47318 | 0.48708 | 0.48612 | 0.48421 | 0.48421 | 0.46599 | 0.49379 | 0.49379 | 0.48804 | 0.45976 | 0.48229 | 0.49811 | 0.49379 | 0.47078 | 0.46551 | 0.5029 | 0.4727 | 0.49475 | 0.48325 | 0.46119 | 0.48852 | 0.46359 | 0.49571 | 0.46695 | 0.45544 | 0.48996 | 0.45976 | 0.46359 | 0.5029 | 0.46982 | 0.47126 | 0.4703 | 0.45832 | 0.48996 | 0.46599 | 0.48469 | 0.45544 | 0.46215 | 0.48756 | 0.47414 | 0.49379 | 0.48756 | 0.49859 | 0.50338 | 0.47174 | 0.51886 | 0.51337 | 0.52386 | 0.51886 | 0.47692 | 0.49839 | 0.51237 | 0.49439 | 0.52086 | 0.52136 | 0.47692 | 0.50188 | 0.52286 | 0.50188 | 0.51037 | 0.51187 | 0.51737 | 0.48391 | 0.51387 | 0.49939 | 0.49439 | 0.50438 | 0.50139 | 0.51237 | 0.4924 | 0.4884 | 0.52286 | 0.51337 | 0.50288 | 0.47791 | 0.50288 | 0.52136 | 0.4884 | 0.49689 | 0.49689 | 0.49539 | 0.47592 | 0.50638 | 0.47492 | 0.47592 | 0.4879 | 0.51687 | 0.4899 | 0.50538 | 0.47741 | 0.51187 | 0.52236 | 0.51237 | 0.48455 | 0.49571 | 0.50738 | 0.48708 | 0.50433 | 0.49622 | 0.49368 | 0.51194 | 0.4952 | 0.51194 | 0.49926 | 0.51397 | 0.50738 | 0.52311 | 0.50281 | 0.49622 | 0.49013 | 0.48455 | 0.51245 | 0.48302 | 0.4881 | 0.52057 | 0.49926 | 0.53275 | 0.48708 | 0.51651 | 0.52564 | 0.49013 | 0.4952 | 0.50129 | 0.50839 | 0.5292 | 0.50281 | 0.52209 | 0.49672 | 0.51397 | 0.51905 | 0.48201 | 0.51194 | 0.5089 | 0.50433 | 0.52311 | 0.50078 | 0.50535 | 0.52361 | 0.50129 | 0.49672 | 0.49977 | 0.50484 | 0.4881 | 0.48658 | 0.50078 | 0.50484 | 0.50839 | 0.51955 | 0.52615 | 0.49723 | 0.51955 | 0.51194 | 0.52057 | 0.49165 | 0.50078 | 0.48911 | 0.53275 | 0.49063 | 0.51499 | 0.50586 | 0.5155 | 0.48252 | 0.51955 | 0.50281 | 0.52311 | 0.4881 | 0.4881 | 0.48201 | 0.52108 | 0.50789 | 0.52767 | 0.48201 | 0.50636 | 0.48962 | 0.49774 | 0.53173 | 0.52666 | 0.49571 | 0.50129 | 0.50332 | 0.48658 | 0.48911 | 0.48962 | 0.52108 | 0.52717 | 0.50839 | 0.49723 | 0.49266
AB_813S_DSS | 110 | 240 | AB | 0.001734 | 110 | 12411 | 0.21521 | 0.23823 | 0.22963 | 0.22568 | 0.22499 | 0.22475 | 0.23126 | 0.23637 | 0.23916 | 0.22452 | 0.2208 | 0.22987 | 0.23777 | 0.22522 | 0.23428 | 0.23637 | 0.22615 | 0.22406 | 0.24172 | 0.22824 | 0.22847 | 0.2287 | 0.22382 | 0.22568 | 0.23033 | 0.22452 | 0.22359 | 0.2308 | 0.23963 | 0.23056 | 0.2215 | 0.22777 | 0.22406 | 0.23475 | 0.22499 | 0.23219 | 0.22708 | 0.2215 | 0.22847 | 0.24195 | 0.2287 | 0.22638 | 0.2394 | 0.2208 | 0.23661 | 0.23149 | 0.22847 | 0.24172 | 0.22313 | 0.26232 | 0.24429 | 0.24785 | 0.25115 | 0.26029 | 0.24861 | 0.24912 | 0.24633 | 0.26309 | 0.25978 | 0.24429 | 0.24353 | 0.2476 | 0.25648 | 0.26055 | 0.26131 | 0.26563 | 0.24709 | 0.25267 | 0.24785 | 0.25928 | 0.25445 | 0.25115 | 0.24302 | 0.25013 | 0.2509 | 0.25445 | 0.25064 | 0.24226 | 0.24252 | 0.24125 | 0.25115 | 0.26232 | 0.24582 | 0.25166 | 0.24328 | 0.24506 | 0.25674 | 0.24912 | 0.25699 | 0.26512 | 0.26207 | 0.25623 | 0.26664 | 0.25217 | 0.24836 | 0.24607 | 0.24252 | 0.25179 | 0.26806 | 0.2567 | 0.25489 | 0.26238 | 0.26186 | 0.26083 | 0.26083 | 0.25102 | 0.266 | 0.266 | 0.2629 | 0.24766 | 0.2598 | 0.26832 | 0.266 | 0.2536 | 0.25076 | 0.2709 | 0.25463 | 0.26651 | 0.26031 | 0.24843 | 0.26315 | 0.24973 | 0.26703 | 0.25153 | 0.24534 | 0.26393 | 0.24766 | 0.24973 | 0.2709 | 0.25308 | 0.25386 | 0.25334 | 0.24689 | 0.26393 | 0.25102 | 0.26109 | 0.24534 | 0.24895 | 0.26264 | 0.25541 | 0.266 | 0.26264 | 0.26858 | 0.27116 | 0.25412 | 0.2795 | 0.27654 | 0.28219 | 0.2795 | 0.2569 | 0.26847 | 0.276 | 0.26632 | 0.28058 | 0.28084 | 0.2569 | 0.27035 | 0.28165 | 0.27035 | 0.27493 | 0.27573 | 0.27869 | 0.26067 | 0.27681 | 0.26901 | 0.26632 | 0.2717 | 0.27008 | 0.276 | 0.26524 | 0.26309 | 0.28165 | 0.27654 | 0.27089 | 0.25744 | 0.27089 | 0.28084 | 0.26309 | 0.26766 | 0.26766 | 0.26686 | 0.25637 | 0.27277 | 0.25583 | 0.25637 | 0.26282 | 0.27842 | 0.2639 | 0.27224 | 0.25717 | 0.27573 | 0.28138 | 0.276 | 0.26101 | 0.26703 | 0.27331 | 0.26238 | 0.27167 | 0.2673 | 0.26593 | 0.27577 | 0.26675 | 0.27577 | 0.26894 | 0.27687 | 0.27331 | 0.28179 | 0.27085 | 0.2673 | 0.26402 | 0.26101 | 0.27605 | 0.26019 | 0.26293 | 0.28042 | 0.26894 | 0.28698 | 0.26238 | 0.27823 | 0.28315 | 0.26402 | 0.26675 | 0.27003 | 0.27386 | 0.28506 | 0.27085 | 0.28124 | 0.26757 | 0.27687 | 0.2796 | 0.25965 | 0.27577 | 0.27413 | 0.27167 | 0.28179 | 0.26976 | 0.27222 | 0.28206 | 0.27003 | 0.26757 | 0.26921 | 0.27195 | 0.26293 | 0.26211 | 0.26976 | 0.27195 | 0.27386 | 0.27987 | 0.28343 | 0.26785 | 0.27987 | 0.27577 | 0.28042 | 0.26484 | 0.26976 | 0.26347 | 0.28698 | 0.26429 | 0.27741 | 0.27249 | 0.27769 | 0.25992 | 0.27987 | 0.27085 | 0.28179 | 0.26293 | 0.26293 | 0.25965 | 0.28069 | 0.27359 | 0.28425 | 0.25965 | 0.27277 | 0.26375 | 0.26812 | 0.28643 | 0.2837 | 0.26703 | 0.27003 | 0.27113 | 0.26211 | 0.26347 | 0.26375 | 0.28069 | 0.28397 | 0.27386 | 0.26785 | 0.26539
AB_814S_DSS | 111 | 240 | AB | 0.011387 | 111 | 12411 | 1.4132 | 1.5645 | 1.508 | 1.482 | 1.4775 | 1.4759 | 1.5187 | 1.5522 | 1.5706 | 1.4744 | 1.45 | 1.5095 | 1.5614 | 1.479 | 1.5385 | 1.5522 | 1.4851 | 1.4714 | 1.5874 | 1.4988 | 1.5004 | 1.5019 | 1.4698 | 1.482 | 1.5126 | 1.4744 | 1.4683 | 1.5156 | 1.5736 | 1.5141 | 1.4546 | 1.4958 | 1.4714 | 1.5416 | 1.4775 | 1.5248 | 1.4912 | 1.4546 | 1.5004 | 1.5889 | 1.5019 | 1.4866 | 1.5721 | 1.45 | 1.5538 | 1.5202 | 1.5004 | 1.5874 | 1.4652 | 1.7227 | 1.6043 | 1.6276 | 1.6493 | 1.7093 | 1.6326 | 1.6359 | 1.6176 | 1.7277 | 1.706 | 1.6043 | 1.5993 | 1.6259 | 1.6843 | 1.711 | 1.716 | 1.7443 | 1.6226 | 1.6593 | 1.6276 | 1.7026 | 1.671 | 1.6493 | 1.5959 | 1.6426 | 1.6476 | 1.671 | 1.6459 | 1.5909 | 1.5926 | 1.5842 | 1.6493 | 1.7227 | 1.6143 | 1.6526 | 1.5976 | 1.6093 | 1.686 | 1.6359 | 1.6876 | 1.741 | 1.721 | 1.6826 | 1.751 | 1.656 | 1.6309 | 1.6159 | 1.5926 | 1.6535 | 1.7603 | 1.6857 | 1.6738 | 1.723 | 1.7196 | 1.7128 | 1.7128 | 1.6484 | 1.7468 | 1.7468 | 1.7264 | 1.6264 | 1.7061 | 1.762 | 1.7468 | 1.6654 | 1.6467 | 1.779 | 1.6721 | 1.7502 | 1.7095 | 1.6314 | 1.7281 | 1.6399 | 1.7535 | 1.6518 | 1.6111 | 1.7332 | 1.6264 | 1.6399 | 1.779 | 1.662 | 1.6671 | 1.6637 | 1.6213 | 1.7332 | 1.6484 | 1.7145 | 1.6111 | 1.6348 | 1.7247 | 1.6772 | 1.7468 | 1.7247 | 1.7637 | 1.7807 | 1.6688 | 1.8354 | 1.816 | 1.8531 | 1.8354 | 1.6871 | 1.763 | 1.8125 | 1.7489 | 1.8425 | 1.8443 | 1.6871 | 1.7754 | 1.8496 | 1.7754 | 1.8054 | 1.8107 | 1.8301 | 1.7118 | 1.8178 | 1.7666 | 1.7489 | 1.7842 | 1.7736 | 1.8125 | 1.7418 | 1.7277 | 1.8496 | 1.816 | 1.7789 | 1.6906 | 1.7789 | 1.8443 | 1.7277 | 1.7577 | 1.7577 | 1.7524 | 1.6835 | 1.7913 | 1.68 | 1.6835 | 1.7259 | 1.8284 | 1.733 | 1.7877 | 1.6888 | 1.8107 | 1.8478 | 1.8125 | 1.714 | 1.7535 | 1.7948 | 1.723 | 1.784 | 1.7553 | 1.7464 | 1.811 | 1.7517 | 1.811 | 1.7661 | 1.8181 | 1.7948 | 1.8505 | 1.7787 | 1.7553 | 1.7338 | 1.714 | 1.8128 | 1.7087 | 1.7266 | 1.8415 | 1.7661 | 1.8846 | 1.723 | 1.8271 | 1.8594 | 1.7338 | 1.7517 | 1.7733 | 1.7984 | 1.872 | 1.7787 | 1.8469 | 1.7571 | 1.8181 | 1.8361 | 1.7051 | 1.811 | 1.8002 | 1.784 | 1.8505 | 1.7715 | 1.7876 | 1.8522 | 1.7733 | 1.7571 | 1.7679 | 1.7858 | 1.7266 | 1.7212 | 1.7715 | 1.7858 | 1.7984 | 1.8379 | 1.8612 | 1.7589 | 1.8379 | 1.811 | 1.8415 | 1.7392 | 1.7715 | 1.7302 | 1.8846 | 1.7356 | 1.8217 | 1.7894 | 1.8235 | 1.7069 | 1.8379 | 1.7787 | 1.8505 | 1.7266 | 1.7266 | 1.7051 | 1.8433 | 1.7966 | 1.8666 | 1.7051 | 1.7912 | 1.732 | 1.7607 | 1.881 | 1.863 | 1.7535 | 1.7733 | 1.7805 | 1.7212 | 1.7302 | 1.732 | 1.8433 | 1.8648 | 1.7984 | 1.7589 | 1.7428
AB_816S_DSS | 112 | 240 | AB | 0.011387 | 112 | 12411 | 1.4132 | 1.5645 | 1.508 | 1.482 | 1.4775 | 1.4759 | 1.5187 | 1.5522 | 1.5706 | 1.4744 | 1.45 | 1.5095 | 1.5614 | 1.479 | 1.5385 | 1.5522 | 1.4851 | 1.4714 | 1.5874 | 1.4988 | 1.5004 | 1.5019 | 1.4698 | 1.482 | 1.5126 | 1.4744 | 1.4683 | 1.5156 | 1.5736 | 1.5141 | 1.4546 | 1.4958 | 1.4714 | 1.5416 | 1.4775 | 1.5248 | 1.4912 | 1.4546 | 1.5004 | 1.5889 | 1.5019 | 1.4866 | 1.5721 | 1.45 | 1.5538 | 1.5202 | 1.5004 | 1.5874 | 1.4652 | 1.7227 | 1.6043 | 1.6276 | 1.6493 | 1.7093 | 1.6326 | 1.6359 | 1.6176 | 1.7277 | 1.706 | 1.6043 | 1.5993 | 1.6259 | 1.6843 | 1.711 | 1.716 | 1.7443 | 1.6226 | 1.6593 | 1.6276 | 1.7026 | 1.671 | 1.6493 | 1.5959 | 1.6426 | 1.6476 | 1.671 | 1.6459 | 1.5909 | 1.5926 | 1.5842 | 1.6493 | 1.7227 | 1.6143 | 1.6526 | 1.5976 | 1.6093 | 1.686 | 1.6359 | 1.6876 | 1.741 | 1.721 | 1.6826 | 1.751 | 1.656 | 1.6309 | 1.6159 | 1.5926 | 1.6535 | 1.7603 | 1.6857 | 1.6738 | 1.723 | 1.7196 | 1.7128 | 1.7128 | 1.6484 | 1.7468 | 1.7468 | 1.7264 | 1.6264 | 1.7061 | 1.762 | 1.7468 | 1.6654 | 1.6467 | 1.779 | 1.6721 | 1.7502 | 1.7095 | 1.6314 | 1.7281 | 1.6399 | 1.7535 | 1.6518 | 1.6111 | 1.7332 | 1.6264 | 1.6399 | 1.779 | 1.662 | 1.6671 | 1.6637 | 1.6213 | 1.7332 | 1.6484 | 1.7145 | 1.6111 | 1.6348 | 1.7247 | 1.6772 | 1.7468 | 1.7247 | 1.7637 | 1.7807 | 1.6688 | 1.8354 | 1.816 | 1.8531 | 1.8354 | 1.6871 | 1.763 | 1.8125 | 1.7489 | 1.8425 | 1.8443 | 1.6871 | 1.7754 | 1.8496 | 1.7754 | 1.8054 | 1.8107 | 1.8301 | 1.7118 | 1.8178 | 1.7666 | 1.7489 | 1.7842 | 1.7736 | 1.8125 | 1.7418 | 1.7277 | 1.8496 | 1.816 | 1.7789 | 1.6906 | 1.7789 | 1.8443 | 1.7277 | 1.7577 | 1.7577 | 1.7524 | 1.6835 | 1.7913 | 1.68 | 1.6835 | 1.7259 | 1.8284 | 1.733 | 1.7877 | 1.6888 | 1.8107 | 1.8478 | 1.8125 | 1.714 | 1.7535 | 1.7948 | 1.723 | 1.784 | 1.7553 | 1.7464 | 1.811 | 1.7517 | 1.811 | 1.7661 | 1.8181 | 1.7948 | 1.8505 | 1.7787 | 1.7553 | 1.7338 | 1.714 | 1.8128 | 1.7087 | 1.7266 | 1.8415 | 1.7661 | 1.8846 | 1.723 | 1.8271 | 1.8594 | 1.7338 | 1.7517 | 1.7733 | 1.7984 | 1.872 | 1.7787 | 1.8469 | 1.7571 | 1.8181 | 1.8361 | 1.7051 | 1.811 | 1.8002 | 1.784 | 1.8505 | 1.7715 | 1.7876 | 1.8522 | 1.7733 | 1.7571 | 1.7679 | 1.7858 | 1.7266 | 1.7212 | 1.7715 | 1.7858 | 1.7984 | 1.8379 | 1.8612 | 1.7589 | 1.8379 | 1.811 | 1.8415 | 1.7392 | 1.7715 | 1.7302 | 1.8846 | 1.7356 | 1.8217 | 1.7894 | 1.8235 | 1.7069 | 1.8379 | 1.7787 | 1.8505 | 1.7266 | 1.7266 | 1.7051 | 1.8433 | 1.7966 | 1.8666 | 1.7051 | 1.7912 | 1.732 | 1.7607 | 1.881 | 1.863 | 1.7535 | 1.7733 | 1.7805 | 1.7212 | 1.7302 | 1.732 | 1.8433 | 1.8648 | 1.7984 | 1.7589 | 1.7428
AB_825S_DSS | 113 | 240 | AB | 0.003328 | 113 | 12411 | 0.41304 | 0.45723 | 0.44073 | 0.43314 | 0.43181 | 0.43136 | 0.44385 | 0.45366 | 0.45902 | 0.43091 | 0.42378 | 0.44117 | 0.45634 | 0.43225 | 0.44965 | 0.45366 | 0.43404 | 0.43002 | 0.46392 | 0.43805 | 0.4385 | 0.43894 | 0.42958 | 0.43314 | 0.44207 | 0.43091 | 0.42913 | 0.44296 | 0.45991 | 0.44251 | 0.42512 | 0.43716 | 0.43002 | 0.45054 | 0.43181 | 0.44564 | 0.43582 | 0.42512 | 0.4385 | 0.46437 | 0.43894 | 0.43448 | 0.45946 | 0.42378 | 0.45411 | 0.4443 | 0.4385 | 0.46392 | 0.42824 | 0.50347 | 0.46886 | 0.47569 | 0.48202 | 0.49957 | 0.47715 | 0.47812 | 0.47276 | 0.50493 | 0.49859 | 0.46886 | 0.4674 | 0.4752 | 0.49226 | 0.50006 | 0.50152 | 0.5098 | 0.47423 | 0.48495 | 0.47569 | 0.49762 | 0.48836 | 0.48202 | 0.46643 | 0.48007 | 0.48154 | 0.48836 | 0.48105 | 0.46497 | 0.46545 | 0.46302 | 0.48202 | 0.50347 | 0.47179 | 0.483 | 0.46691 | 0.47033 | 0.49275 | 0.47812 | 0.49323 | 0.50883 | 0.50298 | 0.49177 | 0.51175 | 0.48397 | 0.47666 | 0.47228 | 0.46545 | 0.48325 | 0.51448 | 0.49267 | 0.4892 | 0.50358 | 0.50258 | 0.5006 | 0.5006 | 0.48177 | 0.51052 | 0.51052 | 0.50457 | 0.47532 | 0.49862 | 0.51498 | 0.51052 | 0.48672 | 0.48127 | 0.51993 | 0.48871 | 0.51151 | 0.49961 | 0.47681 | 0.50506 | 0.47929 | 0.5125 | 0.48276 | 0.47086 | 0.50655 | 0.47532 | 0.47929 | 0.51993 | 0.48573 | 0.48722 | 0.48623 | 0.47384 | 0.50655 | 0.48177 | 0.5011 | 0.47086 | 0.4778 | 0.50407 | 0.49019 | 0.51052 | 0.50407 | 0.51547 | 0.52043 | 0.48772 | 0.53643 | 0.53075 | 0.5416 | 0.53643 | 0.49306 | 0.51527 | 0.52972 | 0.51113 | 0.5385 | 0.53901 | 0.49306 | 0.51888 | 0.54056 | 0.51888 | 0.52766 | 0.52921 | 0.53488 | 0.50029 | 0.53127 | 0.5163 | 0.51113 | 0.52146 | 0.51836 | 0.52972 | 0.50907 | 0.50494 | 0.54056 | 0.53075 | 0.51991 | 0.4941 | 0.51991 | 0.53901 | 0.50494 | 0.51372 | 0.51372 | 0.51217 | 0.49203 | 0.52353 | 0.491 | 0.49203 | 0.50442 | 0.53437 | 0.50649 | 0.52249 | 0.49358 | 0.52921 | 0.54005 | 0.52972 | 0.50095 | 0.51249 | 0.52456 | 0.50358 | 0.52141 | 0.51302 | 0.5104 | 0.52928 | 0.51197 | 0.52928 | 0.51617 | 0.53138 | 0.52456 | 0.54082 | 0.51984 | 0.51302 | 0.50672 | 0.50095 | 0.5298 | 0.49938 | 0.50463 | 0.5382 | 0.51617 | 0.55079 | 0.50358 | 0.534 | 0.54344 | 0.50672 | 0.51197 | 0.51826 | 0.52561 | 0.54711 | 0.51984 | 0.53977 | 0.51354 | 0.53138 | 0.53662 | 0.49833 | 0.52928 | 0.52613 | 0.52141 | 0.54082 | 0.51774 | 0.52246 | 0.54134 | 0.51826 | 0.51354 | 0.51669 | 0.52194 | 0.50463 | 0.50305 | 0.51774 | 0.52194 | 0.52561 | 0.53715 | 0.54397 | 0.51407 | 0.53715 | 0.52928 | 0.5382 | 0.5083 | 0.51774 | 0.50567 | 0.55079 | 0.50725 | 0.53243 | 0.52298 | 0.53295 | 0.49886 | 0.53715 | 0.51984 | 0.54082 | 0.50463 | 0.50463 | 0.49833 | 0.53872 | 0.52508 | 0.54554 | 0.49833 | 0.52351 | 0.5062 | 0.51459 | 0.54974 | 0.54449 | 0.51249 | 0.51826 | 0.52036 | 0.50305 | 0.50567 | 0.5062 | 0.53872 | 0.54502 | 0.52561 | 0.51407 | 0.50935
AB_826S_DSS | 114 | 240 | AB | 0.003328 | 114 | 12411 | 0.41304 | 0.45723 | 0.44073 | 0.43314 | 0.43181 | 0.43136 | 0.44385 | 0.45366 | 0.45902 | 0.43091 | 0.42378 | 0.44117 | 0.45634 | 0.43225 | 0.44965 | 0.45366 | 0.43404 | 0.43002 | 0.46392 | 0.43805 | 0.4385 | 0.43894 | 0.42958 | 0.43314 | 0.44207 | 0.43091 | 0.42913 | 0.44296 | 0.45991 | 0.44251 | 0.42512 | 0.43716 | 0.43002 | 0.45054 | 0.43181 | 0.44564 | 0.43582 | 0.42512 | 0.4385 | 0.46437 | 0.43894 | 0.43448 | 0.45946 | 0.42378 | 0.45411 | 0.4443 | 0.4385 | 0.46392 | 0.42824 | 0.50347 | 0.46886 | 0.47569 | 0.48202 | 0.49957 | 0.47715 | 0.47812 | 0.47276 | 0.50493 | 0.49859 | 0.46886 | 0.4674 | 0.4752 | 0.49226 | 0.50006 | 0.50152 | 0.5098 | 0.47423 | 0.48495 | 0.47569 | 0.49762 | 0.48836 | 0.48202 | 0.46643 | 0.48007 | 0.48154 | 0.48836 | 0.48105 | 0.46497 | 0.46545 | 0.46302 | 0.48202 | 0.50347 | 0.47179 | 0.483 | 0.46691 | 0.47033 | 0.49275 | 0.47812 | 0.49323 | 0.50883 | 0.50298 | 0.49177 | 0.51175 | 0.48397 | 0.47666 | 0.47228 | 0.46545 | 0.48325 | 0.51448 | 0.49267 | 0.4892 | 0.50358 | 0.50258 | 0.5006 | 0.5006 | 0.48177 | 0.51052 | 0.51052 | 0.50457 | 0.47532 | 0.49862 | 0.51498 | 0.51052 | 0.48672 | 0.48127 | 0.51993 | 0.48871 | 0.51151 | 0.49961 | 0.47681 | 0.50506 | 0.47929 | 0.5125 | 0.48276 | 0.47086 | 0.50655 | 0.47532 | 0.47929 | 0.51993 | 0.48573 | 0.48722 | 0.48623 | 0.47384 | 0.50655 | 0.48177 | 0.5011 | 0.47086 | 0.4778 | 0.50407 | 0.49019 | 0.51052 | 0.50407 | 0.51547 | 0.52043 | 0.48772 | 0.53643 | 0.53075 | 0.5416 | 0.53643 | 0.49306 | 0.51527 | 0.52972 | 0.51113 | 0.5385 | 0.53901 | 0.49306 | 0.51888 | 0.54056 | 0.51888 | 0.52766 | 0.52921 | 0.53488 | 0.50029 | 0.53127 | 0.5163 | 0.51113 | 0.52146 | 0.51836 | 0.52972 | 0.50907 | 0.50494 | 0.54056 | 0.53075 | 0.51991 | 0.4941 | 0.51991 | 0.53901 | 0.50494 | 0.51372 | 0.51372 | 0.51217 | 0.49203 | 0.52353 | 0.491 | 0.49203 | 0.50442 | 0.53437 | 0.50649 | 0.52249 | 0.49358 | 0.52921 | 0.54005 | 0.52972 | 0.50095 | 0.51249 | 0.52456 | 0.50358 | 0.52141 | 0.51302 | 0.5104 | 0.52928 | 0.51197 | 0.52928 | 0.51617 | 0.53138 | 0.52456 | 0.54082 | 0.51984 | 0.51302 | 0.50672 | 0.50095 | 0.5298 | 0.49938 | 0.50463 | 0.5382 | 0.51617 | 0.55079 | 0.50358 | 0.534 | 0.54344 | 0.50672 | 0.51197 | 0.51826 | 0.52561 | 0.54711 | 0.51984 | 0.53977 | 0.51354 | 0.53138 | 0.53662 | 0.49833 | 0.52928 | 0.52613 | 0.52141 | 0.54082 | 0.51774 | 0.52246 | 0.54134 | 0.51826 | 0.51354 | 0.51669 | 0.52194 | 0.50463 | 0.50305 | 0.51774 | 0.52194 | 0.52561 | 0.53715 | 0.54397 | 0.51407 | 0.53715 | 0.52928 | 0.5382 | 0.5083 | 0.51774 | 0.50567 | 0.55079 | 0.50725 | 0.53243 | 0.52298 | 0.53295 | 0.49886 | 0.53715 | 0.51984 | 0.54082 | 0.50463 | 0.50463 | 0.49833 | 0.53872 | 0.52508 | 0.54554 | 0.49833 | 0.52351 | 0.5062 | 0.51459 | 0.54974 | 0.54449 | 0.51249 | 0.51826 | 0.52036 | 0.50305 | 0.50567 | 0.5062 | 0.53872 | 0.54502 | 0.52561 | 0.51407 | 0.50935
AB_834S_DSS | 115 | 240 | AB | 0.003219 | 115 | 12411 | 0.39951 | 0.44226 | 0.42629 | 0.41896 | 0.41766 | 0.41723 | 0.42931 | 0.43881 | 0.44398 | 0.4168 | 0.4099 | 0.42672 | 0.44139 | 0.4181 | 0.43492 | 0.43881 | 0.41982 | 0.41594 | 0.44873 | 0.4237 | 0.42414 | 0.42457 | 0.41551 | 0.41896 | 0.42759 | 0.4168 | 0.41508 | 0.42845 | 0.44485 | 0.42802 | 0.41119 | 0.42284 | 0.41594 | 0.43579 | 0.41766 | 0.43104 | 0.42155 | 0.41119 | 0.42414 | 0.44916 | 0.42457 | 0.42025 | 0.44442 | 0.4099 | 0.43924 | 0.42975 | 0.42414 | 0.44873 | 0.41421 | 0.48698 | 0.45351 | 0.46011 | 0.46624 | 0.48321 | 0.46152 | 0.46246 | 0.45728 | 0.48839 | 0.48226 | 0.45351 | 0.45209 | 0.45964 | 0.47614 | 0.48368 | 0.48509 | 0.49311 | 0.45869 | 0.46906 | 0.46011 | 0.48132 | 0.47236 | 0.46624 | 0.45115 | 0.46435 | 0.46576 | 0.47236 | 0.46529 | 0.44974 | 0.45021 | 0.44785 | 0.46624 | 0.48698 | 0.45634 | 0.46718 | 0.45162 | 0.45492 | 0.47661 | 0.46246 | 0.47708 | 0.49216 | 0.48651 | 0.47566 | 0.49499 | 0.46812 | 0.46105 | 0.45681 | 0.45021 | 0.46743 | 0.49763 | 0.47654 | 0.47318 | 0.48708 | 0.48612 | 0.48421 | 0.48421 | 0.46599 | 0.49379 | 0.49379 | 0.48804 | 0.45976 | 0.48229 | 0.49811 | 0.49379 | 0.47078 | 0.46551 | 0.5029 | 0.4727 | 0.49475 | 0.48325 | 0.46119 | 0.48852 | 0.46359 | 0.49571 | 0.46695 | 0.45544 | 0.48996 | 0.45976 | 0.46359 | 0.5029 | 0.46982 | 0.47126 | 0.4703 | 0.45832 | 0.48996 | 0.46599 | 0.48469 | 0.45544 | 0.46215 | 0.48756 | 0.47414 | 0.49379 | 0.48756 | 0.49859 | 0.50338 | 0.47174 | 0.51886 | 0.51337 | 0.52386 | 0.51886 | 0.47692 | 0.49839 | 0.51237 | 0.49439 | 0.52086 | 0.52136 | 0.47692 | 0.50188 | 0.52286 | 0.50188 | 0.51037 | 0.51187 | 0.51737 | 0.48391 | 0.51387 | 0.49939 | 0.49439 | 0.50438 | 0.50139 | 0.51237 | 0.4924 | 0.4884 | 0.52286 | 0.51337 | 0.50288 | 0.47791 | 0.50288 | 0.52136 | 0.4884 | 0.49689 | 0.49689 | 0.49539 | 0.47592 | 0.50638 | 0.47492 | 0.47592 | 0.4879 | 0.51687 | 0.4899 | 0.50538 | 0.47741 | 0.51187 | 0.52236 | 0.51237 | 0.48455 | 0.49571 | 0.50738 | 0.48708 | 0.50433 | 0.49622 | 0.49368 | 0.51194 | 0.4952 | 0.51194 | 0.49926 | 0.51397 | 0.50738 | 0.52311 | 0.50281 | 0.49622 | 0.49013 | 0.48455 | 0.51245 | 0.48302 | 0.4881 | 0.52057 | 0.49926 | 0.53275 | 0.48708 | 0.51651 | 0.52564 | 0.49013 | 0.4952 | 0.50129 | 0.50839 | 0.5292 | 0.50281 | 0.52209 | 0.49672 | 0.51397 | 0.51905 | 0.48201 | 0.51194 | 0.5089 | 0.50433 | 0.52311 | 0.50078 | 0.50535 | 0.52361 | 0.50129 | 0.49672 | 0.49977 | 0.50484 | 0.4881 | 0.48658 | 0.50078 | 0.50484 | 0.50839 | 0.51955 | 0.52615 | 0.49723 | 0.51955 | 0.51194 | 0.52057 | 0.49165 | 0.50078 | 0.48911 | 0.53275 | 0.49063 | 0.51499 | 0.50586 | 0.5155 | 0.48252 | 0.51955 | 0.50281 | 0.52311 | 0.4881 | 0.4881 | 0.48201 | 0.52108 | 0.50789 | 0.52767 | 0.48201 | 0.50636 | 0.48962 | 0.49774 | 0.53173 | 0.52666 | 0.49571 | 0.50129 | 0.50332 | 0.48658 | 0.48911 | 0.48962 | 0.52108 | 0.52717 | 0.50839 | 0.49723 | 0.49266
AB_838S_ISS | 116 | 240 | AB | 0.003463 | 116 | 12411 | 0.42979 | 0.47578 | 0.45861 | 0.45072 | 0.44932 | 0.44886 | 0.46186 | 0.47207 | 0.47764 | 0.44839 | 0.44097 | 0.45907 | 0.47485 | 0.44979 | 0.46789 | 0.47207 | 0.45164 | 0.44747 | 0.48274 | 0.45582 | 0.45629 | 0.45675 | 0.447 | 0.45072 | 0.46 | 0.44839 | 0.44654 | 0.46093 | 0.47857 | 0.46046 | 0.44236 | 0.45489 | 0.44747 | 0.46882 | 0.44932 | 0.46371 | 0.4535 | 0.44236 | 0.45629 | 0.48321 | 0.45675 | 0.45211 | 0.4781 | 0.44097 | 0.47253 | 0.46232 | 0.45629 | 0.48274 | 0.44561 | 0.52389 | 0.48788 | 0.49498 | 0.50158 | 0.51983 | 0.49651 | 0.49752 | 0.49194 | 0.52541 | 0.51882 | 0.48788 | 0.48636 | 0.49448 | 0.51223 | 0.52034 | 0.52186 | 0.53048 | 0.49346 | 0.50462 | 0.49498 | 0.51781 | 0.50817 | 0.50158 | 0.48535 | 0.49955 | 0.50107 | 0.50817 | 0.50056 | 0.48383 | 0.48433 | 0.4818 | 0.50158 | 0.52389 | 0.49093 | 0.50259 | 0.48586 | 0.48941 | 0.51273 | 0.49752 | 0.51324 | 0.52947 | 0.52338 | 0.51172 | 0.53251 | 0.50361 | 0.496 | 0.49143 | 0.48433 | 0.50286 | 0.53535 | 0.51266 | 0.50905 | 0.524 | 0.52297 | 0.52091 | 0.52091 | 0.50131 | 0.53122 | 0.53122 | 0.52504 | 0.49461 | 0.51885 | 0.53587 | 0.53122 | 0.50647 | 0.50079 | 0.54102 | 0.50853 | 0.53226 | 0.51988 | 0.49615 | 0.52555 | 0.49873 | 0.53329 | 0.50234 | 0.48996 | 0.5271 | 0.49461 | 0.49873 | 0.54102 | 0.50544 | 0.50698 | 0.50595 | 0.49306 | 0.5271 | 0.50131 | 0.52142 | 0.48996 | 0.49718 | 0.52452 | 0.51008 | 0.53122 | 0.52452 | 0.53638 | 0.54154 | 0.5075 | 0.55819 | 0.55228 | 0.56357 | 0.55819 | 0.51307 | 0.53617 | 0.55121 | 0.53187 | 0.56034 | 0.56088 | 0.51307 | 0.53993 | 0.56249 | 0.53993 | 0.54906 | 0.55067 | 0.55658 | 0.52059 | 0.55282 | 0.53724 | 0.53187 | 0.54261 | 0.53939 | 0.55121 | 0.52972 | 0.52542 | 0.56249 | 0.55228 | 0.541 | 0.51414 | 0.541 | 0.56088 | 0.52542 | 0.53455 | 0.53455 | 0.53294 | 0.51199 | 0.54476 | 0.51092 | 0.51199 | 0.52488 | 0.55604 | 0.52703 | 0.54369 | 0.5136 | 0.55067 | 0.56195 | 0.55121 | 0.52127 | 0.53328 | 0.54584 | 0.524 | 0.54256 | 0.53383 | 0.5311 | 0.55075 | 0.53274 | 0.55075 | 0.5371 | 0.55293 | 0.54584 | 0.56276 | 0.54092 | 0.53383 | 0.52728 | 0.52127 | 0.5513 | 0.51964 | 0.5251 | 0.56003 | 0.5371 | 0.57313 | 0.524 | 0.55566 | 0.56549 | 0.52728 | 0.53274 | 0.53929 | 0.54693 | 0.56931 | 0.54092 | 0.56167 | 0.53437 | 0.55293 | 0.55839 | 0.51855 | 0.55075 | 0.54747 | 0.54256 | 0.56276 | 0.53874 | 0.54365 | 0.5633 | 0.53929 | 0.53437 | 0.53765 | 0.54311 | 0.5251 | 0.52346 | 0.53874 | 0.54311 | 0.54693 | 0.55894 | 0.56603 | 0.53492 | 0.55894 | 0.55075 | 0.56003 | 0.52892 | 0.53874 | 0.52619 | 0.57313 | 0.52782 | 0.55402 | 0.5442 | 0.55457 | 0.51909 | 0.55894 | 0.54092 | 0.56276 | 0.5251 | 0.5251 | 0.51855 | 0.56057 | 0.54638 | 0.56767 | 0.51855 | 0.54475 | 0.52673 | 0.53547 | 0.57204 | 0.56658 | 0.53328 | 0.53929 | 0.54147 | 0.52346 | 0.52619 | 0.52673 | 0.56057 | 0.56712 | 0.54693 | 0.53492 | 0.53001
AB_840S_CSS | 117 | 138 | AB | 0.002074 | 117 | 12411 | 0.2574 | 0.28495 | 0.27466 | 0.26993 | 0.2691 | 0.26882 | 0.27661 | 0.28272 | 0.28606 | 0.26854 | 0.2641 | 0.27494 | 0.28439 | 0.26938 | 0.28022 | 0.28272 | 0.27049 | 0.26799 | 0.28912 | 0.27299 | 0.27327 | 0.27355 | 0.26771 | 0.26993 | 0.27549 | 0.26854 | 0.26743 | 0.27605 | 0.28661 | 0.27577 | 0.26493 | 0.27244 | 0.26799 | 0.28078 | 0.2691 | 0.27772 | 0.2716 | 0.26493 | 0.27327 | 0.28939 | 0.27355 | 0.27077 | 0.28634 | 0.2641 | 0.283 | 0.27688 | 0.27327 | 0.28912 | 0.26688 | 0.31376 | 0.29219 | 0.29645 | 0.3004 | 0.31133 | 0.29736 | 0.29797 | 0.29462 | 0.31467 | 0.31072 | 0.29219 | 0.29128 | 0.29614 | 0.30677 | 0.31163 | 0.31255 | 0.31771 | 0.29554 | 0.30222 | 0.29645 | 0.31012 | 0.30434 | 0.3004 | 0.29068 | 0.29918 | 0.30009 | 0.30434 | 0.29979 | 0.28976 | 0.29007 | 0.28855 | 0.3004 | 0.31376 | 0.29402 | 0.301 | 0.29098 | 0.29311 | 0.30708 | 0.29797 | 0.30738 | 0.3171 | 0.31346 | 0.30647 | 0.31892 | 0.30161 | 0.29705 | 0.29432 | 0.29007 | 0.30116 | 0.32062 | 0.30703 | 0.30487 | 0.31383 | 0.31321 | 0.31197 | 0.31197 | 0.30024 | 0.31815 | 0.31815 | 0.31444 | 0.29622 | 0.31074 | 0.32093 | 0.31815 | 0.30333 | 0.29993 | 0.32402 | 0.30456 | 0.31877 | 0.31136 | 0.29715 | 0.31475 | 0.29869 | 0.31939 | 0.30085 | 0.29344 | 0.31568 | 0.29622 | 0.29869 | 0.32402 | 0.30271 | 0.30363 | 0.30302 | 0.29529 | 0.31568 | 0.30024 | 0.31228 | 0.29344 | 0.29777 | 0.31414 | 0.30549 | 0.31815 | 0.31414 | 0.32124 | 0.32433 | 0.30394 | 0.3343 | 0.33076 | 0.33752 | 0.3343 | 0.30728 | 0.32111 | 0.33012 | 0.31854 | 0.33559 | 0.33591 | 0.30728 | 0.32336 | 0.33688 | 0.32336 | 0.32883 | 0.3298 | 0.33334 | 0.31178 | 0.33109 | 0.32176 | 0.31854 | 0.32497 | 0.32304 | 0.33012 | 0.31725 | 0.31468 | 0.33688 | 0.33076 | 0.32401 | 0.30792 | 0.32401 | 0.33591 | 0.31468 | 0.32015 | 0.32015 | 0.31918 | 0.30663 | 0.32626 | 0.30599 | 0.30663 | 0.31435 | 0.33302 | 0.31564 | 0.32562 | 0.3076 | 0.3298 | 0.33656 | 0.33012 | 0.31219 | 0.31938 | 0.3269 | 0.31383 | 0.32494 | 0.31971 | 0.31808 | 0.32985 | 0.31906 | 0.32985 | 0.32167 | 0.33115 | 0.3269 | 0.33704 | 0.32396 | 0.31971 | 0.31579 | 0.31219 | 0.33017 | 0.31121 | 0.31448 | 0.3354 | 0.32167 | 0.34325 | 0.31383 | 0.33279 | 0.33867 | 0.31579 | 0.31906 | 0.32298 | 0.32756 | 0.34096 | 0.32396 | 0.33638 | 0.32004 | 0.33115 | 0.33442 | 0.31056 | 0.32985 | 0.32788 | 0.32494 | 0.33704 | 0.32265 | 0.3256 | 0.33736 | 0.32298 | 0.32004 | 0.322 | 0.32527 | 0.31448 | 0.3135 | 0.32265 | 0.32527 | 0.32756 | 0.33475 | 0.339 | 0.32037 | 0.33475 | 0.32985 | 0.3354 | 0.31677 | 0.32265 | 0.31513 | 0.34325 | 0.31612 | 0.33181 | 0.32592 | 0.33213 | 0.31088 | 0.33475 | 0.32396 | 0.33704 | 0.31448 | 0.31448 | 0.31056 | 0.33573 | 0.32723 | 0.33998 | 0.31056 | 0.32625 | 0.31546 | 0.32069 | 0.34259 | 0.33933 | 0.31938 | 0.32298 | 0.32429 | 0.3135 | 0.31513 | 0.31546 | 0.33573 | 0.33965 | 0.32756 | 0.32037 | 0.31742
AB_842S_GSS | 118 | 240 | AB | 0.003463 | 118 | 12411 | 0.42979 | 0.47578 | 0.45861 | 0.45072 | 0.44932 | 0.44886 | 0.46186 | 0.47207 | 0.47764 | 0.44839 | 0.44097 | 0.45907 | 0.47485 | 0.44979 | 0.46789 | 0.47207 | 0.45164 | 0.44747 | 0.48274 | 0.45582 | 0.45629 | 0.45675 | 0.447 | 0.45072 | 0.46 | 0.44839 | 0.44654 | 0.46093 | 0.47857 | 0.46046 | 0.44236 | 0.45489 | 0.44747 | 0.46882 | 0.44932 | 0.46371 | 0.4535 | 0.44236 | 0.45629 | 0.48321 | 0.45675 | 0.45211 | 0.4781 | 0.44097 | 0.47253 | 0.46232 | 0.45629 | 0.48274 | 0.44561 | 0.52389 | 0.48788 | 0.49498 | 0.50158 | 0.51983 | 0.49651 | 0.49752 | 0.49194 | 0.52541 | 0.51882 | 0.48788 | 0.48636 | 0.49448 | 0.51223 | 0.52034 | 0.52186 | 0.53048 | 0.49346 | 0.50462 | 0.49498 | 0.51781 | 0.50817 | 0.50158 | 0.48535 | 0.49955 | 0.50107 | 0.50817 | 0.50056 | 0.48383 | 0.48433 | 0.4818 | 0.50158 | 0.52389 | 0.49093 | 0.50259 | 0.48586 | 0.48941 | 0.51273 | 0.49752 | 0.51324 | 0.52947 | 0.52338 | 0.51172 | 0.53251 | 0.50361 | 0.496 | 0.49143 | 0.48433 | 0.50286 | 0.53535 | 0.51266 | 0.50905 | 0.524 | 0.52297 | 0.52091 | 0.52091 | 0.50131 | 0.53122 | 0.53122 | 0.52504 | 0.49461 | 0.51885 | 0.53587 | 0.53122 | 0.50647 | 0.50079 | 0.54102 | 0.50853 | 0.53226 | 0.51988 | 0.49615 | 0.52555 | 0.49873 | 0.53329 | 0.50234 | 0.48996 | 0.5271 | 0.49461 | 0.49873 | 0.54102 | 0.50544 | 0.50698 | 0.50595 | 0.49306 | 0.5271 | 0.50131 | 0.52142 | 0.48996 | 0.49718 | 0.52452 | 0.51008 | 0.53122 | 0.52452 | 0.53638 | 0.54154 | 0.5075 | 0.55819 | 0.55228 | 0.56357 | 0.55819 | 0.51307 | 0.53617 | 0.55121 | 0.53187 | 0.56034 | 0.56088 | 0.51307 | 0.53993 | 0.56249 | 0.53993 | 0.54906 | 0.55067 | 0.55658 | 0.52059 | 0.55282 | 0.53724 | 0.53187 | 0.54261 | 0.53939 | 0.55121 | 0.52972 | 0.52542 | 0.56249 | 0.55228 | 0.541 | 0.51414 | 0.541 | 0.56088 | 0.52542 | 0.53455 | 0.53455 | 0.53294 | 0.51199 | 0.54476 | 0.51092 | 0.51199 | 0.52488 | 0.55604 | 0.52703 | 0.54369 | 0.5136 | 0.55067 | 0.56195 | 0.55121 | 0.52127 | 0.53328 | 0.54584 | 0.524 | 0.54256 | 0.53383 | 0.5311 | 0.55075 | 0.53274 | 0.55075 | 0.5371 | 0.55293 | 0.54584 | 0.56276 | 0.54092 | 0.53383 | 0.52728 | 0.52127 | 0.5513 | 0.51964 | 0.5251 | 0.56003 | 0.5371 | 0.57313 | 0.524 | 0.55566 | 0.56549 | 0.52728 | 0.53274 | 0.53929 | 0.54693 | 0.56931 | 0.54092 | 0.56167 | 0.53437 | 0.55293 | 0.55839 | 0.51855 | 0.55075 | 0.54747 | 0.54256 | 0.56276 | 0.53874 | 0.54365 | 0.5633 | 0.53929 | 0.53437 | 0.53765 | 0.54311 | 0.5251 | 0.52346 | 0.53874 | 0.54311 | 0.54693 | 0.55894 | 0.56603 | 0.53492 | 0.55894 | 0.55075 | 0.56003 | 0.52892 | 0.53874 | 0.52619 | 0.57313 | 0.52782 | 0.55402 | 0.5442 | 0.55457 | 0.51909 | 0.55894 | 0.54092 | 0.56276 | 0.5251 | 0.5251 | 0.51855 | 0.56057 | 0.54638 | 0.56767 | 0.51855 | 0.54475 | 0.52673 | 0.53547 | 0.57204 | 0.56658 | 0.53328 | 0.53929 | 0.54147 | 0.52346 | 0.52619 | 0.52673 | 0.56057 | 0.56712 | 0.54693 | 0.53492 | 0.53001
AB_847S_GSS | 119 | 240 | AB | 0.003463 | 119 | 12411 | 0.42979 | 0.47578 | 0.45861 | 0.45072 | 0.44932 | 0.44886 | 0.46186 | 0.47207 | 0.47764 | 0.44839 | 0.44097 | 0.45907 | 0.47485 | 0.44979 | 0.46789 | 0.47207 | 0.45164 | 0.44747 | 0.48274 | 0.45582 | 0.45629 | 0.45675 | 0.447 | 0.45072 | 0.46 | 0.44839 | 0.44654 | 0.46093 | 0.47857 | 0.46046 | 0.44236 | 0.45489 | 0.44747 | 0.46882 | 0.44932 | 0.46371 | 0.4535 | 0.44236 | 0.45629 | 0.48321 | 0.45675 | 0.45211 | 0.4781 | 0.44097 | 0.47253 | 0.46232 | 0.45629 | 0.48274 | 0.44561 | 0.52389 | 0.48788 | 0.49498 | 0.50158 | 0.51983 | 0.49651 | 0.49752 | 0.49194 | 0.52541 | 0.51882 | 0.48788 | 0.48636 | 0.49448 | 0.51223 | 0.52034 | 0.52186 | 0.53048 | 0.49346 | 0.50462 | 0.49498 | 0.51781 | 0.50817 | 0.50158 | 0.48535 | 0.49955 | 0.50107 | 0.50817 | 0.50056 | 0.48383 | 0.48433 | 0.4818 | 0.50158 | 0.52389 | 0.49093 | 0.50259 | 0.48586 | 0.48941 | 0.51273 | 0.49752 | 0.51324 | 0.52947 | 0.52338 | 0.51172 | 0.53251 | 0.50361 | 0.496 | 0.49143 | 0.48433 | 0.50286 | 0.53535 | 0.51266 | 0.50905 | 0.524 | 0.52297 | 0.52091 | 0.52091 | 0.50131 | 0.53122 | 0.53122 | 0.52504 | 0.49461 | 0.51885 | 0.53587 | 0.53122 | 0.50647 | 0.50079 | 0.54102 | 0.50853 | 0.53226 | 0.51988 | 0.49615 | 0.52555 | 0.49873 | 0.53329 | 0.50234 | 0.48996 | 0.5271 | 0.49461 | 0.49873 | 0.54102 | 0.50544 | 0.50698 | 0.50595 | 0.49306 | 0.5271 | 0.50131 | 0.52142 | 0.48996 | 0.49718 | 0.52452 | 0.51008 | 0.53122 | 0.52452 | 0.53638 | 0.54154 | 0.5075 | 0.55819 | 0.55228 | 0.56357 | 0.55819 | 0.51307 | 0.53617 | 0.55121 | 0.53187 | 0.56034 | 0.56088 | 0.51307 | 0.53993 | 0.56249 | 0.53993 | 0.54906 | 0.55067 | 0.55658 | 0.52059 | 0.55282 | 0.53724 | 0.53187 | 0.54261 | 0.53939 | 0.55121 | 0.52972 | 0.52542 | 0.56249 | 0.55228 | 0.541 | 0.51414 | 0.541 | 0.56088 | 0.52542 | 0.53455 | 0.53455 | 0.53294 | 0.51199 | 0.54476 | 0.51092 | 0.51199 | 0.52488 | 0.55604 | 0.52703 | 0.54369 | 0.5136 | 0.55067 | 0.56195 | 0.55121 | 0.52127 | 0.53328 | 0.54584 | 0.524 | 0.54256 | 0.53383 | 0.5311 | 0.55075 | 0.53274 | 0.55075 | 0.5371 | 0.55293 | 0.54584 | 0.56276 | 0.54092 | 0.53383 | 0.52728 | 0.52127 | 0.5513 | 0.51964 | 0.5251 | 0.56003 | 0.5371 | 0.57313 | 0.524 | 0.55566 | 0.56549 | 0.52728 | 0.53274 | 0.53929 | 0.54693 | 0.56931 | 0.54092 | 0.56167 | 0.53437 | 0.55293 | 0.55839 | 0.51855 | 0.55075 | 0.54747 | 0.54256 | 0.56276 | 0.53874 | 0.54365 | 0.5633 | 0.53929 | 0.53437 | 0.53765 | 0.54311 | 0.5251 | 0.52346 | 0.53874 | 0.54311 | 0.54693 | 0.55894 | 0.56603 | 0.53492 | 0.55894 | 0.55075 | 0.56003 | 0.52892 | 0.53874 | 0.52619 | 0.57313 | 0.52782 | 0.55402 | 0.5442 | 0.55457 | 0.51909 | 0.55894 | 0.54092 | 0.56276 | 0.5251 | 0.5251 | 0.51855 | 0.56057 | 0.54638 | 0.56767 | 0.51855 | 0.54475 | 0.52673 | 0.53547 | 0.57204 | 0.56658 | 0.53328 | 0.53929 | 0.54147 | 0.52346 | 0.52619 | 0.52673 | 0.56057 | 0.56712 | 0.54693 | 0.53492 | 0.53001
AB_848S_DSS | 120 | 240 | AB | 0.003463 | 120 | 12411 | 0.42979 | 0.47578 | 0.45861 | 0.45072 | 0.44932 | 0.44886 | 0.46186 | 0.47207 | 0.47764 | 0.44839 | 0.44097 | 0.45907 | 0.47485 | 0.44979 | 0.46789 | 0.47207 | 0.45164 | 0.44747 | 0.48274 | 0.45582 | 0.45629 | 0.45675 | 0.447 | 0.45072 | 0.46 | 0.44839 | 0.44654 | 0.46093 | 0.47857 | 0.46046 | 0.44236 | 0.45489 | 0.44747 | 0.46882 | 0.44932 | 0.46371 | 0.4535 | 0.44236 | 0.45629 | 0.48321 | 0.45675 | 0.45211 | 0.4781 | 0.44097 | 0.47253 | 0.46232 | 0.45629 | 0.48274 | 0.44561 | 0.52389 | 0.48788 | 0.49498 | 0.50158 | 0.51983 | 0.49651 | 0.49752 | 0.49194 | 0.52541 | 0.51882 | 0.48788 | 0.48636 | 0.49448 | 0.51223 | 0.52034 | 0.52186 | 0.53048 | 0.49346 | 0.50462 | 0.49498 | 0.51781 | 0.50817 | 0.50158 | 0.48535 | 0.49955 | 0.50107 | 0.50817 | 0.50056 | 0.48383 | 0.48433 | 0.4818 | 0.50158 | 0.52389 | 0.49093 | 0.50259 | 0.48586 | 0.48941 | 0.51273 | 0.49752 | 0.51324 | 0.52947 | 0.52338 | 0.51172 | 0.53251 | 0.50361 | 0.496 | 0.49143 | 0.48433 | 0.50286 | 0.53535 | 0.51266 | 0.50905 | 0.524 | 0.52297 | 0.52091 | 0.52091 | 0.50131 | 0.53122 | 0.53122 | 0.52504 | 0.49461 | 0.51885 | 0.53587 | 0.53122 | 0.50647 | 0.50079 | 0.54102 | 0.50853 | 0.53226 | 0.51988 | 0.49615 | 0.52555 | 0.49873 | 0.53329 | 0.50234 | 0.48996 | 0.5271 | 0.49461 | 0.49873 | 0.54102 | 0.50544 | 0.50698 | 0.50595 | 0.49306 | 0.5271 | 0.50131 | 0.52142 | 0.48996 | 0.49718 | 0.52452 | 0.51008 | 0.53122 | 0.52452 | 0.53638 | 0.54154 | 0.5075 | 0.55819 | 0.55228 | 0.56357 | 0.55819 | 0.51307 | 0.53617 | 0.55121 | 0.53187 | 0.56034 | 0.56088 | 0.51307 | 0.53993 | 0.56249 | 0.53993 | 0.54906 | 0.55067 | 0.55658 | 0.52059 | 0.55282 | 0.53724 | 0.53187 | 0.54261 | 0.53939 | 0.55121 | 0.52972 | 0.52542 | 0.56249 | 0.55228 | 0.541 | 0.51414 | 0.541 | 0.56088 | 0.52542 | 0.53455 | 0.53455 | 0.53294 | 0.51199 | 0.54476 | 0.51092 | 0.51199 | 0.52488 | 0.55604 | 0.52703 | 0.54369 | 0.5136 | 0.55067 | 0.56195 | 0.55121 | 0.52127 | 0.53328 | 0.54584 | 0.524 | 0.54256 | 0.53383 | 0.5311 | 0.55075 | 0.53274 | 0.55075 | 0.5371 | 0.55293 | 0.54584 | 0.56276 | 0.54092 | 0.53383 | 0.52728 | 0.52127 | 0.5513 | 0.51964 | 0.5251 | 0.56003 | 0.5371 | 0.57313 | 0.524 | 0.55566 | 0.56549 | 0.52728 | 0.53274 | 0.53929 | 0.54693 | 0.56931 | 0.54092 | 0.56167 | 0.53437 | 0.55293 | 0.55839 | 0.51855 | 0.55075 | 0.54747 | 0.54256 | 0.56276 | 0.53874 | 0.54365 | 0.5633 | 0.53929 | 0.53437 | 0.53765 | 0.54311 | 0.5251 | 0.52346 | 0.53874 | 0.54311 | 0.54693 | 0.55894 | 0.56603 | 0.53492 | 0.55894 | 0.55075 | 0.56003 | 0.52892 | 0.53874 | 0.52619 | 0.57313 | 0.52782 | 0.55402 | 0.5442 | 0.55457 | 0.51909 | 0.55894 | 0.54092 | 0.56276 | 0.5251 | 0.5251 | 0.51855 | 0.56057 | 0.54638 | 0.56767 | 0.51855 | 0.54475 | 0.52673 | 0.53547 | 0.57204 | 0.56658 | 0.53328 | 0.53929 | 0.54147 | 0.52346 | 0.52619 | 0.52673 | 0.56057 | 0.56712 | 0.54693 | 0.53492 | 0.53001
AB_849S_DSS | 121 | 240 | AB | 0.003463 | 121 | 12411 | 0.42979 | 0.47578 | 0.45861 | 0.45072 | 0.44932 | 0.44886 | 0.46186 | 0.47207 | 0.47764 | 0.44839 | 0.44097 | 0.45907 | 0.47485 | 0.44979 | 0.46789 | 0.47207 | 0.45164 | 0.44747 | 0.48274 | 0.45582 | 0.45629 | 0.45675 | 0.447 | 0.45072 | 0.46 | 0.44839 | 0.44654 | 0.46093 | 0.47857 | 0.46046 | 0.44236 | 0.45489 | 0.44747 | 0.46882 | 0.44932 | 0.46371 | 0.4535 | 0.44236 | 0.45629 | 0.48321 | 0.45675 | 0.45211 | 0.4781 | 0.44097 | 0.47253 | 0.46232 | 0.45629 | 0.48274 | 0.44561 | 0.52389 | 0.48788 | 0.49498 | 0.50158 | 0.51983 | 0.49651 | 0.49752 | 0.49194 | 0.52541 | 0.51882 | 0.48788 | 0.48636 | 0.49448 | 0.51223 | 0.52034 | 0.52186 | 0.53048 | 0.49346 | 0.50462 | 0.49498 | 0.51781 | 0.50817 | 0.50158 | 0.48535 | 0.49955 | 0.50107 | 0.50817 | 0.50056 | 0.48383 | 0.48433 | 0.4818 | 0.50158 | 0.52389 | 0.49093 | 0.50259 | 0.48586 | 0.48941 | 0.51273 | 0.49752 | 0.51324 | 0.52947 | 0.52338 | 0.51172 | 0.53251 | 0.50361 | 0.496 | 0.49143 | 0.48433 | 0.50286 | 0.53535 | 0.51266 | 0.50905 | 0.524 | 0.52297 | 0.52091 | 0.52091 | 0.50131 | 0.53122 | 0.53122 | 0.52504 | 0.49461 | 0.51885 | 0.53587 | 0.53122 | 0.50647 | 0.50079 | 0.54102 | 0.50853 | 0.53226 | 0.51988 | 0.49615 | 0.52555 | 0.49873 | 0.53329 | 0.50234 | 0.48996 | 0.5271 | 0.49461 | 0.49873 | 0.54102 | 0.50544 | 0.50698 | 0.50595 | 0.49306 | 0.5271 | 0.50131 | 0.52142 | 0.48996 | 0.49718 | 0.52452 | 0.51008 | 0.53122 | 0.52452 | 0.53638 | 0.54154 | 0.5075 | 0.55819 | 0.55228 | 0.56357 | 0.55819 | 0.51307 | 0.53617 | 0.55121 | 0.53187 | 0.56034 | 0.56088 | 0.51307 | 0.53993 | 0.56249 | 0.53993 | 0.54906 | 0.55067 | 0.55658 | 0.52059 | 0.55282 | 0.53724 | 0.53187 | 0.54261 | 0.53939 | 0.55121 | 0.52972 | 0.52542 | 0.56249 | 0.55228 | 0.541 | 0.51414 | 0.541 | 0.56088 | 0.52542 | 0.53455 | 0.53455 | 0.53294 | 0.51199 | 0.54476 | 0.51092 | 0.51199 | 0.52488 | 0.55604 | 0.52703 | 0.54369 | 0.5136 | 0.55067 | 0.56195 | 0.55121 | 0.52127 | 0.53328 | 0.54584 | 0.524 | 0.54256 | 0.53383 | 0.5311 | 0.55075 | 0.53274 | 0.55075 | 0.5371 | 0.55293 | 0.54584 | 0.56276 | 0.54092 | 0.53383 | 0.52728 | 0.52127 | 0.5513 | 0.51964 | 0.5251 | 0.56003 | 0.5371 | 0.57313 | 0.524 | 0.55566 | 0.56549 | 0.52728 | 0.53274 | 0.53929 | 0.54693 | 0.56931 | 0.54092 | 0.56167 | 0.53437 | 0.55293 | 0.55839 | 0.51855 | 0.55075 | 0.54747 | 0.54256 | 0.56276 | 0.53874 | 0.54365 | 0.5633 | 0.53929 | 0.53437 | 0.53765 | 0.54311 | 0.5251 | 0.52346 | 0.53874 | 0.54311 | 0.54693 | 0.55894 | 0.56603 | 0.53492 | 0.55894 | 0.55075 | 0.56003 | 0.52892 | 0.53874 | 0.52619 | 0.57313 | 0.52782 | 0.55402 | 0.5442 | 0.55457 | 0.51909 | 0.55894 | 0.54092 | 0.56276 | 0.5251 | 0.5251 | 0.51855 | 0.56057 | 0.54638 | 0.56767 | 0.51855 | 0.54475 | 0.52673 | 0.53547 | 0.57204 | 0.56658 | 0.53328 | 0.53929 | 0.54147 | 0.52346 | 0.52619 | 0.52673 | 0.56057 | 0.56712 | 0.54693 | 0.53492 | 0.53001
AB_852S_DSS | 122 | 240 | AB | 0.003328 | 122 | 12411 | 0.41304 | 0.45723 | 0.44073 | 0.43314 | 0.43181 | 0.43136 | 0.44385 | 0.45366 | 0.45902 | 0.43091 | 0.42378 | 0.44117 | 0.45634 | 0.43225 | 0.44965 | 0.45366 | 0.43404 | 0.43002 | 0.46392 | 0.43805 | 0.4385 | 0.43894 | 0.42958 | 0.43314 | 0.44207 | 0.43091 | 0.42913 | 0.44296 | 0.45991 | 0.44251 | 0.42512 | 0.43716 | 0.43002 | 0.45054 | 0.43181 | 0.44564 | 0.43582 | 0.42512 | 0.4385 | 0.46437 | 0.43894 | 0.43448 | 0.45946 | 0.42378 | 0.45411 | 0.4443 | 0.4385 | 0.46392 | 0.42824 | 0.50347 | 0.46886 | 0.47569 | 0.48202 | 0.49957 | 0.47715 | 0.47812 | 0.47276 | 0.50493 | 0.49859 | 0.46886 | 0.4674 | 0.4752 | 0.49226 | 0.50006 | 0.50152 | 0.5098 | 0.47423 | 0.48495 | 0.47569 | 0.49762 | 0.48836 | 0.48202 | 0.46643 | 0.48007 | 0.48154 | 0.48836 | 0.48105 | 0.46497 | 0.46545 | 0.46302 | 0.48202 | 0.50347 | 0.47179 | 0.483 | 0.46691 | 0.47033 | 0.49275 | 0.47812 | 0.49323 | 0.50883 | 0.50298 | 0.49177 | 0.51175 | 0.48397 | 0.47666 | 0.47228 | 0.46545 | 0.48325 | 0.51448 | 0.49267 | 0.4892 | 0.50358 | 0.50258 | 0.5006 | 0.5006 | 0.48177 | 0.51052 | 0.51052 | 0.50457 | 0.47532 | 0.49862 | 0.51498 | 0.51052 | 0.48672 | 0.48127 | 0.51993 | 0.48871 | 0.51151 | 0.49961 | 0.47681 | 0.50506 | 0.47929 | 0.5125 | 0.48276 | 0.47086 | 0.50655 | 0.47532 | 0.47929 | 0.51993 | 0.48573 | 0.48722 | 0.48623 | 0.47384 | 0.50655 | 0.48177 | 0.5011 | 0.47086 | 0.4778 | 0.50407 | 0.49019 | 0.51052 | 0.50407 | 0.51547 | 0.52043 | 0.48772 | 0.53643 | 0.53075 | 0.5416 | 0.53643 | 0.49306 | 0.51527 | 0.52972 | 0.51113 | 0.5385 | 0.53901 | 0.49306 | 0.51888 | 0.54056 | 0.51888 | 0.52766 | 0.52921 | 0.53488 | 0.50029 | 0.53127 | 0.5163 | 0.51113 | 0.52146 | 0.51836 | 0.52972 | 0.50907 | 0.50494 | 0.54056 | 0.53075 | 0.51991 | 0.4941 | 0.51991 | 0.53901 | 0.50494 | 0.51372 | 0.51372 | 0.51217 | 0.49203 | 0.52353 | 0.491 | 0.49203 | 0.50442 | 0.53437 | 0.50649 | 0.52249 | 0.49358 | 0.52921 | 0.54005 | 0.52972 | 0.50095 | 0.51249 | 0.52456 | 0.50358 | 0.52141 | 0.51302 | 0.5104 | 0.52928 | 0.51197 | 0.52928 | 0.51617 | 0.53138 | 0.52456 | 0.54082 | 0.51984 | 0.51302 | 0.50672 | 0.50095 | 0.5298 | 0.49938 | 0.50463 | 0.5382 | 0.51617 | 0.55079 | 0.50358 | 0.534 | 0.54344 | 0.50672 | 0.51197 | 0.51826 | 0.52561 | 0.54711 | 0.51984 | 0.53977 | 0.51354 | 0.53138 | 0.53662 | 0.49833 | 0.52928 | 0.52613 | 0.52141 | 0.54082 | 0.51774 | 0.52246 | 0.54134 | 0.51826 | 0.51354 | 0.51669 | 0.52194 | 0.50463 | 0.50305 | 0.51774 | 0.52194 | 0.52561 | 0.53715 | 0.54397 | 0.51407 | 0.53715 | 0.52928 | 0.5382 | 0.5083 | 0.51774 | 0.50567 | 0.55079 | 0.50725 | 0.53243 | 0.52298 | 0.53295 | 0.49886 | 0.53715 | 0.51984 | 0.54082 | 0.50463 | 0.50463 | 0.49833 | 0.53872 | 0.52508 | 0.54554 | 0.49833 | 0.52351 | 0.5062 | 0.51459 | 0.54974 | 0.54449 | 0.51249 | 0.51826 | 0.52036 | 0.50305 | 0.50567 | 0.5062 | 0.53872 | 0.54502 | 0.52561 | 0.51407 | 0.50935
AB_852S_JCT | 123 | 240 | AB | 0.003328 | 123 | 12411 | 0.41304 | 0.45723 | 0.44073 | 0.43314 | 0.43181 | 0.43136 | 0.44385 | 0.45366 | 0.45902 | 0.43091 | 0.42378 | 0.44117 | 0.45634 | 0.43225 | 0.44965 | 0.45366 | 0.43404 | 0.43002 | 0.46392 | 0.43805 | 0.4385 | 0.43894 | 0.42958 | 0.43314 | 0.44207 | 0.43091 | 0.42913 | 0.44296 | 0.45991 | 0.44251 | 0.42512 | 0.43716 | 0.43002 | 0.45054 | 0.43181 | 0.44564 | 0.43582 | 0.42512 | 0.4385 | 0.46437 | 0.43894 | 0.43448 | 0.45946 | 0.42378 | 0.45411 | 0.4443 | 0.4385 | 0.46392 | 0.42824 | 0.50347 | 0.46886 | 0.47569 | 0.48202 | 0.49957 | 0.47715 | 0.47812 | 0.47276 | 0.50493 | 0.49859 | 0.46886 | 0.4674 | 0.4752 | 0.49226 | 0.50006 | 0.50152 | 0.5098 | 0.47423 | 0.48495 | 0.47569 | 0.49762 | 0.48836 | 0.48202 | 0.46643 | 0.48007 | 0.48154 | 0.48836 | 0.48105 | 0.46497 | 0.46545 | 0.46302 | 0.48202 | 0.50347 | 0.47179 | 0.483 | 0.46691 | 0.47033 | 0.49275 | 0.47812 | 0.49323 | 0.50883 | 0.50298 | 0.49177 | 0.51175 | 0.48397 | 0.47666 | 0.47228 | 0.46545 | 0.48325 | 0.51448 | 0.49267 | 0.4892 | 0.50358 | 0.50258 | 0.5006 | 0.5006 | 0.48177 | 0.51052 | 0.51052 | 0.50457 | 0.47532 | 0.49862 | 0.51498 | 0.51052 | 0.48672 | 0.48127 | 0.51993 | 0.48871 | 0.51151 | 0.49961 | 0.47681 | 0.50506 | 0.47929 | 0.5125 | 0.48276 | 0.47086 | 0.50655 | 0.47532 | 0.47929 | 0.51993 | 0.48573 | 0.48722 | 0.48623 | 0.47384 | 0.50655 | 0.48177 | 0.5011 | 0.47086 | 0.4778 | 0.50407 | 0.49019 | 0.51052 | 0.50407 | 0.51547 | 0.52043 | 0.48772 | 0.53643 | 0.53075 | 0.5416 | 0.53643 | 0.49306 | 0.51527 | 0.52972 | 0.51113 | 0.5385 | 0.53901 | 0.49306 | 0.51888 | 0.54056 | 0.51888 | 0.52766 | 0.52921 | 0.53488 | 0.50029 | 0.53127 | 0.5163 | 0.51113 | 0.52146 | 0.51836 | 0.52972 | 0.50907 | 0.50494 | 0.54056 | 0.53075 | 0.51991 | 0.4941 | 0.51991 | 0.53901 | 0.50494 | 0.51372 | 0.51372 | 0.51217 | 0.49203 | 0.52353 | 0.491 | 0.49203 | 0.50442 | 0.53437 | 0.50649 | 0.52249 | 0.49358 | 0.52921 | 0.54005 | 0.52972 | 0.50095 | 0.51249 | 0.52456 | 0.50358 | 0.52141 | 0.51302 | 0.5104 | 0.52928 | 0.51197 | 0.52928 | 0.51617 | 0.53138 | 0.52456 | 0.54082 | 0.51984 | 0.51302 | 0.50672 | 0.50095 | 0.5298 | 0.49938 | 0.50463 | 0.5382 | 0.51617 | 0.55079 | 0.50358 | 0.534 | 0.54344 | 0.50672 | 0.51197 | 0.51826 | 0.52561 | 0.54711 | 0.51984 | 0.53977 | 0.51354 | 0.53138 | 0.53662 | 0.49833 | 0.52928 | 0.52613 | 0.52141 | 0.54082 | 0.51774 | 0.52246 | 0.54134 | 0.51826 | 0.51354 | 0.51669 | 0.52194 | 0.50463 | 0.50305 | 0.51774 | 0.52194 | 0.52561 | 0.53715 | 0.54397 | 0.51407 | 0.53715 | 0.52928 | 0.5382 | 0.5083 | 0.51774 | 0.50567 | 0.55079 | 0.50725 | 0.53243 | 0.52298 | 0.53295 | 0.49886 | 0.53715 | 0.51984 | 0.54082 | 0.50463 | 0.50463 | 0.49833 | 0.53872 | 0.52508 | 0.54554 | 0.49833 | 0.52351 | 0.5062 | 0.51459 | 0.54974 | 0.54449 | 0.51249 | 0.51826 | 0.52036 | 0.50305 | 0.50567 | 0.5062 | 0.53872 | 0.54502 | 0.52561 | 0.51407 | 0.50935
AB_856S_DSS | 124 | 240 | AB | 0.003463 | 124 | 12411 | 0.42979 | 0.47578 | 0.45861 | 0.45072 | 0.44932 | 0.44886 | 0.46186 | 0.47207 | 0.47764 | 0.44839 | 0.44097 | 0.45907 | 0.47485 | 0.44979 | 0.46789 | 0.47207 | 0.45164 | 0.44747 | 0.48274 | 0.45582 | 0.45629 | 0.45675 | 0.447 | 0.45072 | 0.46 | 0.44839 | 0.44654 | 0.46093 | 0.47857 | 0.46046 | 0.44236 | 0.45489 | 0.44747 | 0.46882 | 0.44932 | 0.46371 | 0.4535 | 0.44236 | 0.45629 | 0.48321 | 0.45675 | 0.45211 | 0.4781 | 0.44097 | 0.47253 | 0.46232 | 0.45629 | 0.48274 | 0.44561 | 0.52389 | 0.48788 | 0.49498 | 0.50158 | 0.51983 | 0.49651 | 0.49752 | 0.49194 | 0.52541 | 0.51882 | 0.48788 | 0.48636 | 0.49448 | 0.51223 | 0.52034 | 0.52186 | 0.53048 | 0.49346 | 0.50462 | 0.49498 | 0.51781 | 0.50817 | 0.50158 | 0.48535 | 0.49955 | 0.50107 | 0.50817 | 0.50056 | 0.48383 | 0.48433 | 0.4818 | 0.50158 | 0.52389 | 0.49093 | 0.50259 | 0.48586 | 0.48941 | 0.51273 | 0.49752 | 0.51324 | 0.52947 | 0.52338 | 0.51172 | 0.53251 | 0.50361 | 0.496 | 0.49143 | 0.48433 | 0.50286 | 0.53535 | 0.51266 | 0.50905 | 0.524 | 0.52297 | 0.52091 | 0.52091 | 0.50131 | 0.53122 | 0.53122 | 0.52504 | 0.49461 | 0.51885 | 0.53587 | 0.53122 | 0.50647 | 0.50079 | 0.54102 | 0.50853 | 0.53226 | 0.51988 | 0.49615 | 0.52555 | 0.49873 | 0.53329 | 0.50234 | 0.48996 | 0.5271 | 0.49461 | 0.49873 | 0.54102 | 0.50544 | 0.50698 | 0.50595 | 0.49306 | 0.5271 | 0.50131 | 0.52142 | 0.48996 | 0.49718 | 0.52452 | 0.51008 | 0.53122 | 0.52452 | 0.53638 | 0.54154 | 0.5075 | 0.55819 | 0.55228 | 0.56357 | 0.55819 | 0.51307 | 0.53617 | 0.55121 | 0.53187 | 0.56034 | 0.56088 | 0.51307 | 0.53993 | 0.56249 | 0.53993 | 0.54906 | 0.55067 | 0.55658 | 0.52059 | 0.55282 | 0.53724 | 0.53187 | 0.54261 | 0.53939 | 0.55121 | 0.52972 | 0.52542 | 0.56249 | 0.55228 | 0.541 | 0.51414 | 0.541 | 0.56088 | 0.52542 | 0.53455 | 0.53455 | 0.53294 | 0.51199 | 0.54476 | 0.51092 | 0.51199 | 0.52488 | 0.55604 | 0.52703 | 0.54369 | 0.5136 | 0.55067 | 0.56195 | 0.55121 | 0.52127 | 0.53328 | 0.54584 | 0.524 | 0.54256 | 0.53383 | 0.5311 | 0.55075 | 0.53274 | 0.55075 | 0.5371 | 0.55293 | 0.54584 | 0.56276 | 0.54092 | 0.53383 | 0.52728 | 0.52127 | 0.5513 | 0.51964 | 0.5251 | 0.56003 | 0.5371 | 0.57313 | 0.524 | 0.55566 | 0.56549 | 0.52728 | 0.53274 | 0.53929 | 0.54693 | 0.56931 | 0.54092 | 0.56167 | 0.53437 | 0.55293 | 0.55839 | 0.51855 | 0.55075 | 0.54747 | 0.54256 | 0.56276 | 0.53874 | 0.54365 | 0.5633 | 0.53929 | 0.53437 | 0.53765 | 0.54311 | 0.5251 | 0.52346 | 0.53874 | 0.54311 | 0.54693 | 0.55894 | 0.56603 | 0.53492 | 0.55894 | 0.55075 | 0.56003 | 0.52892 | 0.53874 | 0.52619 | 0.57313 | 0.52782 | 0.55402 | 0.5442 | 0.55457 | 0.51909 | 0.55894 | 0.54092 | 0.56276 | 0.5251 | 0.5251 | 0.51855 | 0.56057 | 0.54638 | 0.56767 | 0.51855 | 0.54475 | 0.52673 | 0.53547 | 0.57204 | 0.56658 | 0.53328 | 0.53929 | 0.54147 | 0.52346 | 0.52619 | 0.52673 | 0.56057 | 0.56712 | 0.54693 | 0.53492 | 0.53001
AB_863S_ISS | 125 | 240 | AB | 0.002718 | 125 | 12411 | 0.33733 | 0.37343 | 0.35995 | 0.35375 | 0.35266 | 0.35229 | 0.3625 | 0.37051 | 0.37488 | 0.35193 | 0.3461 | 0.36031 | 0.3727 | 0.35302 | 0.36723 | 0.37051 | 0.35448 | 0.3512 | 0.37889 | 0.35776 | 0.35812 | 0.35849 | 0.35084 | 0.35375 | 0.36104 | 0.35193 | 0.35047 | 0.36177 | 0.37561 | 0.3614 | 0.34719 | 0.35703 | 0.3512 | 0.36796 | 0.35266 | 0.36395 | 0.35594 | 0.34719 | 0.35812 | 0.37925 | 0.35849 | 0.35485 | 0.37525 | 0.3461 | 0.37088 | 0.36286 | 0.35812 | 0.37889 | 0.34974 | 0.41119 | 0.38292 | 0.3885 | 0.39367 | 0.408 | 0.38969 | 0.39049 | 0.38611 | 0.41238 | 0.40721 | 0.38292 | 0.38173 | 0.3881 | 0.40203 | 0.4084 | 0.40959 | 0.41636 | 0.3873 | 0.39606 | 0.3885 | 0.40641 | 0.39885 | 0.39367 | 0.38093 | 0.39208 | 0.39327 | 0.39885 | 0.39288 | 0.37974 | 0.38014 | 0.37815 | 0.39367 | 0.41119 | 0.38531 | 0.39447 | 0.38133 | 0.38412 | 0.40243 | 0.39049 | 0.40283 | 0.41556 | 0.41079 | 0.40163 | 0.41795 | 0.39526 | 0.38929 | 0.38571 | 0.38014 | 0.39468 | 0.42018 | 0.40237 | 0.39953 | 0.41127 | 0.41046 | 0.40885 | 0.40885 | 0.39346 | 0.41694 | 0.41694 | 0.41208 | 0.3882 | 0.40723 | 0.42058 | 0.41694 | 0.39751 | 0.39306 | 0.42463 | 0.39913 | 0.41775 | 0.40804 | 0.38941 | 0.41249 | 0.39144 | 0.41856 | 0.39427 | 0.38456 | 0.4137 | 0.3882 | 0.39144 | 0.42463 | 0.3967 | 0.39792 | 0.39711 | 0.38699 | 0.4137 | 0.39346 | 0.40925 | 0.38456 | 0.39022 | 0.41168 | 0.40034 | 0.41694 | 0.41168 | 0.42099 | 0.42504 | 0.39832 | 0.43811 | 0.43347 | 0.44233 | 0.43811 | 0.40269 | 0.42082 | 0.43263 | 0.41745 | 0.4398 | 0.44022 | 0.40269 | 0.42377 | 0.44148 | 0.42377 | 0.43094 | 0.43221 | 0.43684 | 0.40859 | 0.43389 | 0.42166 | 0.41745 | 0.42588 | 0.42335 | 0.43263 | 0.41576 | 0.41239 | 0.44148 | 0.43347 | 0.42462 | 0.40353 | 0.42462 | 0.44022 | 0.41239 | 0.41956 | 0.41956 | 0.41829 | 0.40185 | 0.42757 | 0.401 | 0.40185 | 0.41197 | 0.43642 | 0.41365 | 0.42672 | 0.40311 | 0.43221 | 0.44106 | 0.43263 | 0.40913 | 0.41856 | 0.42841 | 0.41127 | 0.42584 | 0.41899 | 0.41684 | 0.43227 | 0.41813 | 0.43227 | 0.42156 | 0.43398 | 0.42841 | 0.44169 | 0.42455 | 0.41899 | 0.41384 | 0.40913 | 0.43269 | 0.40785 | 0.41213 | 0.43955 | 0.42156 | 0.44983 | 0.41127 | 0.43612 | 0.44383 | 0.41384 | 0.41813 | 0.42327 | 0.42927 | 0.44683 | 0.42455 | 0.44083 | 0.41941 | 0.43398 | 0.43826 | 0.40699 | 0.43227 | 0.4297 | 0.42584 | 0.44169 | 0.42284 | 0.4267 | 0.44212 | 0.42327 | 0.41941 | 0.42198 | 0.42627 | 0.41213 | 0.41085 | 0.42284 | 0.42627 | 0.42927 | 0.43869 | 0.44426 | 0.41984 | 0.43869 | 0.43227 | 0.43955 | 0.41513 | 0.42284 | 0.41299 | 0.44983 | 0.41427 | 0.43484 | 0.42713 | 0.43526 | 0.40742 | 0.43869 | 0.42455 | 0.44169 | 0.41213 | 0.41213 | 0.40699 | 0.43998 | 0.42884 | 0.44555 | 0.40699 | 0.42755 | 0.41342 | 0.42027 | 0.44897 | 0.44469 | 0.41856 | 0.42327 | 0.42498 | 0.41085 | 0.41299 | 0.41342 | 0.43998 | 0.44512 | 0.42927 | 0.41984 | 0.41599
AB_86S_DSS | 126 | 240 | AB | 0.011387 | 126 | 12411 | 1.4132 | 1.5645 | 1.508 | 1.482 | 1.4775 | 1.4759 | 1.5187 | 1.5522 | 1.5706 | 1.4744 | 1.45 | 1.5095 | 1.5614 | 1.479 | 1.5385 | 1.5522 | 1.4851 | 1.4714 | 1.5874 | 1.4988 | 1.5004 | 1.5019 | 1.4698 | 1.482 | 1.5126 | 1.4744 | 1.4683 | 1.5156 | 1.5736 | 1.5141 | 1.4546 | 1.4958 | 1.4714 | 1.5416 | 1.4775 | 1.5248 | 1.4912 | 1.4546 | 1.5004 | 1.5889 | 1.5019 | 1.4866 | 1.5721 | 1.45 | 1.5538 | 1.5202 | 1.5004 | 1.5874 | 1.4652 | 1.7227 | 1.6043 | 1.6276 | 1.6493 | 1.7093 | 1.6326 | 1.6359 | 1.6176 | 1.7277 | 1.706 | 1.6043 | 1.5993 | 1.6259 | 1.6843 | 1.711 | 1.716 | 1.7443 | 1.6226 | 1.6593 | 1.6276 | 1.7026 | 1.671 | 1.6493 | 1.5959 | 1.6426 | 1.6476 | 1.671 | 1.6459 | 1.5909 | 1.5926 | 1.5842 | 1.6493 | 1.7227 | 1.6143 | 1.6526 | 1.5976 | 1.6093 | 1.686 | 1.6359 | 1.6876 | 1.741 | 1.721 | 1.6826 | 1.751 | 1.656 | 1.6309 | 1.6159 | 1.5926 | 1.6535 | 1.7603 | 1.6857 | 1.6738 | 1.723 | 1.7196 | 1.7128 | 1.7128 | 1.6484 | 1.7468 | 1.7468 | 1.7264 | 1.6264 | 1.7061 | 1.762 | 1.7468 | 1.6654 | 1.6467 | 1.779 | 1.6721 | 1.7502 | 1.7095 | 1.6314 | 1.7281 | 1.6399 | 1.7535 | 1.6518 | 1.6111 | 1.7332 | 1.6264 | 1.6399 | 1.779 | 1.662 | 1.6671 | 1.6637 | 1.6213 | 1.7332 | 1.6484 | 1.7145 | 1.6111 | 1.6348 | 1.7247 | 1.6772 | 1.7468 | 1.7247 | 1.7637 | 1.7807 | 1.6688 | 1.8354 | 1.816 | 1.8531 | 1.8354 | 1.6871 | 1.763 | 1.8125 | 1.7489 | 1.8425 | 1.8443 | 1.6871 | 1.7754 | 1.8496 | 1.7754 | 1.8054 | 1.8107 | 1.8301 | 1.7118 | 1.8178 | 1.7666 | 1.7489 | 1.7842 | 1.7736 | 1.8125 | 1.7418 | 1.7277 | 1.8496 | 1.816 | 1.7789 | 1.6906 | 1.7789 | 1.8443 | 1.7277 | 1.7577 | 1.7577 | 1.7524 | 1.6835 | 1.7913 | 1.68 | 1.6835 | 1.7259 | 1.8284 | 1.733 | 1.7877 | 1.6888 | 1.8107 | 1.8478 | 1.8125 | 1.714 | 1.7535 | 1.7948 | 1.723 | 1.784 | 1.7553 | 1.7464 | 1.811 | 1.7517 | 1.811 | 1.7661 | 1.8181 | 1.7948 | 1.8505 | 1.7787 | 1.7553 | 1.7338 | 1.714 | 1.8128 | 1.7087 | 1.7266 | 1.8415 | 1.7661 | 1.8846 | 1.723 | 1.8271 | 1.8594 | 1.7338 | 1.7517 | 1.7733 | 1.7984 | 1.872 | 1.7787 | 1.8469 | 1.7571 | 1.8181 | 1.8361 | 1.7051 | 1.811 | 1.8002 | 1.784 | 1.8505 | 1.7715 | 1.7876 | 1.8522 | 1.7733 | 1.7571 | 1.7679 | 1.7858 | 1.7266 | 1.7212 | 1.7715 | 1.7858 | 1.7984 | 1.8379 | 1.8612 | 1.7589 | 1.8379 | 1.811 | 1.8415 | 1.7392 | 1.7715 | 1.7302 | 1.8846 | 1.7356 | 1.8217 | 1.7894 | 1.8235 | 1.7069 | 1.8379 | 1.7787 | 1.8505 | 1.7266 | 1.7266 | 1.7051 | 1.8433 | 1.7966 | 1.8666 | 1.7051 | 1.7912 | 1.732 | 1.7607 | 1.881 | 1.863 | 1.7535 | 1.7733 | 1.7805 | 1.7212 | 1.7302 | 1.732 | 1.8433 | 1.8648 | 1.7984 | 1.7589 | 1.7428
AB_874S_GSS | 127 | 240 | AB | 0.003463 | 127 | 12411 | 0.42979 | 0.47578 | 0.45861 | 0.45072 | 0.44932 | 0.44886 | 0.46186 | 0.47207 | 0.47764 | 0.44839 | 0.44097 | 0.45907 | 0.47485 | 0.44979 | 0.46789 | 0.47207 | 0.45164 | 0.44747 | 0.48274 | 0.45582 | 0.45629 | 0.45675 | 0.447 | 0.45072 | 0.46 | 0.44839 | 0.44654 | 0.46093 | 0.47857 | 0.46046 | 0.44236 | 0.45489 | 0.44747 | 0.46882 | 0.44932 | 0.46371 | 0.4535 | 0.44236 | 0.45629 | 0.48321 | 0.45675 | 0.45211 | 0.4781 | 0.44097 | 0.47253 | 0.46232 | 0.45629 | 0.48274 | 0.44561 | 0.52389 | 0.48788 | 0.49498 | 0.50158 | 0.51983 | 0.49651 | 0.49752 | 0.49194 | 0.52541 | 0.51882 | 0.48788 | 0.48636 | 0.49448 | 0.51223 | 0.52034 | 0.52186 | 0.53048 | 0.49346 | 0.50462 | 0.49498 | 0.51781 | 0.50817 | 0.50158 | 0.48535 | 0.49955 | 0.50107 | 0.50817 | 0.50056 | 0.48383 | 0.48433 | 0.4818 | 0.50158 | 0.52389 | 0.49093 | 0.50259 | 0.48586 | 0.48941 | 0.51273 | 0.49752 | 0.51324 | 0.52947 | 0.52338 | 0.51172 | 0.53251 | 0.50361 | 0.496 | 0.49143 | 0.48433 | 0.50286 | 0.53535 | 0.51266 | 0.50905 | 0.524 | 0.52297 | 0.52091 | 0.52091 | 0.50131 | 0.53122 | 0.53122 | 0.52504 | 0.49461 | 0.51885 | 0.53587 | 0.53122 | 0.50647 | 0.50079 | 0.54102 | 0.50853 | 0.53226 | 0.51988 | 0.49615 | 0.52555 | 0.49873 | 0.53329 | 0.50234 | 0.48996 | 0.5271 | 0.49461 | 0.49873 | 0.54102 | 0.50544 | 0.50698 | 0.50595 | 0.49306 | 0.5271 | 0.50131 | 0.52142 | 0.48996 | 0.49718 | 0.52452 | 0.51008 | 0.53122 | 0.52452 | 0.53638 | 0.54154 | 0.5075 | 0.55819 | 0.55228 | 0.56357 | 0.55819 | 0.51307 | 0.53617 | 0.55121 | 0.53187 | 0.56034 | 0.56088 | 0.51307 | 0.53993 | 0.56249 | 0.53993 | 0.54906 | 0.55067 | 0.55658 | 0.52059 | 0.55282 | 0.53724 | 0.53187 | 0.54261 | 0.53939 | 0.55121 | 0.52972 | 0.52542 | 0.56249 | 0.55228 | 0.541 | 0.51414 | 0.541 | 0.56088 | 0.52542 | 0.53455 | 0.53455 | 0.53294 | 0.51199 | 0.54476 | 0.51092 | 0.51199 | 0.52488 | 0.55604 | 0.52703 | 0.54369 | 0.5136 | 0.55067 | 0.56195 | 0.55121 | 0.52127 | 0.53328 | 0.54584 | 0.524 | 0.54256 | 0.53383 | 0.5311 | 0.55075 | 0.53274 | 0.55075 | 0.5371 | 0.55293 | 0.54584 | 0.56276 | 0.54092 | 0.53383 | 0.52728 | 0.52127 | 0.5513 | 0.51964 | 0.5251 | 0.56003 | 0.5371 | 0.57313 | 0.524 | 0.55566 | 0.56549 | 0.52728 | 0.53274 | 0.53929 | 0.54693 | 0.56931 | 0.54092 | 0.56167 | 0.53437 | 0.55293 | 0.55839 | 0.51855 | 0.55075 | 0.54747 | 0.54256 | 0.56276 | 0.53874 | 0.54365 | 0.5633 | 0.53929 | 0.53437 | 0.53765 | 0.54311 | 0.5251 | 0.52346 | 0.53874 | 0.54311 | 0.54693 | 0.55894 | 0.56603 | 0.53492 | 0.55894 | 0.55075 | 0.56003 | 0.52892 | 0.53874 | 0.52619 | 0.57313 | 0.52782 | 0.55402 | 0.5442 | 0.55457 | 0.51909 | 0.55894 | 0.54092 | 0.56276 | 0.5251 | 0.5251 | 0.51855 | 0.56057 | 0.54638 | 0.56767 | 0.51855 | 0.54475 | 0.52673 | 0.53547 | 0.57204 | 0.56658 | 0.53328 | 0.53929 | 0.54147 | 0.52346 | 0.52619 | 0.52673 | 0.56057 | 0.56712 | 0.54693 | 0.53492 | 0.53001
AB_876S_DSS | 128 | 240 | AB | 0.003219 | 128 | 12411 | 0.39951 | 0.44226 | 0.42629 | 0.41896 | 0.41766 | 0.41723 | 0.42931 | 0.43881 | 0.44398 | 0.4168 | 0.4099 | 0.42672 | 0.44139 | 0.4181 | 0.43492 | 0.43881 | 0.41982 | 0.41594 | 0.44873 | 0.4237 | 0.42414 | 0.42457 | 0.41551 | 0.41896 | 0.42759 | 0.4168 | 0.41508 | 0.42845 | 0.44485 | 0.42802 | 0.41119 | 0.42284 | 0.41594 | 0.43579 | 0.41766 | 0.43104 | 0.42155 | 0.41119 | 0.42414 | 0.44916 | 0.42457 | 0.42025 | 0.44442 | 0.4099 | 0.43924 | 0.42975 | 0.42414 | 0.44873 | 0.41421 | 0.48698 | 0.45351 | 0.46011 | 0.46624 | 0.48321 | 0.46152 | 0.46246 | 0.45728 | 0.48839 | 0.48226 | 0.45351 | 0.45209 | 0.45964 | 0.47614 | 0.48368 | 0.48509 | 0.49311 | 0.45869 | 0.46906 | 0.46011 | 0.48132 | 0.47236 | 0.46624 | 0.45115 | 0.46435 | 0.46576 | 0.47236 | 0.46529 | 0.44974 | 0.45021 | 0.44785 | 0.46624 | 0.48698 | 0.45634 | 0.46718 | 0.45162 | 0.45492 | 0.47661 | 0.46246 | 0.47708 | 0.49216 | 0.48651 | 0.47566 | 0.49499 | 0.46812 | 0.46105 | 0.45681 | 0.45021 | 0.46743 | 0.49763 | 0.47654 | 0.47318 | 0.48708 | 0.48612 | 0.48421 | 0.48421 | 0.46599 | 0.49379 | 0.49379 | 0.48804 | 0.45976 | 0.48229 | 0.49811 | 0.49379 | 0.47078 | 0.46551 | 0.5029 | 0.4727 | 0.49475 | 0.48325 | 0.46119 | 0.48852 | 0.46359 | 0.49571 | 0.46695 | 0.45544 | 0.48996 | 0.45976 | 0.46359 | 0.5029 | 0.46982 | 0.47126 | 0.4703 | 0.45832 | 0.48996 | 0.46599 | 0.48469 | 0.45544 | 0.46215 | 0.48756 | 0.47414 | 0.49379 | 0.48756 | 0.49859 | 0.50338 | 0.47174 | 0.51886 | 0.51337 | 0.52386 | 0.51886 | 0.47692 | 0.49839 | 0.51237 | 0.49439 | 0.52086 | 0.52136 | 0.47692 | 0.50188 | 0.52286 | 0.50188 | 0.51037 | 0.51187 | 0.51737 | 0.48391 | 0.51387 | 0.49939 | 0.49439 | 0.50438 | 0.50139 | 0.51237 | 0.4924 | 0.4884 | 0.52286 | 0.51337 | 0.50288 | 0.47791 | 0.50288 | 0.52136 | 0.4884 | 0.49689 | 0.49689 | 0.49539 | 0.47592 | 0.50638 | 0.47492 | 0.47592 | 0.4879 | 0.51687 | 0.4899 | 0.50538 | 0.47741 | 0.51187 | 0.52236 | 0.51237 | 0.48455 | 0.49571 | 0.50738 | 0.48708 | 0.50433 | 0.49622 | 0.49368 | 0.51194 | 0.4952 | 0.51194 | 0.49926 | 0.51397 | 0.50738 | 0.52311 | 0.50281 | 0.49622 | 0.49013 | 0.48455 | 0.51245 | 0.48302 | 0.4881 | 0.52057 | 0.49926 | 0.53275 | 0.48708 | 0.51651 | 0.52564 | 0.49013 | 0.4952 | 0.50129 | 0.50839 | 0.5292 | 0.50281 | 0.52209 | 0.49672 | 0.51397 | 0.51905 | 0.48201 | 0.51194 | 0.5089 | 0.50433 | 0.52311 | 0.50078 | 0.50535 | 0.52361 | 0.50129 | 0.49672 | 0.49977 | 0.50484 | 0.4881 | 0.48658 | 0.50078 | 0.50484 | 0.50839 | 0.51955 | 0.52615 | 0.49723 | 0.51955 | 0.51194 | 0.52057 | 0.49165 | 0.50078 | 0.48911 | 0.53275 | 0.49063 | 0.51499 | 0.50586 | 0.5155 | 0.48252 | 0.51955 | 0.50281 | 0.52311 | 0.4881 | 0.4881 | 0.48201 | 0.52108 | 0.50789 | 0.52767 | 0.48201 | 0.50636 | 0.48962 | 0.49774 | 0.53173 | 0.52666 | 0.49571 | 0.50129 | 0.50332 | 0.48658 | 0.48911 | 0.48962 | 0.52108 | 0.52717 | 0.50839 | 0.49723 | 0.49266
AB_87S_DSS | 129 | 240 | AB | 0.005274 | 129 | 12411 | 0.65456 | 0.72459 | 0.69844 | 0.68642 | 0.6843 | 0.68359 | 0.70339 | 0.71894 | 0.72742 | 0.68289 | 0.67157 | 0.69914 | 0.72318 | 0.68501 | 0.71258 | 0.71894 | 0.68783 | 0.68147 | 0.7352 | 0.6942 | 0.6949 | 0.69561 | 0.68076 | 0.68642 | 0.70056 | 0.68289 | 0.68006 | 0.70197 | 0.72884 | 0.70127 | 0.6737 | 0.69278 | 0.68147 | 0.71399 | 0.6843 | 0.70621 | 0.69066 | 0.6737 | 0.6949 | 0.7359 | 0.69561 | 0.68854 | 0.72813 | 0.67157 | 0.71965 | 0.70409 | 0.6949 | 0.7352 | 0.67864 | 0.79786 | 0.74303 | 0.75384 | 0.76388 | 0.79169 | 0.75616 | 0.7577 | 0.7492 | 0.80018 | 0.79014 | 0.74303 | 0.74071 | 0.75307 | 0.7801 | 0.79246 | 0.79478 | 0.80791 | 0.75152 | 0.76851 | 0.75384 | 0.7886 | 0.77392 | 0.76388 | 0.73916 | 0.76079 | 0.76311 | 0.77392 | 0.76234 | 0.73685 | 0.73762 | 0.73376 | 0.76388 | 0.79786 | 0.74766 | 0.76542 | 0.73994 | 0.74534 | 0.78087 | 0.7577 | 0.78164 | 0.80636 | 0.79709 | 0.77933 | 0.811 | 0.76697 | 0.75538 | 0.74843 | 0.73762 | 0.76583 | 0.81532 | 0.78075 | 0.77526 | 0.79803 | 0.79646 | 0.79332 | 0.79332 | 0.76347 | 0.80903 | 0.80903 | 0.79961 | 0.75326 | 0.79018 | 0.8161 | 0.80903 | 0.77133 | 0.76269 | 0.82396 | 0.77447 | 0.8106 | 0.79175 | 0.75562 | 0.80039 | 0.75955 | 0.81217 | 0.76505 | 0.74619 | 0.80275 | 0.75326 | 0.75955 | 0.82396 | 0.76976 | 0.77211 | 0.77054 | 0.75091 | 0.80275 | 0.76347 | 0.79411 | 0.74619 | 0.75719 | 0.79882 | 0.77683 | 0.80903 | 0.79882 | 0.81689 | 0.82474 | 0.7729 | 0.8501 | 0.8411 | 0.85829 | 0.8501 | 0.78138 | 0.81656 | 0.83947 | 0.81001 | 0.85338 | 0.8542 | 0.78138 | 0.82229 | 0.85665 | 0.82229 | 0.8362 | 0.83865 | 0.84765 | 0.79283 | 0.84192 | 0.8182 | 0.81001 | 0.82638 | 0.82147 | 0.83947 | 0.80674 | 0.80019 | 0.85665 | 0.8411 | 0.82392 | 0.78301 | 0.82392 | 0.8542 | 0.80019 | 0.8141 | 0.8141 | 0.81165 | 0.77974 | 0.82965 | 0.7781 | 0.77974 | 0.79938 | 0.84683 | 0.80265 | 0.82801 | 0.78219 | 0.83865 | 0.85583 | 0.83947 | 0.79388 | 0.81217 | 0.83129 | 0.79803 | 0.8263 | 0.813 | 0.80884 | 0.83877 | 0.81134 | 0.83877 | 0.81799 | 0.84209 | 0.83129 | 0.85706 | 0.8238 | 0.813 | 0.80302 | 0.79388 | 0.8396 | 0.79138 | 0.7997 | 0.8529 | 0.81799 | 0.87285 | 0.79803 | 0.84625 | 0.86121 | 0.80302 | 0.81134 | 0.82131 | 0.83295 | 0.86703 | 0.8238 | 0.85539 | 0.81383 | 0.84209 | 0.85041 | 0.78972 | 0.83877 | 0.83378 | 0.8263 | 0.85706 | 0.82048 | 0.82796 | 0.85789 | 0.82131 | 0.81383 | 0.81882 | 0.82713 | 0.7997 | 0.7972 | 0.82048 | 0.82713 | 0.83295 | 0.85124 | 0.86204 | 0.81466 | 0.85124 | 0.83877 | 0.8529 | 0.80552 | 0.82048 | 0.80136 | 0.87285 | 0.80385 | 0.84376 | 0.82879 | 0.84459 | 0.79055 | 0.85124 | 0.8238 | 0.85706 | 0.7997 | 0.7997 | 0.78972 | 0.85373 | 0.83212 | 0.86454 | 0.78972 | 0.82962 | 0.80219 | 0.81549 | 0.87119 | 0.86288 | 0.81217 | 0.82131 | 0.82464 | 0.7972 | 0.80136 | 0.80219 | 0.85373 | 0.86371 | 0.83295 | 0.81466 | 0.80718
AB_885S_DSS | 130 | 240 | AB | 0.003328 | 130 | 12411 | 0.41304 | 0.45723 | 0.44073 | 0.43314 | 0.43181 | 0.43136 | 0.44385 | 0.45366 | 0.45902 | 0.43091 | 0.42378 | 0.44117 | 0.45634 | 0.43225 | 0.44965 | 0.45366 | 0.43404 | 0.43002 | 0.46392 | 0.43805 | 0.4385 | 0.43894 | 0.42958 | 0.43314 | 0.44207 | 0.43091 | 0.42913 | 0.44296 | 0.45991 | 0.44251 | 0.42512 | 0.43716 | 0.43002 | 0.45054 | 0.43181 | 0.44564 | 0.43582 | 0.42512 | 0.4385 | 0.46437 | 0.43894 | 0.43448 | 0.45946 | 0.42378 | 0.45411 | 0.4443 | 0.4385 | 0.46392 | 0.42824 | 0.50347 | 0.46886 | 0.47569 | 0.48202 | 0.49957 | 0.47715 | 0.47812 | 0.47276 | 0.50493 | 0.49859 | 0.46886 | 0.4674 | 0.4752 | 0.49226 | 0.50006 | 0.50152 | 0.5098 | 0.47423 | 0.48495 | 0.47569 | 0.49762 | 0.48836 | 0.48202 | 0.46643 | 0.48007 | 0.48154 | 0.48836 | 0.48105 | 0.46497 | 0.46545 | 0.46302 | 0.48202 | 0.50347 | 0.47179 | 0.483 | 0.46691 | 0.47033 | 0.49275 | 0.47812 | 0.49323 | 0.50883 | 0.50298 | 0.49177 | 0.51175 | 0.48397 | 0.47666 | 0.47228 | 0.46545 | 0.48325 | 0.51448 | 0.49267 | 0.4892 | 0.50358 | 0.50258 | 0.5006 | 0.5006 | 0.48177 | 0.51052 | 0.51052 | 0.50457 | 0.47532 | 0.49862 | 0.51498 | 0.51052 | 0.48672 | 0.48127 | 0.51993 | 0.48871 | 0.51151 | 0.49961 | 0.47681 | 0.50506 | 0.47929 | 0.5125 | 0.48276 | 0.47086 | 0.50655 | 0.47532 | 0.47929 | 0.51993 | 0.48573 | 0.48722 | 0.48623 | 0.47384 | 0.50655 | 0.48177 | 0.5011 | 0.47086 | 0.4778 | 0.50407 | 0.49019 | 0.51052 | 0.50407 | 0.51547 | 0.52043 | 0.48772 | 0.53643 | 0.53075 | 0.5416 | 0.53643 | 0.49306 | 0.51527 | 0.52972 | 0.51113 | 0.5385 | 0.53901 | 0.49306 | 0.51888 | 0.54056 | 0.51888 | 0.52766 | 0.52921 | 0.53488 | 0.50029 | 0.53127 | 0.5163 | 0.51113 | 0.52146 | 0.51836 | 0.52972 | 0.50907 | 0.50494 | 0.54056 | 0.53075 | 0.51991 | 0.4941 | 0.51991 | 0.53901 | 0.50494 | 0.51372 | 0.51372 | 0.51217 | 0.49203 | 0.52353 | 0.491 | 0.49203 | 0.50442 | 0.53437 | 0.50649 | 0.52249 | 0.49358 | 0.52921 | 0.54005 | 0.52972 | 0.50095 | 0.51249 | 0.52456 | 0.50358 | 0.52141 | 0.51302 | 0.5104 | 0.52928 | 0.51197 | 0.52928 | 0.51617 | 0.53138 | 0.52456 | 0.54082 | 0.51984 | 0.51302 | 0.50672 | 0.50095 | 0.5298 | 0.49938 | 0.50463 | 0.5382 | 0.51617 | 0.55079 | 0.50358 | 0.534 | 0.54344 | 0.50672 | 0.51197 | 0.51826 | 0.52561 | 0.54711 | 0.51984 | 0.53977 | 0.51354 | 0.53138 | 0.53662 | 0.49833 | 0.52928 | 0.52613 | 0.52141 | 0.54082 | 0.51774 | 0.52246 | 0.54134 | 0.51826 | 0.51354 | 0.51669 | 0.52194 | 0.50463 | 0.50305 | 0.51774 | 0.52194 | 0.52561 | 0.53715 | 0.54397 | 0.51407 | 0.53715 | 0.52928 | 0.5382 | 0.5083 | 0.51774 | 0.50567 | 0.55079 | 0.50725 | 0.53243 | 0.52298 | 0.53295 | 0.49886 | 0.53715 | 0.51984 | 0.54082 | 0.50463 | 0.50463 | 0.49833 | 0.53872 | 0.52508 | 0.54554 | 0.49833 | 0.52351 | 0.5062 | 0.51459 | 0.54974 | 0.54449 | 0.51249 | 0.51826 | 0.52036 | 0.50305 | 0.50567 | 0.5062 | 0.53872 | 0.54502 | 0.52561 | 0.51407 | 0.50935
AB_888S_DSS | 131 | 240 | AB | 0.003463 | 131 | 12411 | 0.42979 | 0.47578 | 0.45861 | 0.45072 | 0.44932 | 0.44886 | 0.46186 | 0.47207 | 0.47764 | 0.44839 | 0.44097 | 0.45907 | 0.47485 | 0.44979 | 0.46789 | 0.47207 | 0.45164 | 0.44747 | 0.48274 | 0.45582 | 0.45629 | 0.45675 | 0.447 | 0.45072 | 0.46 | 0.44839 | 0.44654 | 0.46093 | 0.47857 | 0.46046 | 0.44236 | 0.45489 | 0.44747 | 0.46882 | 0.44932 | 0.46371 | 0.4535 | 0.44236 | 0.45629 | 0.48321 | 0.45675 | 0.45211 | 0.4781 | 0.44097 | 0.47253 | 0.46232 | 0.45629 | 0.48274 | 0.44561 | 0.52389 | 0.48788 | 0.49498 | 0.50158 | 0.51983 | 0.49651 | 0.49752 | 0.49194 | 0.52541 | 0.51882 | 0.48788 | 0.48636 | 0.49448 | 0.51223 | 0.52034 | 0.52186 | 0.53048 | 0.49346 | 0.50462 | 0.49498 | 0.51781 | 0.50817 | 0.50158 | 0.48535 | 0.49955 | 0.50107 | 0.50817 | 0.50056 | 0.48383 | 0.48433 | 0.4818 | 0.50158 | 0.52389 | 0.49093 | 0.50259 | 0.48586 | 0.48941 | 0.51273 | 0.49752 | 0.51324 | 0.52947 | 0.52338 | 0.51172 | 0.53251 | 0.50361 | 0.496 | 0.49143 | 0.48433 | 0.50286 | 0.53535 | 0.51266 | 0.50905 | 0.524 | 0.52297 | 0.52091 | 0.52091 | 0.50131 | 0.53122 | 0.53122 | 0.52504 | 0.49461 | 0.51885 | 0.53587 | 0.53122 | 0.50647 | 0.50079 | 0.54102 | 0.50853 | 0.53226 | 0.51988 | 0.49615 | 0.52555 | 0.49873 | 0.53329 | 0.50234 | 0.48996 | 0.5271 | 0.49461 | 0.49873 | 0.54102 | 0.50544 | 0.50698 | 0.50595 | 0.49306 | 0.5271 | 0.50131 | 0.52142 | 0.48996 | 0.49718 | 0.52452 | 0.51008 | 0.53122 | 0.52452 | 0.53638 | 0.54154 | 0.5075 | 0.55819 | 0.55228 | 0.56357 | 0.55819 | 0.51307 | 0.53617 | 0.55121 | 0.53187 | 0.56034 | 0.56088 | 0.51307 | 0.53993 | 0.56249 | 0.53993 | 0.54906 | 0.55067 | 0.55658 | 0.52059 | 0.55282 | 0.53724 | 0.53187 | 0.54261 | 0.53939 | 0.55121 | 0.52972 | 0.52542 | 0.56249 | 0.55228 | 0.541 | 0.51414 | 0.541 | 0.56088 | 0.52542 | 0.53455 | 0.53455 | 0.53294 | 0.51199 | 0.54476 | 0.51092 | 0.51199 | 0.52488 | 0.55604 | 0.52703 | 0.54369 | 0.5136 | 0.55067 | 0.56195 | 0.55121 | 0.52127 | 0.53328 | 0.54584 | 0.524 | 0.54256 | 0.53383 | 0.5311 | 0.55075 | 0.53274 | 0.55075 | 0.5371 | 0.55293 | 0.54584 | 0.56276 | 0.54092 | 0.53383 | 0.52728 | 0.52127 | 0.5513 | 0.51964 | 0.5251 | 0.56003 | 0.5371 | 0.57313 | 0.524 | 0.55566 | 0.56549 | 0.52728 | 0.53274 | 0.53929 | 0.54693 | 0.56931 | 0.54092 | 0.56167 | 0.53437 | 0.55293 | 0.55839 | 0.51855 | 0.55075 | 0.54747 | 0.54256 | 0.56276 | 0.53874 | 0.54365 | 0.5633 | 0.53929 | 0.53437 | 0.53765 | 0.54311 | 0.5251 | 0.52346 | 0.53874 | 0.54311 | 0.54693 | 0.55894 | 0.56603 | 0.53492 | 0.55894 | 0.55075 | 0.56003 | 0.52892 | 0.53874 | 0.52619 | 0.57313 | 0.52782 | 0.55402 | 0.5442 | 0.55457 | 0.51909 | 0.55894 | 0.54092 | 0.56276 | 0.5251 | 0.5251 | 0.51855 | 0.56057 | 0.54638 | 0.56767 | 0.51855 | 0.54475 | 0.52673 | 0.53547 | 0.57204 | 0.56658 | 0.53328 | 0.53929 | 0.54147 | 0.52346 | 0.52619 | 0.52673 | 0.56057 | 0.56712 | 0.54693 | 0.53492 | 0.53001
AB_898S_DSS | 132 | 240 | AB | 0.003328 | 132 | 12411 | 0.41304 | 0.45723 | 0.44073 | 0.43314 | 0.43181 | 0.43136 | 0.44385 | 0.45366 | 0.45902 | 0.43091 | 0.42378 | 0.44117 | 0.45634 | 0.43225 | 0.44965 | 0.45366 | 0.43404 | 0.43002 | 0.46392 | 0.43805 | 0.4385 | 0.43894 | 0.42958 | 0.43314 | 0.44207 | 0.43091 | 0.42913 | 0.44296 | 0.45991 | 0.44251 | 0.42512 | 0.43716 | 0.43002 | 0.45054 | 0.43181 | 0.44564 | 0.43582 | 0.42512 | 0.4385 | 0.46437 | 0.43894 | 0.43448 | 0.45946 | 0.42378 | 0.45411 | 0.4443 | 0.4385 | 0.46392 | 0.42824 | 0.50347 | 0.46886 | 0.47569 | 0.48202 | 0.49957 | 0.47715 | 0.47812 | 0.47276 | 0.50493 | 0.49859 | 0.46886 | 0.4674 | 0.4752 | 0.49226 | 0.50006 | 0.50152 | 0.5098 | 0.47423 | 0.48495 | 0.47569 | 0.49762 | 0.48836 | 0.48202 | 0.46643 | 0.48007 | 0.48154 | 0.48836 | 0.48105 | 0.46497 | 0.46545 | 0.46302 | 0.48202 | 0.50347 | 0.47179 | 0.483 | 0.46691 | 0.47033 | 0.49275 | 0.47812 | 0.49323 | 0.50883 | 0.50298 | 0.49177 | 0.51175 | 0.48397 | 0.47666 | 0.47228 | 0.46545 | 0.48325 | 0.51448 | 0.49267 | 0.4892 | 0.50358 | 0.50258 | 0.5006 | 0.5006 | 0.48177 | 0.51052 | 0.51052 | 0.50457 | 0.47532 | 0.49862 | 0.51498 | 0.51052 | 0.48672 | 0.48127 | 0.51993 | 0.48871 | 0.51151 | 0.49961 | 0.47681 | 0.50506 | 0.47929 | 0.5125 | 0.48276 | 0.47086 | 0.50655 | 0.47532 | 0.47929 | 0.51993 | 0.48573 | 0.48722 | 0.48623 | 0.47384 | 0.50655 | 0.48177 | 0.5011 | 0.47086 | 0.4778 | 0.50407 | 0.49019 | 0.51052 | 0.50407 | 0.51547 | 0.52043 | 0.48772 | 0.53643 | 0.53075 | 0.5416 | 0.53643 | 0.49306 | 0.51527 | 0.52972 | 0.51113 | 0.5385 | 0.53901 | 0.49306 | 0.51888 | 0.54056 | 0.51888 | 0.52766 | 0.52921 | 0.53488 | 0.50029 | 0.53127 | 0.5163 | 0.51113 | 0.52146 | 0.51836 | 0.52972 | 0.50907 | 0.50494 | 0.54056 | 0.53075 | 0.51991 | 0.4941 | 0.51991 | 0.53901 | 0.50494 | 0.51372 | 0.51372 | 0.51217 | 0.49203 | 0.52353 | 0.491 | 0.49203 | 0.50442 | 0.53437 | 0.50649 | 0.52249 | 0.49358 | 0.52921 | 0.54005 | 0.52972 | 0.50095 | 0.51249 | 0.52456 | 0.50358 | 0.52141 | 0.51302 | 0.5104 | 0.52928 | 0.51197 | 0.52928 | 0.51617 | 0.53138 | 0.52456 | 0.54082 | 0.51984 | 0.51302 | 0.50672 | 0.50095 | 0.5298 | 0.49938 | 0.50463 | 0.5382 | 0.51617 | 0.55079 | 0.50358 | 0.534 | 0.54344 | 0.50672 | 0.51197 | 0.51826 | 0.52561 | 0.54711 | 0.51984 | 0.53977 | 0.51354 | 0.53138 | 0.53662 | 0.49833 | 0.52928 | 0.52613 | 0.52141 | 0.54082 | 0.51774 | 0.52246 | 0.54134 | 0.51826 | 0.51354 | 0.51669 | 0.52194 | 0.50463 | 0.50305 | 0.51774 | 0.52194 | 0.52561 | 0.53715 | 0.54397 | 0.51407 | 0.53715 | 0.52928 | 0.5382 | 0.5083 | 0.51774 | 0.50567 | 0.55079 | 0.50725 | 0.53243 | 0.52298 | 0.53295 | 0.49886 | 0.53715 | 0.51984 | 0.54082 | 0.50463 | 0.50463 | 0.49833 | 0.53872 | 0.52508 | 0.54554 | 0.49833 | 0.52351 | 0.5062 | 0.51459 | 0.54974 | 0.54449 | 0.51249 | 0.51826 | 0.52036 | 0.50305 | 0.50567 | 0.5062 | 0.53872 | 0.54502 | 0.52561 | 0.51407 | 0.50935
AB_89S_DSS | 133 | 240 | AB | 0.011387 | 133 | 12411 | 1.4132 | 1.5645 | 1.508 | 1.482 | 1.4775 | 1.4759 | 1.5187 | 1.5522 | 1.5706 | 1.4744 | 1.45 | 1.5095 | 1.5614 | 1.479 | 1.5385 | 1.5522 | 1.4851 | 1.4714 | 1.5874 | 1.4988 | 1.5004 | 1.5019 | 1.4698 | 1.482 | 1.5126 | 1.4744 | 1.4683 | 1.5156 | 1.5736 | 1.5141 | 1.4546 | 1.4958 | 1.4714 | 1.5416 | 1.4775 | 1.5248 | 1.4912 | 1.4546 | 1.5004 | 1.5889 | 1.5019 | 1.4866 | 1.5721 | 1.45 | 1.5538 | 1.5202 | 1.5004 | 1.5874 | 1.4652 | 1.7227 | 1.6043 | 1.6276 | 1.6493 | 1.7093 | 1.6326 | 1.6359 | 1.6176 | 1.7277 | 1.706 | 1.6043 | 1.5993 | 1.6259 | 1.6843 | 1.711 | 1.716 | 1.7443 | 1.6226 | 1.6593 | 1.6276 | 1.7026 | 1.671 | 1.6493 | 1.5959 | 1.6426 | 1.6476 | 1.671 | 1.6459 | 1.5909 | 1.5926 | 1.5842 | 1.6493 | 1.7227 | 1.6143 | 1.6526 | 1.5976 | 1.6093 | 1.686 | 1.6359 | 1.6876 | 1.741 | 1.721 | 1.6826 | 1.751 | 1.656 | 1.6309 | 1.6159 | 1.5926 | 1.6535 | 1.7603 | 1.6857 | 1.6738 | 1.723 | 1.7196 | 1.7128 | 1.7128 | 1.6484 | 1.7468 | 1.7468 | 1.7264 | 1.6264 | 1.7061 | 1.762 | 1.7468 | 1.6654 | 1.6467 | 1.779 | 1.6721 | 1.7502 | 1.7095 | 1.6314 | 1.7281 | 1.6399 | 1.7535 | 1.6518 | 1.6111 | 1.7332 | 1.6264 | 1.6399 | 1.779 | 1.662 | 1.6671 | 1.6637 | 1.6213 | 1.7332 | 1.6484 | 1.7145 | 1.6111 | 1.6348 | 1.7247 | 1.6772 | 1.7468 | 1.7247 | 1.7637 | 1.7807 | 1.6688 | 1.8354 | 1.816 | 1.8531 | 1.8354 | 1.6871 | 1.763 | 1.8125 | 1.7489 | 1.8425 | 1.8443 | 1.6871 | 1.7754 | 1.8496 | 1.7754 | 1.8054 | 1.8107 | 1.8301 | 1.7118 | 1.8178 | 1.7666 | 1.7489 | 1.7842 | 1.7736 | 1.8125 | 1.7418 | 1.7277 | 1.8496 | 1.816 | 1.7789 | 1.6906 | 1.7789 | 1.8443 | 1.7277 | 1.7577 | 1.7577 | 1.7524 | 1.6835 | 1.7913 | 1.68 | 1.6835 | 1.7259 | 1.8284 | 1.733 | 1.7877 | 1.6888 | 1.8107 | 1.8478 | 1.8125 | 1.714 | 1.7535 | 1.7948 | 1.723 | 1.784 | 1.7553 | 1.7464 | 1.811 | 1.7517 | 1.811 | 1.7661 | 1.8181 | 1.7948 | 1.8505 | 1.7787 | 1.7553 | 1.7338 | 1.714 | 1.8128 | 1.7087 | 1.7266 | 1.8415 | 1.7661 | 1.8846 | 1.723 | 1.8271 | 1.8594 | 1.7338 | 1.7517 | 1.7733 | 1.7984 | 1.872 | 1.7787 | 1.8469 | 1.7571 | 1.8181 | 1.8361 | 1.7051 | 1.811 | 1.8002 | 1.784 | 1.8505 | 1.7715 | 1.7876 | 1.8522 | 1.7733 | 1.7571 | 1.7679 | 1.7858 | 1.7266 | 1.7212 | 1.7715 | 1.7858 | 1.7984 | 1.8379 | 1.8612 | 1.7589 | 1.8379 | 1.811 | 1.8415 | 1.7392 | 1.7715 | 1.7302 | 1.8846 | 1.7356 | 1.8217 | 1.7894 | 1.8235 | 1.7069 | 1.8379 | 1.7787 | 1.8505 | 1.7266 | 1.7266 | 1.7051 | 1.8433 | 1.7966 | 1.8666 | 1.7051 | 1.7912 | 1.732 | 1.7607 | 1.881 | 1.863 | 1.7535 | 1.7733 | 1.7805 | 1.7212 | 1.7302 | 1.732 | 1.8433 | 1.8648 | 1.7984 | 1.7589 | 1.7428
AB_920S_DSS | 134 | 240 | AB | 0.003463 | 134 | 12411 | 0.42979 | 0.47578 | 0.45861 | 0.45072 | 0.44932 | 0.44886 | 0.46186 | 0.47207 | 0.47764 | 0.44839 | 0.44097 | 0.45907 | 0.47485 | 0.44979 | 0.46789 | 0.47207 | 0.45164 | 0.44747 | 0.48274 | 0.45582 | 0.45629 | 0.45675 | 0.447 | 0.45072 | 0.46 | 0.44839 | 0.44654 | 0.46093 | 0.47857 | 0.46046 | 0.44236 | 0.45489 | 0.44747 | 0.46882 | 0.44932 | 0.46371 | 0.4535 | 0.44236 | 0.45629 | 0.48321 | 0.45675 | 0.45211 | 0.4781 | 0.44097 | 0.47253 | 0.46232 | 0.45629 | 0.48274 | 0.44561 | 0.52389 | 0.48788 | 0.49498 | 0.50158 | 0.51983 | 0.49651 | 0.49752 | 0.49194 | 0.52541 | 0.51882 | 0.48788 | 0.48636 | 0.49448 | 0.51223 | 0.52034 | 0.52186 | 0.53048 | 0.49346 | 0.50462 | 0.49498 | 0.51781 | 0.50817 | 0.50158 | 0.48535 | 0.49955 | 0.50107 | 0.50817 | 0.50056 | 0.48383 | 0.48433 | 0.4818 | 0.50158 | 0.52389 | 0.49093 | 0.50259 | 0.48586 | 0.48941 | 0.51273 | 0.49752 | 0.51324 | 0.52947 | 0.52338 | 0.51172 | 0.53251 | 0.50361 | 0.496 | 0.49143 | 0.48433 | 0.50286 | 0.53535 | 0.51266 | 0.50905 | 0.524 | 0.52297 | 0.52091 | 0.52091 | 0.50131 | 0.53122 | 0.53122 | 0.52504 | 0.49461 | 0.51885 | 0.53587 | 0.53122 | 0.50647 | 0.50079 | 0.54102 | 0.50853 | 0.53226 | 0.51988 | 0.49615 | 0.52555 | 0.49873 | 0.53329 | 0.50234 | 0.48996 | 0.5271 | 0.49461 | 0.49873 | 0.54102 | 0.50544 | 0.50698 | 0.50595 | 0.49306 | 0.5271 | 0.50131 | 0.52142 | 0.48996 | 0.49718 | 0.52452 | 0.51008 | 0.53122 | 0.52452 | 0.53638 | 0.54154 | 0.5075 | 0.55819 | 0.55228 | 0.56357 | 0.55819 | 0.51307 | 0.53617 | 0.55121 | 0.53187 | 0.56034 | 0.56088 | 0.51307 | 0.53993 | 0.56249 | 0.53993 | 0.54906 | 0.55067 | 0.55658 | 0.52059 | 0.55282 | 0.53724 | 0.53187 | 0.54261 | 0.53939 | 0.55121 | 0.52972 | 0.52542 | 0.56249 | 0.55228 | 0.541 | 0.51414 | 0.541 | 0.56088 | 0.52542 | 0.53455 | 0.53455 | 0.53294 | 0.51199 | 0.54476 | 0.51092 | 0.51199 | 0.52488 | 0.55604 | 0.52703 | 0.54369 | 0.5136 | 0.55067 | 0.56195 | 0.55121 | 0.52127 | 0.53328 | 0.54584 | 0.524 | 0.54256 | 0.53383 | 0.5311 | 0.55075 | 0.53274 | 0.55075 | 0.5371 | 0.55293 | 0.54584 | 0.56276 | 0.54092 | 0.53383 | 0.52728 | 0.52127 | 0.5513 | 0.51964 | 0.5251 | 0.56003 | 0.5371 | 0.57313 | 0.524 | 0.55566 | 0.56549 | 0.52728 | 0.53274 | 0.53929 | 0.54693 | 0.56931 | 0.54092 | 0.56167 | 0.53437 | 0.55293 | 0.55839 | 0.51855 | 0.55075 | 0.54747 | 0.54256 | 0.56276 | 0.53874 | 0.54365 | 0.5633 | 0.53929 | 0.53437 | 0.53765 | 0.54311 | 0.5251 | 0.52346 | 0.53874 | 0.54311 | 0.54693 | 0.55894 | 0.56603 | 0.53492 | 0.55894 | 0.55075 | 0.56003 | 0.52892 | 0.53874 | 0.52619 | 0.57313 | 0.52782 | 0.55402 | 0.5442 | 0.55457 | 0.51909 | 0.55894 | 0.54092 | 0.56276 | 0.5251 | 0.5251 | 0.51855 | 0.56057 | 0.54638 | 0.56767 | 0.51855 | 0.54475 | 0.52673 | 0.53547 | 0.57204 | 0.56658 | 0.53328 | 0.53929 | 0.54147 | 0.52346 | 0.52619 | 0.52673 | 0.56057 | 0.56712 | 0.54693 | 0.53492 | 0.53001
AB_925S_DSS | 135 | 240 | AB | 0.003463 | 135 | 12411 | 0.42979 | 0.47578 | 0.45861 | 0.45072 | 0.44932 | 0.44886 | 0.46186 | 0.47207 | 0.47764 | 0.44839 | 0.44097 | 0.45907 | 0.47485 | 0.44979 | 0.46789 | 0.47207 | 0.45164 | 0.44747 | 0.48274 | 0.45582 | 0.45629 | 0.45675 | 0.447 | 0.45072 | 0.46 | 0.44839 | 0.44654 | 0.46093 | 0.47857 | 0.46046 | 0.44236 | 0.45489 | 0.44747 | 0.46882 | 0.44932 | 0.46371 | 0.4535 | 0.44236 | 0.45629 | 0.48321 | 0.45675 | 0.45211 | 0.4781 | 0.44097 | 0.47253 | 0.46232 | 0.45629 | 0.48274 | 0.44561 | 0.52389 | 0.48788 | 0.49498 | 0.50158 | 0.51983 | 0.49651 | 0.49752 | 0.49194 | 0.52541 | 0.51882 | 0.48788 | 0.48636 | 0.49448 | 0.51223 | 0.52034 | 0.52186 | 0.53048 | 0.49346 | 0.50462 | 0.49498 | 0.51781 | 0.50817 | 0.50158 | 0.48535 | 0.49955 | 0.50107 | 0.50817 | 0.50056 | 0.48383 | 0.48433 | 0.4818 | 0.50158 | 0.52389 | 0.49093 | 0.50259 | 0.48586 | 0.48941 | 0.51273 | 0.49752 | 0.51324 | 0.52947 | 0.52338 | 0.51172 | 0.53251 | 0.50361 | 0.496 | 0.49143 | 0.48433 | 0.50286 | 0.53535 | 0.51266 | 0.50905 | 0.524 | 0.52297 | 0.52091 | 0.52091 | 0.50131 | 0.53122 | 0.53122 | 0.52504 | 0.49461 | 0.51885 | 0.53587 | 0.53122 | 0.50647 | 0.50079 | 0.54102 | 0.50853 | 0.53226 | 0.51988 | 0.49615 | 0.52555 | 0.49873 | 0.53329 | 0.50234 | 0.48996 | 0.5271 | 0.49461 | 0.49873 | 0.54102 | 0.50544 | 0.50698 | 0.50595 | 0.49306 | 0.5271 | 0.50131 | 0.52142 | 0.48996 | 0.49718 | 0.52452 | 0.51008 | 0.53122 | 0.52452 | 0.53638 | 0.54154 | 0.5075 | 0.55819 | 0.55228 | 0.56357 | 0.55819 | 0.51307 | 0.53617 | 0.55121 | 0.53187 | 0.56034 | 0.56088 | 0.51307 | 0.53993 | 0.56249 | 0.53993 | 0.54906 | 0.55067 | 0.55658 | 0.52059 | 0.55282 | 0.53724 | 0.53187 | 0.54261 | 0.53939 | 0.55121 | 0.52972 | 0.52542 | 0.56249 | 0.55228 | 0.541 | 0.51414 | 0.541 | 0.56088 | 0.52542 | 0.53455 | 0.53455 | 0.53294 | 0.51199 | 0.54476 | 0.51092 | 0.51199 | 0.52488 | 0.55604 | 0.52703 | 0.54369 | 0.5136 | 0.55067 | 0.56195 | 0.55121 | 0.52127 | 0.53328 | 0.54584 | 0.524 | 0.54256 | 0.53383 | 0.5311 | 0.55075 | 0.53274 | 0.55075 | 0.5371 | 0.55293 | 0.54584 | 0.56276 | 0.54092 | 0.53383 | 0.52728 | 0.52127 | 0.5513 | 0.51964 | 0.5251 | 0.56003 | 0.5371 | 0.57313 | 0.524 | 0.55566 | 0.56549 | 0.52728 | 0.53274 | 0.53929 | 0.54693 | 0.56931 | 0.54092 | 0.56167 | 0.53437 | 0.55293 | 0.55839 | 0.51855 | 0.55075 | 0.54747 | 0.54256 | 0.56276 | 0.53874 | 0.54365 | 0.5633 | 0.53929 | 0.53437 | 0.53765 | 0.54311 | 0.5251 | 0.52346 | 0.53874 | 0.54311 | 0.54693 | 0.55894 | 0.56603 | 0.53492 | 0.55894 | 0.55075 | 0.56003 | 0.52892 | 0.53874 | 0.52619 | 0.57313 | 0.52782 | 0.55402 | 0.5442 | 0.55457 | 0.51909 | 0.55894 | 0.54092 | 0.56276 | 0.5251 | 0.5251 | 0.51855 | 0.56057 | 0.54638 | 0.56767 | 0.51855 | 0.54475 | 0.52673 | 0.53547 | 0.57204 | 0.56658 | 0.53328 | 0.53929 | 0.54147 | 0.52346 | 0.52619 | 0.52673 | 0.56057 | 0.56712 | 0.54693 | 0.53492 | 0.53001
AB_932S_DSS | 136 | 240 | AB | 0.001501 | 136 | 12411 | 0.18629 | 0.20622 | 0.19878 | 0.19536 | 0.19475 | 0.19455 | 0.20019 | 0.20461 | 0.20703 | 0.19435 | 0.19113 | 0.19898 | 0.20582 | 0.19496 | 0.2028 | 0.20461 | 0.19576 | 0.19395 | 0.20924 | 0.19757 | 0.19777 | 0.19797 | 0.19375 | 0.19536 | 0.19938 | 0.19435 | 0.19355 | 0.19978 | 0.20743 | 0.19958 | 0.19174 | 0.19717 | 0.19395 | 0.2032 | 0.19475 | 0.20099 | 0.19656 | 0.19174 | 0.19777 | 0.20944 | 0.19797 | 0.19596 | 0.20723 | 0.19113 | 0.20481 | 0.20039 | 0.19777 | 0.20924 | 0.19314 | 0.22708 | 0.21147 | 0.21455 | 0.2174 | 0.22532 | 0.2152 | 0.21564 | 0.21323 | 0.22773 | 0.22488 | 0.21147 | 0.21081 | 0.21433 | 0.22202 | 0.22554 | 0.2262 | 0.22993 | 0.21389 | 0.21872 | 0.21455 | 0.22444 | 0.22026 | 0.2174 | 0.21037 | 0.21652 | 0.21718 | 0.22026 | 0.21696 | 0.20971 | 0.20993 | 0.20883 | 0.2174 | 0.22708 | 0.21279 | 0.21784 | 0.21059 | 0.21213 | 0.22224 | 0.21564 | 0.22246 | 0.22949 | 0.22686 | 0.2218 | 0.23081 | 0.21828 | 0.21499 | 0.21301 | 0.20993 | 0.21796 | 0.23204 | 0.22221 | 0.22064 | 0.22712 | 0.22668 | 0.22578 | 0.22578 | 0.21729 | 0.23025 | 0.23025 | 0.22757 | 0.21438 | 0.22489 | 0.23227 | 0.23025 | 0.21952 | 0.21706 | 0.2345 | 0.22042 | 0.2307 | 0.22534 | 0.21505 | 0.22779 | 0.21617 | 0.23115 | 0.21773 | 0.21237 | 0.22846 | 0.21438 | 0.21617 | 0.2345 | 0.21908 | 0.21975 | 0.2193 | 0.21371 | 0.22846 | 0.21729 | 0.22601 | 0.21237 | 0.2155 | 0.22735 | 0.22109 | 0.23025 | 0.22735 | 0.23249 | 0.23472 | 0.21997 | 0.24194 | 0.23938 | 0.24427 | 0.24194 | 0.22238 | 0.2324 | 0.23892 | 0.23053 | 0.24287 | 0.24311 | 0.22238 | 0.23403 | 0.24381 | 0.23403 | 0.23798 | 0.23868 | 0.24124 | 0.22564 | 0.23961 | 0.23286 | 0.23053 | 0.23519 | 0.23379 | 0.23892 | 0.2296 | 0.22774 | 0.24381 | 0.23938 | 0.23449 | 0.22285 | 0.23449 | 0.24311 | 0.22774 | 0.2317 | 0.2317 | 0.231 | 0.22192 | 0.23612 | 0.22145 | 0.22192 | 0.22751 | 0.24101 | 0.22844 | 0.23566 | 0.22262 | 0.23868 | 0.24357 | 0.23892 | 0.22594 | 0.23115 | 0.23659 | 0.22712 | 0.23517 | 0.23138 | 0.2302 | 0.23872 | 0.23091 | 0.23872 | 0.2328 | 0.23966 | 0.23659 | 0.24392 | 0.23446 | 0.23138 | 0.22854 | 0.22594 | 0.23895 | 0.22523 | 0.2276 | 0.24274 | 0.2328 | 0.24842 | 0.22712 | 0.24085 | 0.2451 | 0.22854 | 0.23091 | 0.23375 | 0.23706 | 0.24676 | 0.23446 | 0.24345 | 0.23162 | 0.23966 | 0.24203 | 0.22476 | 0.23872 | 0.2373 | 0.23517 | 0.24392 | 0.23351 | 0.23564 | 0.24416 | 0.23375 | 0.23162 | 0.23304 | 0.2354 | 0.2276 | 0.22689 | 0.23351 | 0.2354 | 0.23706 | 0.24227 | 0.24534 | 0.23186 | 0.24227 | 0.23872 | 0.24274 | 0.22925 | 0.23351 | 0.22807 | 0.24842 | 0.22878 | 0.24014 | 0.23588 | 0.24037 | 0.22499 | 0.24227 | 0.23446 | 0.24392 | 0.2276 | 0.2276 | 0.22476 | 0.24298 | 0.23682 | 0.24605 | 0.22476 | 0.23611 | 0.22831 | 0.23209 | 0.24794 | 0.24558 | 0.23115 | 0.23375 | 0.23469 | 0.22689 | 0.22807 | 0.22831 | 0.24298 | 0.24581 | 0.23706 | 0.23186 | 0.22973
AB_934S_ISS | 137 | 240 | AB | 0.003463 | 137 | 12411 | 0.42979 | 0.47578 | 0.45861 | 0.45072 | 0.44932 | 0.44886 | 0.46186 | 0.47207 | 0.47764 | 0.44839 | 0.44097 | 0.45907 | 0.47485 | 0.44979 | 0.46789 | 0.47207 | 0.45164 | 0.44747 | 0.48274 | 0.45582 | 0.45629 | 0.45675 | 0.447 | 0.45072 | 0.46 | 0.44839 | 0.44654 | 0.46093 | 0.47857 | 0.46046 | 0.44236 | 0.45489 | 0.44747 | 0.46882 | 0.44932 | 0.46371 | 0.4535 | 0.44236 | 0.45629 | 0.48321 | 0.45675 | 0.45211 | 0.4781 | 0.44097 | 0.47253 | 0.46232 | 0.45629 | 0.48274 | 0.44561 | 0.52389 | 0.48788 | 0.49498 | 0.50158 | 0.51983 | 0.49651 | 0.49752 | 0.49194 | 0.52541 | 0.51882 | 0.48788 | 0.48636 | 0.49448 | 0.51223 | 0.52034 | 0.52186 | 0.53048 | 0.49346 | 0.50462 | 0.49498 | 0.51781 | 0.50817 | 0.50158 | 0.48535 | 0.49955 | 0.50107 | 0.50817 | 0.50056 | 0.48383 | 0.48433 | 0.4818 | 0.50158 | 0.52389 | 0.49093 | 0.50259 | 0.48586 | 0.48941 | 0.51273 | 0.49752 | 0.51324 | 0.52947 | 0.52338 | 0.51172 | 0.53251 | 0.50361 | 0.496 | 0.49143 | 0.48433 | 0.50286 | 0.53535 | 0.51266 | 0.50905 | 0.524 | 0.52297 | 0.52091 | 0.52091 | 0.50131 | 0.53122 | 0.53122 | 0.52504 | 0.49461 | 0.51885 | 0.53587 | 0.53122 | 0.50647 | 0.50079 | 0.54102 | 0.50853 | 0.53226 | 0.51988 | 0.49615 | 0.52555 | 0.49873 | 0.53329 | 0.50234 | 0.48996 | 0.5271 | 0.49461 | 0.49873 | 0.54102 | 0.50544 | 0.50698 | 0.50595 | 0.49306 | 0.5271 | 0.50131 | 0.52142 | 0.48996 | 0.49718 | 0.52452 | 0.51008 | 0.53122 | 0.52452 | 0.53638 | 0.54154 | 0.5075 | 0.55819 | 0.55228 | 0.56357 | 0.55819 | 0.51307 | 0.53617 | 0.55121 | 0.53187 | 0.56034 | 0.56088 | 0.51307 | 0.53993 | 0.56249 | 0.53993 | 0.54906 | 0.55067 | 0.55658 | 0.52059 | 0.55282 | 0.53724 | 0.53187 | 0.54261 | 0.53939 | 0.55121 | 0.52972 | 0.52542 | 0.56249 | 0.55228 | 0.541 | 0.51414 | 0.541 | 0.56088 | 0.52542 | 0.53455 | 0.53455 | 0.53294 | 0.51199 | 0.54476 | 0.51092 | 0.51199 | 0.52488 | 0.55604 | 0.52703 | 0.54369 | 0.5136 | 0.55067 | 0.56195 | 0.55121 | 0.52127 | 0.53328 | 0.54584 | 0.524 | 0.54256 | 0.53383 | 0.5311 | 0.55075 | 0.53274 | 0.55075 | 0.5371 | 0.55293 | 0.54584 | 0.56276 | 0.54092 | 0.53383 | 0.52728 | 0.52127 | 0.5513 | 0.51964 | 0.5251 | 0.56003 | 0.5371 | 0.57313 | 0.524 | 0.55566 | 0.56549 | 0.52728 | 0.53274 | 0.53929 | 0.54693 | 0.56931 | 0.54092 | 0.56167 | 0.53437 | 0.55293 | 0.55839 | 0.51855 | 0.55075 | 0.54747 | 0.54256 | 0.56276 | 0.53874 | 0.54365 | 0.5633 | 0.53929 | 0.53437 | 0.53765 | 0.54311 | 0.5251 | 0.52346 | 0.53874 | 0.54311 | 0.54693 | 0.55894 | 0.56603 | 0.53492 | 0.55894 | 0.55075 | 0.56003 | 0.52892 | 0.53874 | 0.52619 | 0.57313 | 0.52782 | 0.55402 | 0.5442 | 0.55457 | 0.51909 | 0.55894 | 0.54092 | 0.56276 | 0.5251 | 0.5251 | 0.51855 | 0.56057 | 0.54638 | 0.56767 | 0.51855 | 0.54475 | 0.52673 | 0.53547 | 0.57204 | 0.56658 | 0.53328 | 0.53929 | 0.54147 | 0.52346 | 0.52619 | 0.52673 | 0.56057 | 0.56712 | 0.54693 | 0.53492 | 0.53001
AB_937S_ISS | 138 | 240 | AB | 0.003463 | 138 | 12411 | 0.42979 | 0.47578 | 0.45861 | 0.45072 | 0.44932 | 0.44886 | 0.46186 | 0.47207 | 0.47764 | 0.44839 | 0.44097 | 0.45907 | 0.47485 | 0.44979 | 0.46789 | 0.47207 | 0.45164 | 0.44747 | 0.48274 | 0.45582 | 0.45629 | 0.45675 | 0.447 | 0.45072 | 0.46 | 0.44839 | 0.44654 | 0.46093 | 0.47857 | 0.46046 | 0.44236 | 0.45489 | 0.44747 | 0.46882 | 0.44932 | 0.46371 | 0.4535 | 0.44236 | 0.45629 | 0.48321 | 0.45675 | 0.45211 | 0.4781 | 0.44097 | 0.47253 | 0.46232 | 0.45629 | 0.48274 | 0.44561 | 0.52389 | 0.48788 | 0.49498 | 0.50158 | 0.51983 | 0.49651 | 0.49752 | 0.49194 | 0.52541 | 0.51882 | 0.48788 | 0.48636 | 0.49448 | 0.51223 | 0.52034 | 0.52186 | 0.53048 | 0.49346 | 0.50462 | 0.49498 | 0.51781 | 0.50817 | 0.50158 | 0.48535 | 0.49955 | 0.50107 | 0.50817 | 0.50056 | 0.48383 | 0.48433 | 0.4818 | 0.50158 | 0.52389 | 0.49093 | 0.50259 | 0.48586 | 0.48941 | 0.51273 | 0.49752 | 0.51324 | 0.52947 | 0.52338 | 0.51172 | 0.53251 | 0.50361 | 0.496 | 0.49143 | 0.48433 | 0.50286 | 0.53535 | 0.51266 | 0.50905 | 0.524 | 0.52297 | 0.52091 | 0.52091 | 0.50131 | 0.53122 | 0.53122 | 0.52504 | 0.49461 | 0.51885 | 0.53587 | 0.53122 | 0.50647 | 0.50079 | 0.54102 | 0.50853 | 0.53226 | 0.51988 | 0.49615 | 0.52555 | 0.49873 | 0.53329 | 0.50234 | 0.48996 | 0.5271 | 0.49461 | 0.49873 | 0.54102 | 0.50544 | 0.50698 | 0.50595 | 0.49306 | 0.5271 | 0.50131 | 0.52142 | 0.48996 | 0.49718 | 0.52452 | 0.51008 | 0.53122 | 0.52452 | 0.53638 | 0.54154 | 0.5075 | 0.55819 | 0.55228 | 0.56357 | 0.55819 | 0.51307 | 0.53617 | 0.55121 | 0.53187 | 0.56034 | 0.56088 | 0.51307 | 0.53993 | 0.56249 | 0.53993 | 0.54906 | 0.55067 | 0.55658 | 0.52059 | 0.55282 | 0.53724 | 0.53187 | 0.54261 | 0.53939 | 0.55121 | 0.52972 | 0.52542 | 0.56249 | 0.55228 | 0.541 | 0.51414 | 0.541 | 0.56088 | 0.52542 | 0.53455 | 0.53455 | 0.53294 | 0.51199 | 0.54476 | 0.51092 | 0.51199 | 0.52488 | 0.55604 | 0.52703 | 0.54369 | 0.5136 | 0.55067 | 0.56195 | 0.55121 | 0.52127 | 0.53328 | 0.54584 | 0.524 | 0.54256 | 0.53383 | 0.5311 | 0.55075 | 0.53274 | 0.55075 | 0.5371 | 0.55293 | 0.54584 | 0.56276 | 0.54092 | 0.53383 | 0.52728 | 0.52127 | 0.5513 | 0.51964 | 0.5251 | 0.56003 | 0.5371 | 0.57313 | 0.524 | 0.55566 | 0.56549 | 0.52728 | 0.53274 | 0.53929 | 0.54693 | 0.56931 | 0.54092 | 0.56167 | 0.53437 | 0.55293 | 0.55839 | 0.51855 | 0.55075 | 0.54747 | 0.54256 | 0.56276 | 0.53874 | 0.54365 | 0.5633 | 0.53929 | 0.53437 | 0.53765 | 0.54311 | 0.5251 | 0.52346 | 0.53874 | 0.54311 | 0.54693 | 0.55894 | 0.56603 | 0.53492 | 0.55894 | 0.55075 | 0.56003 | 0.52892 | 0.53874 | 0.52619 | 0.57313 | 0.52782 | 0.55402 | 0.5442 | 0.55457 | 0.51909 | 0.55894 | 0.54092 | 0.56276 | 0.5251 | 0.5251 | 0.51855 | 0.56057 | 0.54638 | 0.56767 | 0.51855 | 0.54475 | 0.52673 | 0.53547 | 0.57204 | 0.56658 | 0.53328 | 0.53929 | 0.54147 | 0.52346 | 0.52619 | 0.52673 | 0.56057 | 0.56712 | 0.54693 | 0.53492 | 0.53001
AB_939S_DSS | 139 | 240 | AB | 0.003219 | 139 | 12411 | 0.39951 | 0.44226 | 0.42629 | 0.41896 | 0.41766 | 0.41723 | 0.42931 | 0.43881 | 0.44398 | 0.4168 | 0.4099 | 0.42672 | 0.44139 | 0.4181 | 0.43492 | 0.43881 | 0.41982 | 0.41594 | 0.44873 | 0.4237 | 0.42414 | 0.42457 | 0.41551 | 0.41896 | 0.42759 | 0.4168 | 0.41508 | 0.42845 | 0.44485 | 0.42802 | 0.41119 | 0.42284 | 0.41594 | 0.43579 | 0.41766 | 0.43104 | 0.42155 | 0.41119 | 0.42414 | 0.44916 | 0.42457 | 0.42025 | 0.44442 | 0.4099 | 0.43924 | 0.42975 | 0.42414 | 0.44873 | 0.41421 | 0.48698 | 0.45351 | 0.46011 | 0.46624 | 0.48321 | 0.46152 | 0.46246 | 0.45728 | 0.48839 | 0.48226 | 0.45351 | 0.45209 | 0.45964 | 0.47614 | 0.48368 | 0.48509 | 0.49311 | 0.45869 | 0.46906 | 0.46011 | 0.48132 | 0.47236 | 0.46624 | 0.45115 | 0.46435 | 0.46576 | 0.47236 | 0.46529 | 0.44974 | 0.45021 | 0.44785 | 0.46624 | 0.48698 | 0.45634 | 0.46718 | 0.45162 | 0.45492 | 0.47661 | 0.46246 | 0.47708 | 0.49216 | 0.48651 | 0.47566 | 0.49499 | 0.46812 | 0.46105 | 0.45681 | 0.45021 | 0.46743 | 0.49763 | 0.47654 | 0.47318 | 0.48708 | 0.48612 | 0.48421 | 0.48421 | 0.46599 | 0.49379 | 0.49379 | 0.48804 | 0.45976 | 0.48229 | 0.49811 | 0.49379 | 0.47078 | 0.46551 | 0.5029 | 0.4727 | 0.49475 | 0.48325 | 0.46119 | 0.48852 | 0.46359 | 0.49571 | 0.46695 | 0.45544 | 0.48996 | 0.45976 | 0.46359 | 0.5029 | 0.46982 | 0.47126 | 0.4703 | 0.45832 | 0.48996 | 0.46599 | 0.48469 | 0.45544 | 0.46215 | 0.48756 | 0.47414 | 0.49379 | 0.48756 | 0.49859 | 0.50338 | 0.47174 | 0.51886 | 0.51337 | 0.52386 | 0.51886 | 0.47692 | 0.49839 | 0.51237 | 0.49439 | 0.52086 | 0.52136 | 0.47692 | 0.50188 | 0.52286 | 0.50188 | 0.51037 | 0.51187 | 0.51737 | 0.48391 | 0.51387 | 0.49939 | 0.49439 | 0.50438 | 0.50139 | 0.51237 | 0.4924 | 0.4884 | 0.52286 | 0.51337 | 0.50288 | 0.47791 | 0.50288 | 0.52136 | 0.4884 | 0.49689 | 0.49689 | 0.49539 | 0.47592 | 0.50638 | 0.47492 | 0.47592 | 0.4879 | 0.51687 | 0.4899 | 0.50538 | 0.47741 | 0.51187 | 0.52236 | 0.51237 | 0.48455 | 0.49571 | 0.50738 | 0.48708 | 0.50433 | 0.49622 | 0.49368 | 0.51194 | 0.4952 | 0.51194 | 0.49926 | 0.51397 | 0.50738 | 0.52311 | 0.50281 | 0.49622 | 0.49013 | 0.48455 | 0.51245 | 0.48302 | 0.4881 | 0.52057 | 0.49926 | 0.53275 | 0.48708 | 0.51651 | 0.52564 | 0.49013 | 0.4952 | 0.50129 | 0.50839 | 0.5292 | 0.50281 | 0.52209 | 0.49672 | 0.51397 | 0.51905 | 0.48201 | 0.51194 | 0.5089 | 0.50433 | 0.52311 | 0.50078 | 0.50535 | 0.52361 | 0.50129 | 0.49672 | 0.49977 | 0.50484 | 0.4881 | 0.48658 | 0.50078 | 0.50484 | 0.50839 | 0.51955 | 0.52615 | 0.49723 | 0.51955 | 0.51194 | 0.52057 | 0.49165 | 0.50078 | 0.48911 | 0.53275 | 0.49063 | 0.51499 | 0.50586 | 0.5155 | 0.48252 | 0.51955 | 0.50281 | 0.52311 | 0.4881 | 0.4881 | 0.48201 | 0.52108 | 0.50789 | 0.52767 | 0.48201 | 0.50636 | 0.48962 | 0.49774 | 0.53173 | 0.52666 | 0.49571 | 0.50129 | 0.50332 | 0.48658 | 0.48911 | 0.48962 | 0.52108 | 0.52717 | 0.50839 | 0.49723 | 0.49266
AB_941S_ISS | 140 | 240 | AB | 0.003463 | 140 | 12411 | 0.42979 | 0.47578 | 0.45861 | 0.45072 | 0.44932 | 0.44886 | 0.46186 | 0.47207 | 0.47764 | 0.44839 | 0.44097 | 0.45907 | 0.47485 | 0.44979 | 0.46789 | 0.47207 | 0.45164 | 0.44747 | 0.48274 | 0.45582 | 0.45629 | 0.45675 | 0.447 | 0.45072 | 0.46 | 0.44839 | 0.44654 | 0.46093 | 0.47857 | 0.46046 | 0.44236 | 0.45489 | 0.44747 | 0.46882 | 0.44932 | 0.46371 | 0.4535 | 0.44236 | 0.45629 | 0.48321 | 0.45675 | 0.45211 | 0.4781 | 0.44097 | 0.47253 | 0.46232 | 0.45629 | 0.48274 | 0.44561 | 0.52389 | 0.48788 | 0.49498 | 0.50158 | 0.51983 | 0.49651 | 0.49752 | 0.49194 | 0.52541 | 0.51882 | 0.48788 | 0.48636 | 0.49448 | 0.51223 | 0.52034 | 0.52186 | 0.53048 | 0.49346 | 0.50462 | 0.49498 | 0.51781 | 0.50817 | 0.50158 | 0.48535 | 0.49955 | 0.50107 | 0.50817 | 0.50056 | 0.48383 | 0.48433 | 0.4818 | 0.50158 | 0.52389 | 0.49093 | 0.50259 | 0.48586 | 0.48941 | 0.51273 | 0.49752 | 0.51324 | 0.52947 | 0.52338 | 0.51172 | 0.53251 | 0.50361 | 0.496 | 0.49143 | 0.48433 | 0.50286 | 0.53535 | 0.51266 | 0.50905 | 0.524 | 0.52297 | 0.52091 | 0.52091 | 0.50131 | 0.53122 | 0.53122 | 0.52504 | 0.49461 | 0.51885 | 0.53587 | 0.53122 | 0.50647 | 0.50079 | 0.54102 | 0.50853 | 0.53226 | 0.51988 | 0.49615 | 0.52555 | 0.49873 | 0.53329 | 0.50234 | 0.48996 | 0.5271 | 0.49461 | 0.49873 | 0.54102 | 0.50544 | 0.50698 | 0.50595 | 0.49306 | 0.5271 | 0.50131 | 0.52142 | 0.48996 | 0.49718 | 0.52452 | 0.51008 | 0.53122 | 0.52452 | 0.53638 | 0.54154 | 0.5075 | 0.55819 | 0.55228 | 0.56357 | 0.55819 | 0.51307 | 0.53617 | 0.55121 | 0.53187 | 0.56034 | 0.56088 | 0.51307 | 0.53993 | 0.56249 | 0.53993 | 0.54906 | 0.55067 | 0.55658 | 0.52059 | 0.55282 | 0.53724 | 0.53187 | 0.54261 | 0.53939 | 0.55121 | 0.52972 | 0.52542 | 0.56249 | 0.55228 | 0.541 | 0.51414 | 0.541 | 0.56088 | 0.52542 | 0.53455 | 0.53455 | 0.53294 | 0.51199 | 0.54476 | 0.51092 | 0.51199 | 0.52488 | 0.55604 | 0.52703 | 0.54369 | 0.5136 | 0.55067 | 0.56195 | 0.55121 | 0.52127 | 0.53328 | 0.54584 | 0.524 | 0.54256 | 0.53383 | 0.5311 | 0.55075 | 0.53274 | 0.55075 | 0.5371 | 0.55293 | 0.54584 | 0.56276 | 0.54092 | 0.53383 | 0.52728 | 0.52127 | 0.5513 | 0.51964 | 0.5251 | 0.56003 | 0.5371 | 0.57313 | 0.524 | 0.55566 | 0.56549 | 0.52728 | 0.53274 | 0.53929 | 0.54693 | 0.56931 | 0.54092 | 0.56167 | 0.53437 | 0.55293 | 0.55839 | 0.51855 | 0.55075 | 0.54747 | 0.54256 | 0.56276 | 0.53874 | 0.54365 | 0.5633 | 0.53929 | 0.53437 | 0.53765 | 0.54311 | 0.5251 | 0.52346 | 0.53874 | 0.54311 | 0.54693 | 0.55894 | 0.56603 | 0.53492 | 0.55894 | 0.55075 | 0.56003 | 0.52892 | 0.53874 | 0.52619 | 0.57313 | 0.52782 | 0.55402 | 0.5442 | 0.55457 | 0.51909 | 0.55894 | 0.54092 | 0.56276 | 0.5251 | 0.5251 | 0.51855 | 0.56057 | 0.54638 | 0.56767 | 0.51855 | 0.54475 | 0.52673 | 0.53547 | 0.57204 | 0.56658 | 0.53328 | 0.53929 | 0.54147 | 0.52346 | 0.52619 | 0.52673 | 0.56057 | 0.56712 | 0.54693 | 0.53492 | 0.53001
AB_946S_DSS | 141 | 240 | AB | 0.001501 | 141 | 12411 | 0.18629 | 0.20622 | 0.19878 | 0.19536 | 0.19475 | 0.19455 | 0.20019 | 0.20461 | 0.20703 | 0.19435 | 0.19113 | 0.19898 | 0.20582 | 0.19496 | 0.2028 | 0.20461 | 0.19576 | 0.19395 | 0.20924 | 0.19757 | 0.19777 | 0.19797 | 0.19375 | 0.19536 | 0.19938 | 0.19435 | 0.19355 | 0.19978 | 0.20743 | 0.19958 | 0.19174 | 0.19717 | 0.19395 | 0.2032 | 0.19475 | 0.20099 | 0.19656 | 0.19174 | 0.19777 | 0.20944 | 0.19797 | 0.19596 | 0.20723 | 0.19113 | 0.20481 | 0.20039 | 0.19777 | 0.20924 | 0.19314 | 0.22708 | 0.21147 | 0.21455 | 0.2174 | 0.22532 | 0.2152 | 0.21564 | 0.21323 | 0.22773 | 0.22488 | 0.21147 | 0.21081 | 0.21433 | 0.22202 | 0.22554 | 0.2262 | 0.22993 | 0.21389 | 0.21872 | 0.21455 | 0.22444 | 0.22026 | 0.2174 | 0.21037 | 0.21652 | 0.21718 | 0.22026 | 0.21696 | 0.20971 | 0.20993 | 0.20883 | 0.2174 | 0.22708 | 0.21279 | 0.21784 | 0.21059 | 0.21213 | 0.22224 | 0.21564 | 0.22246 | 0.22949 | 0.22686 | 0.2218 | 0.23081 | 0.21828 | 0.21499 | 0.21301 | 0.20993 | 0.21796 | 0.23204 | 0.22221 | 0.22064 | 0.22712 | 0.22668 | 0.22578 | 0.22578 | 0.21729 | 0.23025 | 0.23025 | 0.22757 | 0.21438 | 0.22489 | 0.23227 | 0.23025 | 0.21952 | 0.21706 | 0.2345 | 0.22042 | 0.2307 | 0.22534 | 0.21505 | 0.22779 | 0.21617 | 0.23115 | 0.21773 | 0.21237 | 0.22846 | 0.21438 | 0.21617 | 0.2345 | 0.21908 | 0.21975 | 0.2193 | 0.21371 | 0.22846 | 0.21729 | 0.22601 | 0.21237 | 0.2155 | 0.22735 | 0.22109 | 0.23025 | 0.22735 | 0.23249 | 0.23472 | 0.21997 | 0.24194 | 0.23938 | 0.24427 | 0.24194 | 0.22238 | 0.2324 | 0.23892 | 0.23053 | 0.24287 | 0.24311 | 0.22238 | 0.23403 | 0.24381 | 0.23403 | 0.23798 | 0.23868 | 0.24124 | 0.22564 | 0.23961 | 0.23286 | 0.23053 | 0.23519 | 0.23379 | 0.23892 | 0.2296 | 0.22774 | 0.24381 | 0.23938 | 0.23449 | 0.22285 | 0.23449 | 0.24311 | 0.22774 | 0.2317 | 0.2317 | 0.231 | 0.22192 | 0.23612 | 0.22145 | 0.22192 | 0.22751 | 0.24101 | 0.22844 | 0.23566 | 0.22262 | 0.23868 | 0.24357 | 0.23892 | 0.22594 | 0.23115 | 0.23659 | 0.22712 | 0.23517 | 0.23138 | 0.2302 | 0.23872 | 0.23091 | 0.23872 | 0.2328 | 0.23966 | 0.23659 | 0.24392 | 0.23446 | 0.23138 | 0.22854 | 0.22594 | 0.23895 | 0.22523 | 0.2276 | 0.24274 | 0.2328 | 0.24842 | 0.22712 | 0.24085 | 0.2451 | 0.22854 | 0.23091 | 0.23375 | 0.23706 | 0.24676 | 0.23446 | 0.24345 | 0.23162 | 0.23966 | 0.24203 | 0.22476 | 0.23872 | 0.2373 | 0.23517 | 0.24392 | 0.23351 | 0.23564 | 0.24416 | 0.23375 | 0.23162 | 0.23304 | 0.2354 | 0.2276 | 0.22689 | 0.23351 | 0.2354 | 0.23706 | 0.24227 | 0.24534 | 0.23186 | 0.24227 | 0.23872 | 0.24274 | 0.22925 | 0.23351 | 0.22807 | 0.24842 | 0.22878 | 0.24014 | 0.23588 | 0.24037 | 0.22499 | 0.24227 | 0.23446 | 0.24392 | 0.2276 | 0.2276 | 0.22476 | 0.24298 | 0.23682 | 0.24605 | 0.22476 | 0.23611 | 0.22831 | 0.23209 | 0.24794 | 0.24558 | 0.23115 | 0.23375 | 0.23469 | 0.22689 | 0.22807 | 0.22831 | 0.24298 | 0.24581 | 0.23706 | 0.23186 | 0.22973
AB_951S_DSS | 142 | 500 | AB | 0.007214 | 142 | 12411 | 0.89533 | 0.99113 | 0.95535 | 0.93891 | 0.93601 | 0.93505 | 0.96212 | 0.98339 | 0.995 | 0.93408 | 0.91861 | 0.95632 | 0.9892 | 0.93698 | 0.97469 | 0.98339 | 0.94085 | 0.93215 | 1.0056 | 0.94955 | 0.95052 | 0.95148 | 0.93118 | 0.93891 | 0.95825 | 0.93408 | 0.93021 | 0.96019 | 0.99693 | 0.95922 | 0.92151 | 0.94762 | 0.93215 | 0.97663 | 0.93601 | 0.96599 | 0.94472 | 0.92151 | 0.95052 | 1.0066 | 0.95148 | 0.94182 | 0.99596 | 0.91861 | 0.98436 | 0.96309 | 0.95052 | 1.0056 | 0.92828 | 1.0914 | 1.0163 | 1.0311 | 1.0449 | 1.0829 | 1.0343 | 1.0364 | 1.0248 | 1.0945 | 1.0808 | 1.0163 | 1.0132 | 1.0301 | 1.0671 | 1.084 | 1.0871 | 1.1051 | 1.028 | 1.0512 | 1.0311 | 1.0787 | 1.0586 | 1.0449 | 1.0111 | 1.0406 | 1.0438 | 1.0586 | 1.0428 | 1.0079 | 1.0089 | 1.0037 | 1.0449 | 1.0914 | 1.0227 | 1.047 | 1.0121 | 1.0195 | 1.0681 | 1.0364 | 1.0692 | 1.103 | 1.0903 | 1.066 | 1.1093 | 1.0491 | 1.0332 | 1.0237 | 1.0089 | 1.0475 | 1.1152 | 1.0679 | 1.0604 | 1.0916 | 1.0894 | 1.0851 | 1.0851 | 1.0443 | 1.1066 | 1.1066 | 1.0937 | 1.0303 | 1.0808 | 1.1163 | 1.1066 | 1.0551 | 1.0432 | 1.127 | 1.0594 | 1.1088 | 1.083 | 1.0336 | 1.0948 | 1.0389 | 1.1109 | 1.0465 | 1.0207 | 1.098 | 1.0303 | 1.0389 | 1.127 | 1.0529 | 1.0561 | 1.054 | 1.0271 | 1.098 | 1.0443 | 1.0862 | 1.0207 | 1.0357 | 1.0927 | 1.0626 | 1.1066 | 1.0927 | 1.1174 | 1.1281 | 1.0572 | 1.1628 | 1.1505 | 1.174 | 1.1628 | 1.0688 | 1.1169 | 1.1483 | 1.108 | 1.1673 | 1.1684 | 1.0688 | 1.1248 | 1.1718 | 1.1248 | 1.1438 | 1.1471 | 1.1595 | 1.0845 | 1.1516 | 1.1192 | 1.108 | 1.1304 | 1.1236 | 1.1483 | 1.1035 | 1.0945 | 1.1718 | 1.1505 | 1.127 | 1.071 | 1.127 | 1.1684 | 1.0945 | 1.1136 | 1.1136 | 1.1102 | 1.0666 | 1.1348 | 1.0643 | 1.0666 | 1.0934 | 1.1583 | 1.0979 | 1.1326 | 1.0699 | 1.1471 | 1.1706 | 1.1483 | 1.0859 | 1.1109 | 1.1371 | 1.0916 | 1.1302 | 1.1121 | 1.1064 | 1.1473 | 1.1098 | 1.1473 | 1.1189 | 1.1519 | 1.1371 | 1.1723 | 1.1268 | 1.1121 | 1.0984 | 1.0859 | 1.1484 | 1.0825 | 1.0939 | 1.1666 | 1.1189 | 1.1939 | 1.0916 | 1.1575 | 1.178 | 1.0984 | 1.1098 | 1.1234 | 1.1393 | 1.186 | 1.1268 | 1.17 | 1.1132 | 1.1519 | 1.1632 | 1.0802 | 1.1473 | 1.1405 | 1.1302 | 1.1723 | 1.1223 | 1.1325 | 1.1735 | 1.1234 | 1.1132 | 1.12 | 1.1314 | 1.0939 | 1.0904 | 1.1223 | 1.1314 | 1.1393 | 1.1644 | 1.1791 | 1.1143 | 1.1644 | 1.1473 | 1.1666 | 1.1018 | 1.1223 | 1.0961 | 1.1939 | 1.0995 | 1.1541 | 1.1337 | 1.1553 | 1.0814 | 1.1644 | 1.1268 | 1.1723 | 1.0939 | 1.0939 | 1.0802 | 1.1678 | 1.1382 | 1.1826 | 1.0802 | 1.1348 | 1.0973 | 1.1155 | 1.1916 | 1.1803 | 1.1109 | 1.1234 | 1.128 | 1.0904 | 1.0961 | 1.0973 | 1.1678 | 1.1814 | 1.1393 | 1.1143 | 1.1041
AB_957S_DSS | 143 | 240 | AB | 0.003463 | 143 | 12411 | 0.42979 | 0.47578 | 0.45861 | 0.45072 | 0.44932 | 0.44886 | 0.46186 | 0.47207 | 0.47764 | 0.44839 | 0.44097 | 0.45907 | 0.47485 | 0.44979 | 0.46789 | 0.47207 | 0.45164 | 0.44747 | 0.48274 | 0.45582 | 0.45629 | 0.45675 | 0.447 | 0.45072 | 0.46 | 0.44839 | 0.44654 | 0.46093 | 0.47857 | 0.46046 | 0.44236 | 0.45489 | 0.44747 | 0.46882 | 0.44932 | 0.46371 | 0.4535 | 0.44236 | 0.45629 | 0.48321 | 0.45675 | 0.45211 | 0.4781 | 0.44097 | 0.47253 | 0.46232 | 0.45629 | 0.48274 | 0.44561 | 0.52389 | 0.48788 | 0.49498 | 0.50158 | 0.51983 | 0.49651 | 0.49752 | 0.49194 | 0.52541 | 0.51882 | 0.48788 | 0.48636 | 0.49448 | 0.51223 | 0.52034 | 0.52186 | 0.53048 | 0.49346 | 0.50462 | 0.49498 | 0.51781 | 0.50817 | 0.50158 | 0.48535 | 0.49955 | 0.50107 | 0.50817 | 0.50056 | 0.48383 | 0.48433 | 0.4818 | 0.50158 | 0.52389 | 0.49093 | 0.50259 | 0.48586 | 0.48941 | 0.51273 | 0.49752 | 0.51324 | 0.52947 | 0.52338 | 0.51172 | 0.53251 | 0.50361 | 0.496 | 0.49143 | 0.48433 | 0.50286 | 0.53535 | 0.51266 | 0.50905 | 0.524 | 0.52297 | 0.52091 | 0.52091 | 0.50131 | 0.53122 | 0.53122 | 0.52504 | 0.49461 | 0.51885 | 0.53587 | 0.53122 | 0.50647 | 0.50079 | 0.54102 | 0.50853 | 0.53226 | 0.51988 | 0.49615 | 0.52555 | 0.49873 | 0.53329 | 0.50234 | 0.48996 | 0.5271 | 0.49461 | 0.49873 | 0.54102 | 0.50544 | 0.50698 | 0.50595 | 0.49306 | 0.5271 | 0.50131 | 0.52142 | 0.48996 | 0.49718 | 0.52452 | 0.51008 | 0.53122 | 0.52452 | 0.53638 | 0.54154 | 0.5075 | 0.55819 | 0.55228 | 0.56357 | 0.55819 | 0.51307 | 0.53617 | 0.55121 | 0.53187 | 0.56034 | 0.56088 | 0.51307 | 0.53993 | 0.56249 | 0.53993 | 0.54906 | 0.55067 | 0.55658 | 0.52059 | 0.55282 | 0.53724 | 0.53187 | 0.54261 | 0.53939 | 0.55121 | 0.52972 | 0.52542 | 0.56249 | 0.55228 | 0.541 | 0.51414 | 0.541 | 0.56088 | 0.52542 | 0.53455 | 0.53455 | 0.53294 | 0.51199 | 0.54476 | 0.51092 | 0.51199 | 0.52488 | 0.55604 | 0.52703 | 0.54369 | 0.5136 | 0.55067 | 0.56195 | 0.55121 | 0.52127 | 0.53328 | 0.54584 | 0.524 | 0.54256 | 0.53383 | 0.5311 | 0.55075 | 0.53274 | 0.55075 | 0.5371 | 0.55293 | 0.54584 | 0.56276 | 0.54092 | 0.53383 | 0.52728 | 0.52127 | 0.5513 | 0.51964 | 0.5251 | 0.56003 | 0.5371 | 0.57313 | 0.524 | 0.55566 | 0.56549 | 0.52728 | 0.53274 | 0.53929 | 0.54693 | 0.56931 | 0.54092 | 0.56167 | 0.53437 | 0.55293 | 0.55839 | 0.51855 | 0.55075 | 0.54747 | 0.54256 | 0.56276 | 0.53874 | 0.54365 | 0.5633 | 0.53929 | 0.53437 | 0.53765 | 0.54311 | 0.5251 | 0.52346 | 0.53874 | 0.54311 | 0.54693 | 0.55894 | 0.56603 | 0.53492 | 0.55894 | 0.55075 | 0.56003 | 0.52892 | 0.53874 | 0.52619 | 0.57313 | 0.52782 | 0.55402 | 0.5442 | 0.55457 | 0.51909 | 0.55894 | 0.54092 | 0.56276 | 0.5251 | 0.5251 | 0.51855 | 0.56057 | 0.54638 | 0.56767 | 0.51855 | 0.54475 | 0.52673 | 0.53547 | 0.57204 | 0.56658 | 0.53328 | 0.53929 | 0.54147 | 0.52346 | 0.52619 | 0.52673 | 0.56057 | 0.56712 | 0.54693 | 0.53492 | 0.53001
AB_959S_DSS | 144 | 240 | AB | 0.001501 | 144 | 12411 | 0.18629 | 0.20622 | 0.19878 | 0.19536 | 0.19475 | 0.19455 | 0.20019 | 0.20461 | 0.20703 | 0.19435 | 0.19113 | 0.19898 | 0.20582 | 0.19496 | 0.2028 | 0.20461 | 0.19576 | 0.19395 | 0.20924 | 0.19757 | 0.19777 | 0.19797 | 0.19375 | 0.19536 | 0.19938 | 0.19435 | 0.19355 | 0.19978 | 0.20743 | 0.19958 | 0.19174 | 0.19717 | 0.19395 | 0.2032 | 0.19475 | 0.20099 | 0.19656 | 0.19174 | 0.19777 | 0.20944 | 0.19797 | 0.19596 | 0.20723 | 0.19113 | 0.20481 | 0.20039 | 0.19777 | 0.20924 | 0.19314 | 0.22708 | 0.21147 | 0.21455 | 0.2174 | 0.22532 | 0.2152 | 0.21564 | 0.21323 | 0.22773 | 0.22488 | 0.21147 | 0.21081 | 0.21433 | 0.22202 | 0.22554 | 0.2262 | 0.22993 | 0.21389 | 0.21872 | 0.21455 | 0.22444 | 0.22026 | 0.2174 | 0.21037 | 0.21652 | 0.21718 | 0.22026 | 0.21696 | 0.20971 | 0.20993 | 0.20883 | 0.2174 | 0.22708 | 0.21279 | 0.21784 | 0.21059 | 0.21213 | 0.22224 | 0.21564 | 0.22246 | 0.22949 | 0.22686 | 0.2218 | 0.23081 | 0.21828 | 0.21499 | 0.21301 | 0.20993 | 0.21796 | 0.23204 | 0.22221 | 0.22064 | 0.22712 | 0.22668 | 0.22578 | 0.22578 | 0.21729 | 0.23025 | 0.23025 | 0.22757 | 0.21438 | 0.22489 | 0.23227 | 0.23025 | 0.21952 | 0.21706 | 0.2345 | 0.22042 | 0.2307 | 0.22534 | 0.21505 | 0.22779 | 0.21617 | 0.23115 | 0.21773 | 0.21237 | 0.22846 | 0.21438 | 0.21617 | 0.2345 | 0.21908 | 0.21975 | 0.2193 | 0.21371 | 0.22846 | 0.21729 | 0.22601 | 0.21237 | 0.2155 | 0.22735 | 0.22109 | 0.23025 | 0.22735 | 0.23249 | 0.23472 | 0.21997 | 0.24194 | 0.23938 | 0.24427 | 0.24194 | 0.22238 | 0.2324 | 0.23892 | 0.23053 | 0.24287 | 0.24311 | 0.22238 | 0.23403 | 0.24381 | 0.23403 | 0.23798 | 0.23868 | 0.24124 | 0.22564 | 0.23961 | 0.23286 | 0.23053 | 0.23519 | 0.23379 | 0.23892 | 0.2296 | 0.22774 | 0.24381 | 0.23938 | 0.23449 | 0.22285 | 0.23449 | 0.24311 | 0.22774 | 0.2317 | 0.2317 | 0.231 | 0.22192 | 0.23612 | 0.22145 | 0.22192 | 0.22751 | 0.24101 | 0.22844 | 0.23566 | 0.22262 | 0.23868 | 0.24357 | 0.23892 | 0.22594 | 0.23115 | 0.23659 | 0.22712 | 0.23517 | 0.23138 | 0.2302 | 0.23872 | 0.23091 | 0.23872 | 0.2328 | 0.23966 | 0.23659 | 0.24392 | 0.23446 | 0.23138 | 0.22854 | 0.22594 | 0.23895 | 0.22523 | 0.2276 | 0.24274 | 0.2328 | 0.24842 | 0.22712 | 0.24085 | 0.2451 | 0.22854 | 0.23091 | 0.23375 | 0.23706 | 0.24676 | 0.23446 | 0.24345 | 0.23162 | 0.23966 | 0.24203 | 0.22476 | 0.23872 | 0.2373 | 0.23517 | 0.24392 | 0.23351 | 0.23564 | 0.24416 | 0.23375 | 0.23162 | 0.23304 | 0.2354 | 0.2276 | 0.22689 | 0.23351 | 0.2354 | 0.23706 | 0.24227 | 0.24534 | 0.23186 | 0.24227 | 0.23872 | 0.24274 | 0.22925 | 0.23351 | 0.22807 | 0.24842 | 0.22878 | 0.24014 | 0.23588 | 0.24037 | 0.22499 | 0.24227 | 0.23446 | 0.24392 | 0.2276 | 0.2276 | 0.22476 | 0.24298 | 0.23682 | 0.24605 | 0.22476 | 0.23611 | 0.22831 | 0.23209 | 0.24794 | 0.24558 | 0.23115 | 0.23375 | 0.23469 | 0.22689 | 0.22807 | 0.22831 | 0.24298 | 0.24581 | 0.23706 | 0.23186 | 0.22973
AB_960S_DSS | 145 | 240 | AB | 0.003463 | 145 | 12411 | 0.42979 | 0.47578 | 0.45861 | 0.45072 | 0.44932 | 0.44886 | 0.46186 | 0.47207 | 0.47764 | 0.44839 | 0.44097 | 0.45907 | 0.47485 | 0.44979 | 0.46789 | 0.47207 | 0.45164 | 0.44747 | 0.48274 | 0.45582 | 0.45629 | 0.45675 | 0.447 | 0.45072 | 0.46 | 0.44839 | 0.44654 | 0.46093 | 0.47857 | 0.46046 | 0.44236 | 0.45489 | 0.44747 | 0.46882 | 0.44932 | 0.46371 | 0.4535 | 0.44236 | 0.45629 | 0.48321 | 0.45675 | 0.45211 | 0.4781 | 0.44097 | 0.47253 | 0.46232 | 0.45629 | 0.48274 | 0.44561 | 0.52389 | 0.48788 | 0.49498 | 0.50158 | 0.51983 | 0.49651 | 0.49752 | 0.49194 | 0.52541 | 0.51882 | 0.48788 | 0.48636 | 0.49448 | 0.51223 | 0.52034 | 0.52186 | 0.53048 | 0.49346 | 0.50462 | 0.49498 | 0.51781 | 0.50817 | 0.50158 | 0.48535 | 0.49955 | 0.50107 | 0.50817 | 0.50056 | 0.48383 | 0.48433 | 0.4818 | 0.50158 | 0.52389 | 0.49093 | 0.50259 | 0.48586 | 0.48941 | 0.51273 | 0.49752 | 0.51324 | 0.52947 | 0.52338 | 0.51172 | 0.53251 | 0.50361 | 0.496 | 0.49143 | 0.48433 | 0.50286 | 0.53535 | 0.51266 | 0.50905 | 0.524 | 0.52297 | 0.52091 | 0.52091 | 0.50131 | 0.53122 | 0.53122 | 0.52504 | 0.49461 | 0.51885 | 0.53587 | 0.53122 | 0.50647 | 0.50079 | 0.54102 | 0.50853 | 0.53226 | 0.51988 | 0.49615 | 0.52555 | 0.49873 | 0.53329 | 0.50234 | 0.48996 | 0.5271 | 0.49461 | 0.49873 | 0.54102 | 0.50544 | 0.50698 | 0.50595 | 0.49306 | 0.5271 | 0.50131 | 0.52142 | 0.48996 | 0.49718 | 0.52452 | 0.51008 | 0.53122 | 0.52452 | 0.53638 | 0.54154 | 0.5075 | 0.55819 | 0.55228 | 0.56357 | 0.55819 | 0.51307 | 0.53617 | 0.55121 | 0.53187 | 0.56034 | 0.56088 | 0.51307 | 0.53993 | 0.56249 | 0.53993 | 0.54906 | 0.55067 | 0.55658 | 0.52059 | 0.55282 | 0.53724 | 0.53187 | 0.54261 | 0.53939 | 0.55121 | 0.52972 | 0.52542 | 0.56249 | 0.55228 | 0.541 | 0.51414 | 0.541 | 0.56088 | 0.52542 | 0.53455 | 0.53455 | 0.53294 | 0.51199 | 0.54476 | 0.51092 | 0.51199 | 0.52488 | 0.55604 | 0.52703 | 0.54369 | 0.5136 | 0.55067 | 0.56195 | 0.55121 | 0.52127 | 0.53328 | 0.54584 | 0.524 | 0.54256 | 0.53383 | 0.5311 | 0.55075 | 0.53274 | 0.55075 | 0.5371 | 0.55293 | 0.54584 | 0.56276 | 0.54092 | 0.53383 | 0.52728 | 0.52127 | 0.5513 | 0.51964 | 0.5251 | 0.56003 | 0.5371 | 0.57313 | 0.524 | 0.55566 | 0.56549 | 0.52728 | 0.53274 | 0.53929 | 0.54693 | 0.56931 | 0.54092 | 0.56167 | 0.53437 | 0.55293 | 0.55839 | 0.51855 | 0.55075 | 0.54747 | 0.54256 | 0.56276 | 0.53874 | 0.54365 | 0.5633 | 0.53929 | 0.53437 | 0.53765 | 0.54311 | 0.5251 | 0.52346 | 0.53874 | 0.54311 | 0.54693 | 0.55894 | 0.56603 | 0.53492 | 0.55894 | 0.55075 | 0.56003 | 0.52892 | 0.53874 | 0.52619 | 0.57313 | 0.52782 | 0.55402 | 0.5442 | 0.55457 | 0.51909 | 0.55894 | 0.54092 | 0.56276 | 0.5251 | 0.5251 | 0.51855 | 0.56057 | 0.54638 | 0.56767 | 0.51855 | 0.54475 | 0.52673 | 0.53547 | 0.57204 | 0.56658 | 0.53328 | 0.53929 | 0.54147 | 0.52346 | 0.52619 | 0.52673 | 0.56057 | 0.56712 | 0.54693 | 0.53492 | 0.53001
AB_963S_DSS | 146 | 240 | AB | 0.001501 | 146 | 12411 | 0.18629 | 0.20622 | 0.19878 | 0.19536 | 0.19475 | 0.19455 | 0.20019 | 0.20461 | 0.20703 | 0.19435 | 0.19113 | 0.19898 | 0.20582 | 0.19496 | 0.2028 | 0.20461 | 0.19576 | 0.19395 | 0.20924 | 0.19757 | 0.19777 | 0.19797 | 0.19375 | 0.19536 | 0.19938 | 0.19435 | 0.19355 | 0.19978 | 0.20743 | 0.19958 | 0.19174 | 0.19717 | 0.19395 | 0.2032 | 0.19475 | 0.20099 | 0.19656 | 0.19174 | 0.19777 | 0.20944 | 0.19797 | 0.19596 | 0.20723 | 0.19113 | 0.20481 | 0.20039 | 0.19777 | 0.20924 | 0.19314 | 0.22708 | 0.21147 | 0.21455 | 0.2174 | 0.22532 | 0.2152 | 0.21564 | 0.21323 | 0.22773 | 0.22488 | 0.21147 | 0.21081 | 0.21433 | 0.22202 | 0.22554 | 0.2262 | 0.22993 | 0.21389 | 0.21872 | 0.21455 | 0.22444 | 0.22026 | 0.2174 | 0.21037 | 0.21652 | 0.21718 | 0.22026 | 0.21696 | 0.20971 | 0.20993 | 0.20883 | 0.2174 | 0.22708 | 0.21279 | 0.21784 | 0.21059 | 0.21213 | 0.22224 | 0.21564 | 0.22246 | 0.22949 | 0.22686 | 0.2218 | 0.23081 | 0.21828 | 0.21499 | 0.21301 | 0.20993 | 0.21796 | 0.23204 | 0.22221 | 0.22064 | 0.22712 | 0.22668 | 0.22578 | 0.22578 | 0.21729 | 0.23025 | 0.23025 | 0.22757 | 0.21438 | 0.22489 | 0.23227 | 0.23025 | 0.21952 | 0.21706 | 0.2345 | 0.22042 | 0.2307 | 0.22534 | 0.21505 | 0.22779 | 0.21617 | 0.23115 | 0.21773 | 0.21237 | 0.22846 | 0.21438 | 0.21617 | 0.2345 | 0.21908 | 0.21975 | 0.2193 | 0.21371 | 0.22846 | 0.21729 | 0.22601 | 0.21237 | 0.2155 | 0.22735 | 0.22109 | 0.23025 | 0.22735 | 0.23249 | 0.23472 | 0.21997 | 0.24194 | 0.23938 | 0.24427 | 0.24194 | 0.22238 | 0.2324 | 0.23892 | 0.23053 | 0.24287 | 0.24311 | 0.22238 | 0.23403 | 0.24381 | 0.23403 | 0.23798 | 0.23868 | 0.24124 | 0.22564 | 0.23961 | 0.23286 | 0.23053 | 0.23519 | 0.23379 | 0.23892 | 0.2296 | 0.22774 | 0.24381 | 0.23938 | 0.23449 | 0.22285 | 0.23449 | 0.24311 | 0.22774 | 0.2317 | 0.2317 | 0.231 | 0.22192 | 0.23612 | 0.22145 | 0.22192 | 0.22751 | 0.24101 | 0.22844 | 0.23566 | 0.22262 | 0.23868 | 0.24357 | 0.23892 | 0.22594 | 0.23115 | 0.23659 | 0.22712 | 0.23517 | 0.23138 | 0.2302 | 0.23872 | 0.23091 | 0.23872 | 0.2328 | 0.23966 | 0.23659 | 0.24392 | 0.23446 | 0.23138 | 0.22854 | 0.22594 | 0.23895 | 0.22523 | 0.2276 | 0.24274 | 0.2328 | 0.24842 | 0.22712 | 0.24085 | 0.2451 | 0.22854 | 0.23091 | 0.23375 | 0.23706 | 0.24676 | 0.23446 | 0.24345 | 0.23162 | 0.23966 | 0.24203 | 0.22476 | 0.23872 | 0.2373 | 0.23517 | 0.24392 | 0.23351 | 0.23564 | 0.24416 | 0.23375 | 0.23162 | 0.23304 | 0.2354 | 0.2276 | 0.22689 | 0.23351 | 0.2354 | 0.23706 | 0.24227 | 0.24534 | 0.23186 | 0.24227 | 0.23872 | 0.24274 | 0.22925 | 0.23351 | 0.22807 | 0.24842 | 0.22878 | 0.24014 | 0.23588 | 0.24037 | 0.22499 | 0.24227 | 0.23446 | 0.24392 | 0.2276 | 0.2276 | 0.22476 | 0.24298 | 0.23682 | 0.24605 | 0.22476 | 0.23611 | 0.22831 | 0.23209 | 0.24794 | 0.24558 | 0.23115 | 0.23375 | 0.23469 | 0.22689 | 0.22807 | 0.22831 | 0.24298 | 0.24581 | 0.23706 | 0.23186 | 0.22973
AB_972S_DSS | 147 | 240 | AB | 0.002718 | 147 | 12411 | 0.33733 | 0.37343 | 0.35995 | 0.35375 | 0.35266 | 0.35229 | 0.3625 | 0.37051 | 0.37488 | 0.35193 | 0.3461 | 0.36031 | 0.3727 | 0.35302 | 0.36723 | 0.37051 | 0.35448 | 0.3512 | 0.37889 | 0.35776 | 0.35812 | 0.35849 | 0.35084 | 0.35375 | 0.36104 | 0.35193 | 0.35047 | 0.36177 | 0.37561 | 0.3614 | 0.34719 | 0.35703 | 0.3512 | 0.36796 | 0.35266 | 0.36395 | 0.35594 | 0.34719 | 0.35812 | 0.37925 | 0.35849 | 0.35485 | 0.37525 | 0.3461 | 0.37088 | 0.36286 | 0.35812 | 0.37889 | 0.34974 | 0.41119 | 0.38292 | 0.3885 | 0.39367 | 0.408 | 0.38969 | 0.39049 | 0.38611 | 0.41238 | 0.40721 | 0.38292 | 0.38173 | 0.3881 | 0.40203 | 0.4084 | 0.40959 | 0.41636 | 0.3873 | 0.39606 | 0.3885 | 0.40641 | 0.39885 | 0.39367 | 0.38093 | 0.39208 | 0.39327 | 0.39885 | 0.39288 | 0.37974 | 0.38014 | 0.37815 | 0.39367 | 0.41119 | 0.38531 | 0.39447 | 0.38133 | 0.38412 | 0.40243 | 0.39049 | 0.40283 | 0.41556 | 0.41079 | 0.40163 | 0.41795 | 0.39526 | 0.38929 | 0.38571 | 0.38014 | 0.39468 | 0.42018 | 0.40237 | 0.39953 | 0.41127 | 0.41046 | 0.40885 | 0.40885 | 0.39346 | 0.41694 | 0.41694 | 0.41208 | 0.3882 | 0.40723 | 0.42058 | 0.41694 | 0.39751 | 0.39306 | 0.42463 | 0.39913 | 0.41775 | 0.40804 | 0.38941 | 0.41249 | 0.39144 | 0.41856 | 0.39427 | 0.38456 | 0.4137 | 0.3882 | 0.39144 | 0.42463 | 0.3967 | 0.39792 | 0.39711 | 0.38699 | 0.4137 | 0.39346 | 0.40925 | 0.38456 | 0.39022 | 0.41168 | 0.40034 | 0.41694 | 0.41168 | 0.42099 | 0.42504 | 0.39832 | 0.43811 | 0.43347 | 0.44233 | 0.43811 | 0.40269 | 0.42082 | 0.43263 | 0.41745 | 0.4398 | 0.44022 | 0.40269 | 0.42377 | 0.44148 | 0.42377 | 0.43094 | 0.43221 | 0.43684 | 0.40859 | 0.43389 | 0.42166 | 0.41745 | 0.42588 | 0.42335 | 0.43263 | 0.41576 | 0.41239 | 0.44148 | 0.43347 | 0.42462 | 0.40353 | 0.42462 | 0.44022 | 0.41239 | 0.41956 | 0.41956 | 0.41829 | 0.40185 | 0.42757 | 0.401 | 0.40185 | 0.41197 | 0.43642 | 0.41365 | 0.42672 | 0.40311 | 0.43221 | 0.44106 | 0.43263 | 0.40913 | 0.41856 | 0.42841 | 0.41127 | 0.42584 | 0.41899 | 0.41684 | 0.43227 | 0.41813 | 0.43227 | 0.42156 | 0.43398 | 0.42841 | 0.44169 | 0.42455 | 0.41899 | 0.41384 | 0.40913 | 0.43269 | 0.40785 | 0.41213 | 0.43955 | 0.42156 | 0.44983 | 0.41127 | 0.43612 | 0.44383 | 0.41384 | 0.41813 | 0.42327 | 0.42927 | 0.44683 | 0.42455 | 0.44083 | 0.41941 | 0.43398 | 0.43826 | 0.40699 | 0.43227 | 0.4297 | 0.42584 | 0.44169 | 0.42284 | 0.4267 | 0.44212 | 0.42327 | 0.41941 | 0.42198 | 0.42627 | 0.41213 | 0.41085 | 0.42284 | 0.42627 | 0.42927 | 0.43869 | 0.44426 | 0.41984 | 0.43869 | 0.43227 | 0.43955 | 0.41513 | 0.42284 | 0.41299 | 0.44983 | 0.41427 | 0.43484 | 0.42713 | 0.43526 | 0.40742 | 0.43869 | 0.42455 | 0.44169 | 0.41213 | 0.41213 | 0.40699 | 0.43998 | 0.42884 | 0.44555 | 0.40699 | 0.42755 | 0.41342 | 0.42027 | 0.44897 | 0.44469 | 0.41856 | 0.42327 | 0.42498 | 0.41085 | 0.41299 | 0.41342 | 0.43998 | 0.44512 | 0.42927 | 0.41984 | 0.41599
AB_973S_GSS | 148 | 240 | AB | 0.002718 | 148 | 12411 | 0.33733 | 0.37343 | 0.35995 | 0.35375 | 0.35266 | 0.35229 | 0.3625 | 0.37051 | 0.37488 | 0.35193 | 0.3461 | 0.36031 | 0.3727 | 0.35302 | 0.36723 | 0.37051 | 0.35448 | 0.3512 | 0.37889 | 0.35776 | 0.35812 | 0.35849 | 0.35084 | 0.35375 | 0.36104 | 0.35193 | 0.35047 | 0.36177 | 0.37561 | 0.3614 | 0.34719 | 0.35703 | 0.3512 | 0.36796 | 0.35266 | 0.36395 | 0.35594 | 0.34719 | 0.35812 | 0.37925 | 0.35849 | 0.35485 | 0.37525 | 0.3461 | 0.37088 | 0.36286 | 0.35812 | 0.37889 | 0.34974 | 0.41119 | 0.38292 | 0.3885 | 0.39367 | 0.408 | 0.38969 | 0.39049 | 0.38611 | 0.41238 | 0.40721 | 0.38292 | 0.38173 | 0.3881 | 0.40203 | 0.4084 | 0.40959 | 0.41636 | 0.3873 | 0.39606 | 0.3885 | 0.40641 | 0.39885 | 0.39367 | 0.38093 | 0.39208 | 0.39327 | 0.39885 | 0.39288 | 0.37974 | 0.38014 | 0.37815 | 0.39367 | 0.41119 | 0.38531 | 0.39447 | 0.38133 | 0.38412 | 0.40243 | 0.39049 | 0.40283 | 0.41556 | 0.41079 | 0.40163 | 0.41795 | 0.39526 | 0.38929 | 0.38571 | 0.38014 | 0.39468 | 0.42018 | 0.40237 | 0.39953 | 0.41127 | 0.41046 | 0.40885 | 0.40885 | 0.39346 | 0.41694 | 0.41694 | 0.41208 | 0.3882 | 0.40723 | 0.42058 | 0.41694 | 0.39751 | 0.39306 | 0.42463 | 0.39913 | 0.41775 | 0.40804 | 0.38941 | 0.41249 | 0.39144 | 0.41856 | 0.39427 | 0.38456 | 0.4137 | 0.3882 | 0.39144 | 0.42463 | 0.3967 | 0.39792 | 0.39711 | 0.38699 | 0.4137 | 0.39346 | 0.40925 | 0.38456 | 0.39022 | 0.41168 | 0.40034 | 0.41694 | 0.41168 | 0.42099 | 0.42504 | 0.39832 | 0.43811 | 0.43347 | 0.44233 | 0.43811 | 0.40269 | 0.42082 | 0.43263 | 0.41745 | 0.4398 | 0.44022 | 0.40269 | 0.42377 | 0.44148 | 0.42377 | 0.43094 | 0.43221 | 0.43684 | 0.40859 | 0.43389 | 0.42166 | 0.41745 | 0.42588 | 0.42335 | 0.43263 | 0.41576 | 0.41239 | 0.44148 | 0.43347 | 0.42462 | 0.40353 | 0.42462 | 0.44022 | 0.41239 | 0.41956 | 0.41956 | 0.41829 | 0.40185 | 0.42757 | 0.401 | 0.40185 | 0.41197 | 0.43642 | 0.41365 | 0.42672 | 0.40311 | 0.43221 | 0.44106 | 0.43263 | 0.40913 | 0.41856 | 0.42841 | 0.41127 | 0.42584 | 0.41899 | 0.41684 | 0.43227 | 0.41813 | 0.43227 | 0.42156 | 0.43398 | 0.42841 | 0.44169 | 0.42455 | 0.41899 | 0.41384 | 0.40913 | 0.43269 | 0.40785 | 0.41213 | 0.43955 | 0.42156 | 0.44983 | 0.41127 | 0.43612 | 0.44383 | 0.41384 | 0.41813 | 0.42327 | 0.42927 | 0.44683 | 0.42455 | 0.44083 | 0.41941 | 0.43398 | 0.43826 | 0.40699 | 0.43227 | 0.4297 | 0.42584 | 0.44169 | 0.42284 | 0.4267 | 0.44212 | 0.42327 | 0.41941 | 0.42198 | 0.42627 | 0.41213 | 0.41085 | 0.42284 | 0.42627 | 0.42927 | 0.43869 | 0.44426 | 0.41984 | 0.43869 | 0.43227 | 0.43955 | 0.41513 | 0.42284 | 0.41299 | 0.44983 | 0.41427 | 0.43484 | 0.42713 | 0.43526 | 0.40742 | 0.43869 | 0.42455 | 0.44169 | 0.41213 | 0.41213 | 0.40699 | 0.43998 | 0.42884 | 0.44555 | 0.40699 | 0.42755 | 0.41342 | 0.42027 | 0.44897 | 0.44469 | 0.41856 | 0.42327 | 0.42498 | 0.41085 | 0.41299 | 0.41342 | 0.43998 | 0.44512 | 0.42927 | 0.41984 | 0.41599
AB_973S_JCT | 149 | 240 | AB | 0.002718 | 149 | 12411 | 0.33733 | 0.37343 | 0.35995 | 0.35375 | 0.35266 | 0.35229 | 0.3625 | 0.37051 | 0.37488 | 0.35193 | 0.3461 | 0.36031 | 0.3727 | 0.35302 | 0.36723 | 0.37051 | 0.35448 | 0.3512 | 0.37889 | 0.35776 | 0.35812 | 0.35849 | 0.35084 | 0.35375 | 0.36104 | 0.35193 | 0.35047 | 0.36177 | 0.37561 | 0.3614 | 0.34719 | 0.35703 | 0.3512 | 0.36796 | 0.35266 | 0.36395 | 0.35594 | 0.34719 | 0.35812 | 0.37925 | 0.35849 | 0.35485 | 0.37525 | 0.3461 | 0.37088 | 0.36286 | 0.35812 | 0.37889 | 0.34974 | 0.41119 | 0.38292 | 0.3885 | 0.39367 | 0.408 | 0.38969 | 0.39049 | 0.38611 | 0.41238 | 0.40721 | 0.38292 | 0.38173 | 0.3881 | 0.40203 | 0.4084 | 0.40959 | 0.41636 | 0.3873 | 0.39606 | 0.3885 | 0.40641 | 0.39885 | 0.39367 | 0.38093 | 0.39208 | 0.39327 | 0.39885 | 0.39288 | 0.37974 | 0.38014 | 0.37815 | 0.39367 | 0.41119 | 0.38531 | 0.39447 | 0.38133 | 0.38412 | 0.40243 | 0.39049 | 0.40283 | 0.41556 | 0.41079 | 0.40163 | 0.41795 | 0.39526 | 0.38929 | 0.38571 | 0.38014 | 0.39468 | 0.42018 | 0.40237 | 0.39953 | 0.41127 | 0.41046 | 0.40885 | 0.40885 | 0.39346 | 0.41694 | 0.41694 | 0.41208 | 0.3882 | 0.40723 | 0.42058 | 0.41694 | 0.39751 | 0.39306 | 0.42463 | 0.39913 | 0.41775 | 0.40804 | 0.38941 | 0.41249 | 0.39144 | 0.41856 | 0.39427 | 0.38456 | 0.4137 | 0.3882 | 0.39144 | 0.42463 | 0.3967 | 0.39792 | 0.39711 | 0.38699 | 0.4137 | 0.39346 | 0.40925 | 0.38456 | 0.39022 | 0.41168 | 0.40034 | 0.41694 | 0.41168 | 0.42099 | 0.42504 | 0.39832 | 0.43811 | 0.43347 | 0.44233 | 0.43811 | 0.40269 | 0.42082 | 0.43263 | 0.41745 | 0.4398 | 0.44022 | 0.40269 | 0.42377 | 0.44148 | 0.42377 | 0.43094 | 0.43221 | 0.43684 | 0.40859 | 0.43389 | 0.42166 | 0.41745 | 0.42588 | 0.42335 | 0.43263 | 0.41576 | 0.41239 | 0.44148 | 0.43347 | 0.42462 | 0.40353 | 0.42462 | 0.44022 | 0.41239 | 0.41956 | 0.41956 | 0.41829 | 0.40185 | 0.42757 | 0.401 | 0.40185 | 0.41197 | 0.43642 | 0.41365 | 0.42672 | 0.40311 | 0.43221 | 0.44106 | 0.43263 | 0.40913 | 0.41856 | 0.42841 | 0.41127 | 0.42584 | 0.41899 | 0.41684 | 0.43227 | 0.41813 | 0.43227 | 0.42156 | 0.43398 | 0.42841 | 0.44169 | 0.42455 | 0.41899 | 0.41384 | 0.40913 | 0.43269 | 0.40785 | 0.41213 | 0.43955 | 0.42156 | 0.44983 | 0.41127 | 0.43612 | 0.44383 | 0.41384 | 0.41813 | 0.42327 | 0.42927 | 0.44683 | 0.42455 | 0.44083 | 0.41941 | 0.43398 | 0.43826 | 0.40699 | 0.43227 | 0.4297 | 0.42584 | 0.44169 | 0.42284 | 0.4267 | 0.44212 | 0.42327 | 0.41941 | 0.42198 | 0.42627 | 0.41213 | 0.41085 | 0.42284 | 0.42627 | 0.42927 | 0.43869 | 0.44426 | 0.41984 | 0.43869 | 0.43227 | 0.43955 | 0.41513 | 0.42284 | 0.41299 | 0.44983 | 0.41427 | 0.43484 | 0.42713 | 0.43526 | 0.40742 | 0.43869 | 0.42455 | 0.44169 | 0.41213 | 0.41213 | 0.40699 | 0.43998 | 0.42884 | 0.44555 | 0.40699 | 0.42755 | 0.41342 | 0.42027 | 0.44897 | 0.44469 | 0.41856 | 0.42327 | 0.42498 | 0.41085 | 0.41299 | 0.41342 | 0.43998 | 0.44512 | 0.42927 | 0.41984 | 0.41599
AB_977S_DSS | 150 | 240 | AB | 0.003463 | 150 | 12411 | 0.42979 | 0.47578 | 0.45861 | 0.45072 | 0.44932 | 0.44886 | 0.46186 | 0.47207 | 0.47764 | 0.44839 | 0.44097 | 0.45907 | 0.47485 | 0.44979 | 0.46789 | 0.47207 | 0.45164 | 0.44747 | 0.48274 | 0.45582 | 0.45629 | 0.45675 | 0.447 | 0.45072 | 0.46 | 0.44839 | 0.44654 | 0.46093 | 0.47857 | 0.46046 | 0.44236 | 0.45489 | 0.44747 | 0.46882 | 0.44932 | 0.46371 | 0.4535 | 0.44236 | 0.45629 | 0.48321 | 0.45675 | 0.45211 | 0.4781 | 0.44097 | 0.47253 | 0.46232 | 0.45629 | 0.48274 | 0.44561 | 0.52389 | 0.48788 | 0.49498 | 0.50158 | 0.51983 | 0.49651 | 0.49752 | 0.49194 | 0.52541 | 0.51882 | 0.48788 | 0.48636 | 0.49448 | 0.51223 | 0.52034 | 0.52186 | 0.53048 | 0.49346 | 0.50462 | 0.49498 | 0.51781 | 0.50817 | 0.50158 | 0.48535 | 0.49955 | 0.50107 | 0.50817 | 0.50056 | 0.48383 | 0.48433 | 0.4818 | 0.50158 | 0.52389 | 0.49093 | 0.50259 | 0.48586 | 0.48941 | 0.51273 | 0.49752 | 0.51324 | 0.52947 | 0.52338 | 0.51172 | 0.53251 | 0.50361 | 0.496 | 0.49143 | 0.48433 | 0.50286 | 0.53535 | 0.51266 | 0.50905 | 0.524 | 0.52297 | 0.52091 | 0.52091 | 0.50131 | 0.53122 | 0.53122 | 0.52504 | 0.49461 | 0.51885 | 0.53587 | 0.53122 | 0.50647 | 0.50079 | 0.54102 | 0.50853 | 0.53226 | 0.51988 | 0.49615 | 0.52555 | 0.49873 | 0.53329 | 0.50234 | 0.48996 | 0.5271 | 0.49461 | 0.49873 | 0.54102 | 0.50544 | 0.50698 | 0.50595 | 0.49306 | 0.5271 | 0.50131 | 0.52142 | 0.48996 | 0.49718 | 0.52452 | 0.51008 | 0.53122 | 0.52452 | 0.53638 | 0.54154 | 0.5075 | 0.55819 | 0.55228 | 0.56357 | 0.55819 | 0.51307 | 0.53617 | 0.55121 | 0.53187 | 0.56034 | 0.56088 | 0.51307 | 0.53993 | 0.56249 | 0.53993 | 0.54906 | 0.55067 | 0.55658 | 0.52059 | 0.55282 | 0.53724 | 0.53187 | 0.54261 | 0.53939 | 0.55121 | 0.52972 | 0.52542 | 0.56249 | 0.55228 | 0.541 | 0.51414 | 0.541 | 0.56088 | 0.52542 | 0.53455 | 0.53455 | 0.53294 | 0.51199 | 0.54476 | 0.51092 | 0.51199 | 0.52488 | 0.55604 | 0.52703 | 0.54369 | 0.5136 | 0.55067 | 0.56195 | 0.55121 | 0.52127 | 0.53328 | 0.54584 | 0.524 | 0.54256 | 0.53383 | 0.5311 | 0.55075 | 0.53274 | 0.55075 | 0.5371 | 0.55293 | 0.54584 | 0.56276 | 0.54092 | 0.53383 | 0.52728 | 0.52127 | 0.5513 | 0.51964 | 0.5251 | 0.56003 | 0.5371 | 0.57313 | 0.524 | 0.55566 | 0.56549 | 0.52728 | 0.53274 | 0.53929 | 0.54693 | 0.56931 | 0.54092 | 0.56167 | 0.53437 | 0.55293 | 0.55839 | 0.51855 | 0.55075 | 0.54747 | 0.54256 | 0.56276 | 0.53874 | 0.54365 | 0.5633 | 0.53929 | 0.53437 | 0.53765 | 0.54311 | 0.5251 | 0.52346 | 0.53874 | 0.54311 | 0.54693 | 0.55894 | 0.56603 | 0.53492 | 0.55894 | 0.55075 | 0.56003 | 0.52892 | 0.53874 | 0.52619 | 0.57313 | 0.52782 | 0.55402 | 0.5442 | 0.55457 | 0.51909 | 0.55894 | 0.54092 | 0.56276 | 0.5251 | 0.5251 | 0.51855 | 0.56057 | 0.54638 | 0.56767 | 0.51855 | 0.54475 | 0.52673 | 0.53547 | 0.57204 | 0.56658 | 0.53328 | 0.53929 | 0.54147 | 0.52346 | 0.52619 | 0.52673 | 0.56057 | 0.56712 | 0.54693 | 0.53492 | 0.53001
AB_987S_GSS | 151 | 240 | AB | 0.011387 | 151 | 12411 | 1.4132 | 1.5645 | 1.508 | 1.482 | 1.4775 | 1.4759 | 1.5187 | 1.5522 | 1.5706 | 1.4744 | 1.45 | 1.5095 | 1.5614 | 1.479 | 1.5385 | 1.5522 | 1.4851 | 1.4714 | 1.5874 | 1.4988 | 1.5004 | 1.5019 | 1.4698 | 1.482 | 1.5126 | 1.4744 | 1.4683 | 1.5156 | 1.5736 | 1.5141 | 1.4546 | 1.4958 | 1.4714 | 1.5416 | 1.4775 | 1.5248 | 1.4912 | 1.4546 | 1.5004 | 1.5889 | 1.5019 | 1.4866 | 1.5721 | 1.45 | 1.5538 | 1.5202 | 1.5004 | 1.5874 | 1.4652 | 1.7227 | 1.6043 | 1.6276 | 1.6493 | 1.7093 | 1.6326 | 1.6359 | 1.6176 | 1.7277 | 1.706 | 1.6043 | 1.5993 | 1.6259 | 1.6843 | 1.711 | 1.716 | 1.7443 | 1.6226 | 1.6593 | 1.6276 | 1.7026 | 1.671 | 1.6493 | 1.5959 | 1.6426 | 1.6476 | 1.671 | 1.6459 | 1.5909 | 1.5926 | 1.5842 | 1.6493 | 1.7227 | 1.6143 | 1.6526 | 1.5976 | 1.6093 | 1.686 | 1.6359 | 1.6876 | 1.741 | 1.721 | 1.6826 | 1.751 | 1.656 | 1.6309 | 1.6159 | 1.5926 | 1.6535 | 1.7603 | 1.6857 | 1.6738 | 1.723 | 1.7196 | 1.7128 | 1.7128 | 1.6484 | 1.7468 | 1.7468 | 1.7264 | 1.6264 | 1.7061 | 1.762 | 1.7468 | 1.6654 | 1.6467 | 1.779 | 1.6721 | 1.7502 | 1.7095 | 1.6314 | 1.7281 | 1.6399 | 1.7535 | 1.6518 | 1.6111 | 1.7332 | 1.6264 | 1.6399 | 1.779 | 1.662 | 1.6671 | 1.6637 | 1.6213 | 1.7332 | 1.6484 | 1.7145 | 1.6111 | 1.6348 | 1.7247 | 1.6772 | 1.7468 | 1.7247 | 1.7637 | 1.7807 | 1.6688 | 1.8354 | 1.816 | 1.8531 | 1.8354 | 1.6871 | 1.763 | 1.8125 | 1.7489 | 1.8425 | 1.8443 | 1.6871 | 1.7754 | 1.8496 | 1.7754 | 1.8054 | 1.8107 | 1.8301 | 1.7118 | 1.8178 | 1.7666 | 1.7489 | 1.7842 | 1.7736 | 1.8125 | 1.7418 | 1.7277 | 1.8496 | 1.816 | 1.7789 | 1.6906 | 1.7789 | 1.8443 | 1.7277 | 1.7577 | 1.7577 | 1.7524 | 1.6835 | 1.7913 | 1.68 | 1.6835 | 1.7259 | 1.8284 | 1.733 | 1.7877 | 1.6888 | 1.8107 | 1.8478 | 1.8125 | 1.714 | 1.7535 | 1.7948 | 1.723 | 1.784 | 1.7553 | 1.7464 | 1.811 | 1.7517 | 1.811 | 1.7661 | 1.8181 | 1.7948 | 1.8505 | 1.7787 | 1.7553 | 1.7338 | 1.714 | 1.8128 | 1.7087 | 1.7266 | 1.8415 | 1.7661 | 1.8846 | 1.723 | 1.8271 | 1.8594 | 1.7338 | 1.7517 | 1.7733 | 1.7984 | 1.872 | 1.7787 | 1.8469 | 1.7571 | 1.8181 | 1.8361 | 1.7051 | 1.811 | 1.8002 | 1.784 | 1.8505 | 1.7715 | 1.7876 | 1.8522 | 1.7733 | 1.7571 | 1.7679 | 1.7858 | 1.7266 | 1.7212 | 1.7715 | 1.7858 | 1.7984 | 1.8379 | 1.8612 | 1.7589 | 1.8379 | 1.811 | 1.8415 | 1.7392 | 1.7715 | 1.7302 | 1.8846 | 1.7356 | 1.8217 | 1.7894 | 1.8235 | 1.7069 | 1.8379 | 1.7787 | 1.8505 | 1.7266 | 1.7266 | 1.7051 | 1.8433 | 1.7966 | 1.8666 | 1.7051 | 1.7912 | 1.732 | 1.7607 | 1.881 | 1.863 | 1.7535 | 1.7733 | 1.7805 | 1.7212 | 1.7302 | 1.732 | 1.8433 | 1.8648 | 1.7984 | 1.7589 | 1.7428
AB_9900S_GSS | 152 | 240 | AB | 0.003463 | 152 | 12411 | 0.42979 | 0.47578 | 0.45861 | 0.45072 | 0.44932 | 0.44886 | 0.46186 | 0.47207 | 0.47764 | 0.44839 | 0.44097 | 0.45907 | 0.47485 | 0.44979 | 0.46789 | 0.47207 | 0.45164 | 0.44747 | 0.48274 | 0.45582 | 0.45629 | 0.45675 | 0.447 | 0.45072 | 0.46 | 0.44839 | 0.44654 | 0.46093 | 0.47857 | 0.46046 | 0.44236 | 0.45489 | 0.44747 | 0.46882 | 0.44932 | 0.46371 | 0.4535 | 0.44236 | 0.45629 | 0.48321 | 0.45675 | 0.45211 | 0.4781 | 0.44097 | 0.47253 | 0.46232 | 0.45629 | 0.48274 | 0.44561 | 0.52389 | 0.48788 | 0.49498 | 0.50158 | 0.51983 | 0.49651 | 0.49752 | 0.49194 | 0.52541 | 0.51882 | 0.48788 | 0.48636 | 0.49448 | 0.51223 | 0.52034 | 0.52186 | 0.53048 | 0.49346 | 0.50462 | 0.49498 | 0.51781 | 0.50817 | 0.50158 | 0.48535 | 0.49955 | 0.50107 | 0.50817 | 0.50056 | 0.48383 | 0.48433 | 0.4818 | 0.50158 | 0.52389 | 0.49093 | 0.50259 | 0.48586 | 0.48941 | 0.51273 | 0.49752 | 0.51324 | 0.52947 | 0.52338 | 0.51172 | 0.53251 | 0.50361 | 0.496 | 0.49143 | 0.48433 | 0.50286 | 0.53535 | 0.51266 | 0.50905 | 0.524 | 0.52297 | 0.52091 | 0.52091 | 0.50131 | 0.53122 | 0.53122 | 0.52504 | 0.49461 | 0.51885 | 0.53587 | 0.53122 | 0.50647 | 0.50079 | 0.54102 | 0.50853 | 0.53226 | 0.51988 | 0.49615 | 0.52555 | 0.49873 | 0.53329 | 0.50234 | 0.48996 | 0.5271 | 0.49461 | 0.49873 | 0.54102 | 0.50544 | 0.50698 | 0.50595 | 0.49306 | 0.5271 | 0.50131 | 0.52142 | 0.48996 | 0.49718 | 0.52452 | 0.51008 | 0.53122 | 0.52452 | 0.53638 | 0.54154 | 0.5075 | 0.55819 | 0.55228 | 0.56357 | 0.55819 | 0.51307 | 0.53617 | 0.55121 | 0.53187 | 0.56034 | 0.56088 | 0.51307 | 0.53993 | 0.56249 | 0.53993 | 0.54906 | 0.55067 | 0.55658 | 0.52059 | 0.55282 | 0.53724 | 0.53187 | 0.54261 | 0.53939 | 0.55121 | 0.52972 | 0.52542 | 0.56249 | 0.55228 | 0.541 | 0.51414 | 0.541 | 0.56088 | 0.52542 | 0.53455 | 0.53455 | 0.53294 | 0.51199 | 0.54476 | 0.51092 | 0.51199 | 0.52488 | 0.55604 | 0.52703 | 0.54369 | 0.5136 | 0.55067 | 0.56195 | 0.55121 | 0.52127 | 0.53328 | 0.54584 | 0.524 | 0.54256 | 0.53383 | 0.5311 | 0.55075 | 0.53274 | 0.55075 | 0.5371 | 0.55293 | 0.54584 | 0.56276 | 0.54092 | 0.53383 | 0.52728 | 0.52127 | 0.5513 | 0.51964 | 0.5251 | 0.56003 | 0.5371 | 0.57313 | 0.524 | 0.55566 | 0.56549 | 0.52728 | 0.53274 | 0.53929 | 0.54693 | 0.56931 | 0.54092 | 0.56167 | 0.53437 | 0.55293 | 0.55839 | 0.51855 | 0.55075 | 0.54747 | 0.54256 | 0.56276 | 0.53874 | 0.54365 | 0.5633 | 0.53929 | 0.53437 | 0.53765 | 0.54311 | 0.5251 | 0.52346 | 0.53874 | 0.54311 | 0.54693 | 0.55894 | 0.56603 | 0.53492 | 0.55894 | 0.55075 | 0.56003 | 0.52892 | 0.53874 | 0.52619 | 0.57313 | 0.52782 | 0.55402 | 0.5442 | 0.55457 | 0.51909 | 0.55894 | 0.54092 | 0.56276 | 0.5251 | 0.5251 | 0.51855 | 0.56057 | 0.54638 | 0.56767 | 0.51855 | 0.54475 | 0.52673 | 0.53547 | 0.57204 | 0.56658 | 0.53328 | 0.53929 | 0.54147 | 0.52346 | 0.52619 | 0.52673 | 0.56057 | 0.56712 | 0.54693 | 0.53492 | 0.53001
AB_991S_GSS | 153 | 240 | AB | 0.003084 | 153 | 12411 | 0.38276 | 0.42371 | 0.40842 | 0.40139 | 0.40015 | 0.39973 | 0.41131 | 0.4204 | 0.42536 | 0.39932 | 0.39271 | 0.40883 | 0.42288 | 0.40056 | 0.41668 | 0.4204 | 0.40221 | 0.39849 | 0.42991 | 0.40593 | 0.40635 | 0.40676 | 0.39808 | 0.40139 | 0.40966 | 0.39932 | 0.39767 | 0.41048 | 0.42619 | 0.41007 | 0.39395 | 0.40511 | 0.39849 | 0.41751 | 0.40015 | 0.41296 | 0.40387 | 0.39395 | 0.40635 | 0.43032 | 0.40676 | 0.40263 | 0.42578 | 0.39271 | 0.42082 | 0.41172 | 0.40635 | 0.42991 | 0.39684 | 0.46656 | 0.43449 | 0.44081 | 0.44668 | 0.46294 | 0.44217 | 0.44307 | 0.4381 | 0.46791 | 0.46204 | 0.43449 | 0.43313 | 0.44036 | 0.45617 | 0.46339 | 0.46475 | 0.47243 | 0.43946 | 0.44939 | 0.44081 | 0.46114 | 0.45255 | 0.44668 | 0.43223 | 0.44488 | 0.44623 | 0.45255 | 0.44578 | 0.43088 | 0.43133 | 0.42907 | 0.44668 | 0.46656 | 0.4372 | 0.44759 | 0.43268 | 0.43584 | 0.45662 | 0.44307 | 0.45707 | 0.47152 | 0.4661 | 0.45572 | 0.47423 | 0.44849 | 0.44171 | 0.43765 | 0.43133 | 0.44782 | 0.47676 | 0.45655 | 0.45334 | 0.46666 | 0.46574 | 0.4639 | 0.4639 | 0.44645 | 0.47309 | 0.47309 | 0.46757 | 0.44047 | 0.46206 | 0.47722 | 0.47309 | 0.45104 | 0.44599 | 0.48181 | 0.45288 | 0.474 | 0.46298 | 0.44185 | 0.46803 | 0.44415 | 0.47492 | 0.44736 | 0.43634 | 0.46941 | 0.44047 | 0.44415 | 0.48181 | 0.45012 | 0.4515 | 0.45058 | 0.4391 | 0.46941 | 0.44645 | 0.46436 | 0.43634 | 0.44277 | 0.46711 | 0.45425 | 0.47309 | 0.46711 | 0.47768 | 0.48227 | 0.45196 | 0.4971 | 0.49184 | 0.50189 | 0.4971 | 0.45691 | 0.47749 | 0.49088 | 0.47366 | 0.49902 | 0.4995 | 0.45691 | 0.48084 | 0.50093 | 0.48084 | 0.48897 | 0.49041 | 0.49567 | 0.46361 | 0.49232 | 0.47844 | 0.47366 | 0.48323 | 0.48036 | 0.49088 | 0.47175 | 0.46792 | 0.50093 | 0.49184 | 0.48179 | 0.45787 | 0.48179 | 0.4995 | 0.46792 | 0.47605 | 0.47605 | 0.47462 | 0.45596 | 0.48514 | 0.455 | 0.45596 | 0.46744 | 0.49519 | 0.46935 | 0.48419 | 0.45739 | 0.49041 | 0.50045 | 0.49088 | 0.46422 | 0.47492 | 0.4861 | 0.46666 | 0.48318 | 0.4754 | 0.47297 | 0.49047 | 0.47443 | 0.49047 | 0.47832 | 0.49242 | 0.4861 | 0.50117 | 0.48172 | 0.4754 | 0.46957 | 0.46422 | 0.49096 | 0.46277 | 0.46763 | 0.49874 | 0.47832 | 0.5104 | 0.46666 | 0.49485 | 0.5036 | 0.46957 | 0.47443 | 0.48027 | 0.48707 | 0.507 | 0.48172 | 0.5002 | 0.47589 | 0.49242 | 0.49728 | 0.46179 | 0.49047 | 0.48756 | 0.48318 | 0.50117 | 0.47978 | 0.48415 | 0.50165 | 0.48027 | 0.47589 | 0.47881 | 0.48367 | 0.46763 | 0.46617 | 0.47978 | 0.48367 | 0.48707 | 0.49777 | 0.50408 | 0.47638 | 0.49777 | 0.49047 | 0.49874 | 0.47103 | 0.47978 | 0.4686 | 0.5104 | 0.47006 | 0.49339 | 0.48464 | 0.49388 | 0.46228 | 0.49777 | 0.48172 | 0.50117 | 0.46763 | 0.46763 | 0.46179 | 0.49922 | 0.48659 | 0.50554 | 0.46179 | 0.48513 | 0.46909 | 0.47686 | 0.50943 | 0.50457 | 0.47492 | 0.48027 | 0.48221 | 0.46617 | 0.4686 | 0.46909 | 0.49922 | 0.50506 | 0.48707 | 0.47638 | 0.472
AB_991S_JCT | 154 | 240 | AB | 0.003084 | 154 | 12411 | 0.38276 | 0.42371 | 0.40842 | 0.40139 | 0.40015 | 0.39973 | 0.41131 | 0.4204 | 0.42536 | 0.39932 | 0.39271 | 0.40883 | 0.42288 | 0.40056 | 0.41668 | 0.4204 | 0.40221 | 0.39849 | 0.42991 | 0.40593 | 0.40635 | 0.40676 | 0.39808 | 0.40139 | 0.40966 | 0.39932 | 0.39767 | 0.41048 | 0.42619 | 0.41007 | 0.39395 | 0.40511 | 0.39849 | 0.41751 | 0.40015 | 0.41296 | 0.40387 | 0.39395 | 0.40635 | 0.43032 | 0.40676 | 0.40263 | 0.42578 | 0.39271 | 0.42082 | 0.41172 | 0.40635 | 0.42991 | 0.39684 | 0.46656 | 0.43449 | 0.44081 | 0.44668 | 0.46294 | 0.44217 | 0.44307 | 0.4381 | 0.46791 | 0.46204 | 0.43449 | 0.43313 | 0.44036 | 0.45617 | 0.46339 | 0.46475 | 0.47243 | 0.43946 | 0.44939 | 0.44081 | 0.46114 | 0.45255 | 0.44668 | 0.43223 | 0.44488 | 0.44623 | 0.45255 | 0.44578 | 0.43088 | 0.43133 | 0.42907 | 0.44668 | 0.46656 | 0.4372 | 0.44759 | 0.43268 | 0.43584 | 0.45662 | 0.44307 | 0.45707 | 0.47152 | 0.4661 | 0.45572 | 0.47423 | 0.44849 | 0.44171 | 0.43765 | 0.43133 | 0.44782 | 0.47676 | 0.45655 | 0.45334 | 0.46666 | 0.46574 | 0.4639 | 0.4639 | 0.44645 | 0.47309 | 0.47309 | 0.46757 | 0.44047 | 0.46206 | 0.47722 | 0.47309 | 0.45104 | 0.44599 | 0.48181 | 0.45288 | 0.474 | 0.46298 | 0.44185 | 0.46803 | 0.44415 | 0.47492 | 0.44736 | 0.43634 | 0.46941 | 0.44047 | 0.44415 | 0.48181 | 0.45012 | 0.4515 | 0.45058 | 0.4391 | 0.46941 | 0.44645 | 0.46436 | 0.43634 | 0.44277 | 0.46711 | 0.45425 | 0.47309 | 0.46711 | 0.47768 | 0.48227 | 0.45196 | 0.4971 | 0.49184 | 0.50189 | 0.4971 | 0.45691 | 0.47749 | 0.49088 | 0.47366 | 0.49902 | 0.4995 | 0.45691 | 0.48084 | 0.50093 | 0.48084 | 0.48897 | 0.49041 | 0.49567 | 0.46361 | 0.49232 | 0.47844 | 0.47366 | 0.48323 | 0.48036 | 0.49088 | 0.47175 | 0.46792 | 0.50093 | 0.49184 | 0.48179 | 0.45787 | 0.48179 | 0.4995 | 0.46792 | 0.47605 | 0.47605 | 0.47462 | 0.45596 | 0.48514 | 0.455 | 0.45596 | 0.46744 | 0.49519 | 0.46935 | 0.48419 | 0.45739 | 0.49041 | 0.50045 | 0.49088 | 0.46422 | 0.47492 | 0.4861 | 0.46666 | 0.48318 | 0.4754 | 0.47297 | 0.49047 | 0.47443 | 0.49047 | 0.47832 | 0.49242 | 0.4861 | 0.50117 | 0.48172 | 0.4754 | 0.46957 | 0.46422 | 0.49096 | 0.46277 | 0.46763 | 0.49874 | 0.47832 | 0.5104 | 0.46666 | 0.49485 | 0.5036 | 0.46957 | 0.47443 | 0.48027 | 0.48707 | 0.507 | 0.48172 | 0.5002 | 0.47589 | 0.49242 | 0.49728 | 0.46179 | 0.49047 | 0.48756 | 0.48318 | 0.50117 | 0.47978 | 0.48415 | 0.50165 | 0.48027 | 0.47589 | 0.47881 | 0.48367 | 0.46763 | 0.46617 | 0.47978 | 0.48367 | 0.48707 | 0.49777 | 0.50408 | 0.47638 | 0.49777 | 0.49047 | 0.49874 | 0.47103 | 0.47978 | 0.4686 | 0.5104 | 0.47006 | 0.49339 | 0.48464 | 0.49388 | 0.46228 | 0.49777 | 0.48172 | 0.50117 | 0.46763 | 0.46763 | 0.46179 | 0.49922 | 0.48659 | 0.50554 | 0.46179 | 0.48513 | 0.46909 | 0.47686 | 0.50943 | 0.50457 | 0.47492 | 0.48027 | 0.48221 | 0.46617 | 0.4686 | 0.46909 | 0.49922 | 0.50506 | 0.48707 | 0.47638 | 0.472
AB_D05S_ISS | 155 | 240 | AB | 0.003463 | 155 | 12411 | 0.42979 | 0.47578 | 0.45861 | 0.45072 | 0.44932 | 0.44886 | 0.46186 | 0.47207 | 0.47764 | 0.44839 | 0.44097 | 0.45907 | 0.47485 | 0.44979 | 0.46789 | 0.47207 | 0.45164 | 0.44747 | 0.48274 | 0.45582 | 0.45629 | 0.45675 | 0.447 | 0.45072 | 0.46 | 0.44839 | 0.44654 | 0.46093 | 0.47857 | 0.46046 | 0.44236 | 0.45489 | 0.44747 | 0.46882 | 0.44932 | 0.46371 | 0.4535 | 0.44236 | 0.45629 | 0.48321 | 0.45675 | 0.45211 | 0.4781 | 0.44097 | 0.47253 | 0.46232 | 0.45629 | 0.48274 | 0.44561 | 0.52389 | 0.48788 | 0.49498 | 0.50158 | 0.51983 | 0.49651 | 0.49752 | 0.49194 | 0.52541 | 0.51882 | 0.48788 | 0.48636 | 0.49448 | 0.51223 | 0.52034 | 0.52186 | 0.53048 | 0.49346 | 0.50462 | 0.49498 | 0.51781 | 0.50817 | 0.50158 | 0.48535 | 0.49955 | 0.50107 | 0.50817 | 0.50056 | 0.48383 | 0.48433 | 0.4818 | 0.50158 | 0.52389 | 0.49093 | 0.50259 | 0.48586 | 0.48941 | 0.51273 | 0.49752 | 0.51324 | 0.52947 | 0.52338 | 0.51172 | 0.53251 | 0.50361 | 0.496 | 0.49143 | 0.48433 | 0.50286 | 0.53535 | 0.51266 | 0.50905 | 0.524 | 0.52297 | 0.52091 | 0.52091 | 0.50131 | 0.53122 | 0.53122 | 0.52504 | 0.49461 | 0.51885 | 0.53587 | 0.53122 | 0.50647 | 0.50079 | 0.54102 | 0.50853 | 0.53226 | 0.51988 | 0.49615 | 0.52555 | 0.49873 | 0.53329 | 0.50234 | 0.48996 | 0.5271 | 0.49461 | 0.49873 | 0.54102 | 0.50544 | 0.50698 | 0.50595 | 0.49306 | 0.5271 | 0.50131 | 0.52142 | 0.48996 | 0.49718 | 0.52452 | 0.51008 | 0.53122 | 0.52452 | 0.53638 | 0.54154 | 0.5075 | 0.55819 | 0.55228 | 0.56357 | 0.55819 | 0.51307 | 0.53617 | 0.55121 | 0.53187 | 0.56034 | 0.56088 | 0.51307 | 0.53993 | 0.56249 | 0.53993 | 0.54906 | 0.55067 | 0.55658 | 0.52059 | 0.55282 | 0.53724 | 0.53187 | 0.54261 | 0.53939 | 0.55121 | 0.52972 | 0.52542 | 0.56249 | 0.55228 | 0.541 | 0.51414 | 0.541 | 0.56088 | 0.52542 | 0.53455 | 0.53455 | 0.53294 | 0.51199 | 0.54476 | 0.51092 | 0.51199 | 0.52488 | 0.55604 | 0.52703 | 0.54369 | 0.5136 | 0.55067 | 0.56195 | 0.55121 | 0.52127 | 0.53328 | 0.54584 | 0.524 | 0.54256 | 0.53383 | 0.5311 | 0.55075 | 0.53274 | 0.55075 | 0.5371 | 0.55293 | 0.54584 | 0.56276 | 0.54092 | 0.53383 | 0.52728 | 0.52127 | 0.5513 | 0.51964 | 0.5251 | 0.56003 | 0.5371 | 0.57313 | 0.524 | 0.55566 | 0.56549 | 0.52728 | 0.53274 | 0.53929 | 0.54693 | 0.56931 | 0.54092 | 0.56167 | 0.53437 | 0.55293 | 0.55839 | 0.51855 | 0.55075 | 0.54747 | 0.54256 | 0.56276 | 0.53874 | 0.54365 | 0.5633 | 0.53929 | 0.53437 | 0.53765 | 0.54311 | 0.5251 | 0.52346 | 0.53874 | 0.54311 | 0.54693 | 0.55894 | 0.56603 | 0.53492 | 0.55894 | 0.55075 | 0.56003 | 0.52892 | 0.53874 | 0.52619 | 0.57313 | 0.52782 | 0.55402 | 0.5442 | 0.55457 | 0.51909 | 0.55894 | 0.54092 | 0.56276 | 0.5251 | 0.5251 | 0.51855 | 0.56057 | 0.54638 | 0.56767 | 0.51855 | 0.54475 | 0.52673 | 0.53547 | 0.57204 | 0.56658 | 0.53328 | 0.53929 | 0.54147 | 0.52346 | 0.52619 | 0.52673 | 0.56057 | 0.56712 | 0.54693 | 0.53492 | 0.53001
AB_E1S_ISS | 156 | 240 | AB | 0.003463 | 156 | 12411 | 0.42979 | 0.47578 | 0.45861 | 0.45072 | 0.44932 | 0.44886 | 0.46186 | 0.47207 | 0.47764 | 0.44839 | 0.44097 | 0.45907 | 0.47485 | 0.44979 | 0.46789 | 0.47207 | 0.45164 | 0.44747 | 0.48274 | 0.45582 | 0.45629 | 0.45675 | 0.447 | 0.45072 | 0.46 | 0.44839 | 0.44654 | 0.46093 | 0.47857 | 0.46046 | 0.44236 | 0.45489 | 0.44747 | 0.46882 | 0.44932 | 0.46371 | 0.4535 | 0.44236 | 0.45629 | 0.48321 | 0.45675 | 0.45211 | 0.4781 | 0.44097 | 0.47253 | 0.46232 | 0.45629 | 0.48274 | 0.44561 | 0.52389 | 0.48788 | 0.49498 | 0.50158 | 0.51983 | 0.49651 | 0.49752 | 0.49194 | 0.52541 | 0.51882 | 0.48788 | 0.48636 | 0.49448 | 0.51223 | 0.52034 | 0.52186 | 0.53048 | 0.49346 | 0.50462 | 0.49498 | 0.51781 | 0.50817 | 0.50158 | 0.48535 | 0.49955 | 0.50107 | 0.50817 | 0.50056 | 0.48383 | 0.48433 | 0.4818 | 0.50158 | 0.52389 | 0.49093 | 0.50259 | 0.48586 | 0.48941 | 0.51273 | 0.49752 | 0.51324 | 0.52947 | 0.52338 | 0.51172 | 0.53251 | 0.50361 | 0.496 | 0.49143 | 0.48433 | 0.50286 | 0.53535 | 0.51266 | 0.50905 | 0.524 | 0.52297 | 0.52091 | 0.52091 | 0.50131 | 0.53122 | 0.53122 | 0.52504 | 0.49461 | 0.51885 | 0.53587 | 0.53122 | 0.50647 | 0.50079 | 0.54102 | 0.50853 | 0.53226 | 0.51988 | 0.49615 | 0.52555 | 0.49873 | 0.53329 | 0.50234 | 0.48996 | 0.5271 | 0.49461 | 0.49873 | 0.54102 | 0.50544 | 0.50698 | 0.50595 | 0.49306 | 0.5271 | 0.50131 | 0.52142 | 0.48996 | 0.49718 | 0.52452 | 0.51008 | 0.53122 | 0.52452 | 0.53638 | 0.54154 | 0.5075 | 0.55819 | 0.55228 | 0.56357 | 0.55819 | 0.51307 | 0.53617 | 0.55121 | 0.53187 | 0.56034 | 0.56088 | 0.51307 | 0.53993 | 0.56249 | 0.53993 | 0.54906 | 0.55067 | 0.55658 | 0.52059 | 0.55282 | 0.53724 | 0.53187 | 0.54261 | 0.53939 | 0.55121 | 0.52972 | 0.52542 | 0.56249 | 0.55228 | 0.541 | 0.51414 | 0.541 | 0.56088 | 0.52542 | 0.53455 | 0.53455 | 0.53294 | 0.51199 | 0.54476 | 0.51092 | 0.51199 | 0.52488 | 0.55604 | 0.52703 | 0.54369 | 0.5136 | 0.55067 | 0.56195 | 0.55121 | 0.52127 | 0.53328 | 0.54584 | 0.524 | 0.54256 | 0.53383 | 0.5311 | 0.55075 | 0.53274 | 0.55075 | 0.5371 | 0.55293 | 0.54584 | 0.56276 | 0.54092 | 0.53383 | 0.52728 | 0.52127 | 0.5513 | 0.51964 | 0.5251 | 0.56003 | 0.5371 | 0.57313 | 0.524 | 0.55566 | 0.56549 | 0.52728 | 0.53274 | 0.53929 | 0.54693 | 0.56931 | 0.54092 | 0.56167 | 0.53437 | 0.55293 | 0.55839 | 0.51855 | 0.55075 | 0.54747 | 0.54256 | 0.56276 | 0.53874 | 0.54365 | 0.5633 | 0.53929 | 0.53437 | 0.53765 | 0.54311 | 0.5251 | 0.52346 | 0.53874 | 0.54311 | 0.54693 | 0.55894 | 0.56603 | 0.53492 | 0.55894 | 0.55075 | 0.56003 | 0.52892 | 0.53874 | 0.52619 | 0.57313 | 0.52782 | 0.55402 | 0.5442 | 0.55457 | 0.51909 | 0.55894 | 0.54092 | 0.56276 | 0.5251 | 0.5251 | 0.51855 | 0.56057 | 0.54638 | 0.56767 | 0.51855 | 0.54475 | 0.52673 | 0.53547 | 0.57204 | 0.56658 | 0.53328 | 0.53929 | 0.54147 | 0.52346 | 0.52619 | 0.52673 | 0.56057 | 0.56712 | 0.54693 | 0.53492 | 0.53001
AB_E34S_ISS | 157 | 240 | AB | 0.003463 | 157 | 12411 | 0.42979 | 0.47578 | 0.45861 | 0.45072 | 0.44932 | 0.44886 | 0.46186 | 0.47207 | 0.47764 | 0.44839 | 0.44097 | 0.45907 | 0.47485 | 0.44979 | 0.46789 | 0.47207 | 0.45164 | 0.44747 | 0.48274 | 0.45582 | 0.45629 | 0.45675 | 0.447 | 0.45072 | 0.46 | 0.44839 | 0.44654 | 0.46093 | 0.47857 | 0.46046 | 0.44236 | 0.45489 | 0.44747 | 0.46882 | 0.44932 | 0.46371 | 0.4535 | 0.44236 | 0.45629 | 0.48321 | 0.45675 | 0.45211 | 0.4781 | 0.44097 | 0.47253 | 0.46232 | 0.45629 | 0.48274 | 0.44561 | 0.52389 | 0.48788 | 0.49498 | 0.50158 | 0.51983 | 0.49651 | 0.49752 | 0.49194 | 0.52541 | 0.51882 | 0.48788 | 0.48636 | 0.49448 | 0.51223 | 0.52034 | 0.52186 | 0.53048 | 0.49346 | 0.50462 | 0.49498 | 0.51781 | 0.50817 | 0.50158 | 0.48535 | 0.49955 | 0.50107 | 0.50817 | 0.50056 | 0.48383 | 0.48433 | 0.4818 | 0.50158 | 0.52389 | 0.49093 | 0.50259 | 0.48586 | 0.48941 | 0.51273 | 0.49752 | 0.51324 | 0.52947 | 0.52338 | 0.51172 | 0.53251 | 0.50361 | 0.496 | 0.49143 | 0.48433 | 0.50286 | 0.53535 | 0.51266 | 0.50905 | 0.524 | 0.52297 | 0.52091 | 0.52091 | 0.50131 | 0.53122 | 0.53122 | 0.52504 | 0.49461 | 0.51885 | 0.53587 | 0.53122 | 0.50647 | 0.50079 | 0.54102 | 0.50853 | 0.53226 | 0.51988 | 0.49615 | 0.52555 | 0.49873 | 0.53329 | 0.50234 | 0.48996 | 0.5271 | 0.49461 | 0.49873 | 0.54102 | 0.50544 | 0.50698 | 0.50595 | 0.49306 | 0.5271 | 0.50131 | 0.52142 | 0.48996 | 0.49718 | 0.52452 | 0.51008 | 0.53122 | 0.52452 | 0.53638 | 0.54154 | 0.5075 | 0.55819 | 0.55228 | 0.56357 | 0.55819 | 0.51307 | 0.53617 | 0.55121 | 0.53187 | 0.56034 | 0.56088 | 0.51307 | 0.53993 | 0.56249 | 0.53993 | 0.54906 | 0.55067 | 0.55658 | 0.52059 | 0.55282 | 0.53724 | 0.53187 | 0.54261 | 0.53939 | 0.55121 | 0.52972 | 0.52542 | 0.56249 | 0.55228 | 0.541 | 0.51414 | 0.541 | 0.56088 | 0.52542 | 0.53455 | 0.53455 | 0.53294 | 0.51199 | 0.54476 | 0.51092 | 0.51199 | 0.52488 | 0.55604 | 0.52703 | 0.54369 | 0.5136 | 0.55067 | 0.56195 | 0.55121 | 0.52127 | 0.53328 | 0.54584 | 0.524 | 0.54256 | 0.53383 | 0.5311 | 0.55075 | 0.53274 | 0.55075 | 0.5371 | 0.55293 | 0.54584 | 0.56276 | 0.54092 | 0.53383 | 0.52728 | 0.52127 | 0.5513 | 0.51964 | 0.5251 | 0.56003 | 0.5371 | 0.57313 | 0.524 | 0.55566 | 0.56549 | 0.52728 | 0.53274 | 0.53929 | 0.54693 | 0.56931 | 0.54092 | 0.56167 | 0.53437 | 0.55293 | 0.55839 | 0.51855 | 0.55075 | 0.54747 | 0.54256 | 0.56276 | 0.53874 | 0.54365 | 0.5633 | 0.53929 | 0.53437 | 0.53765 | 0.54311 | 0.5251 | 0.52346 | 0.53874 | 0.54311 | 0.54693 | 0.55894 | 0.56603 | 0.53492 | 0.55894 | 0.55075 | 0.56003 | 0.52892 | 0.53874 | 0.52619 | 0.57313 | 0.52782 | 0.55402 | 0.5442 | 0.55457 | 0.51909 | 0.55894 | 0.54092 | 0.56276 | 0.5251 | 0.5251 | 0.51855 | 0.56057 | 0.54638 | 0.56767 | 0.51855 | 0.54475 | 0.52673 | 0.53547 | 0.57204 | 0.56658 | 0.53328 | 0.53929 | 0.54147 | 0.52346 | 0.52619 | 0.52673 | 0.56057 | 0.56712 | 0.54693 | 0.53492 | 0.53001
AB_E3S_ISS | 158 | 240 | AB | 0.003463 | 158 | 12411 | 0.42979 | 0.47578 | 0.45861 | 0.45072 | 0.44932 | 0.44886 | 0.46186 | 0.47207 | 0.47764 | 0.44839 | 0.44097 | 0.45907 | 0.47485 | 0.44979 | 0.46789 | 0.47207 | 0.45164 | 0.44747 | 0.48274 | 0.45582 | 0.45629 | 0.45675 | 0.447 | 0.45072 | 0.46 | 0.44839 | 0.44654 | 0.46093 | 0.47857 | 0.46046 | 0.44236 | 0.45489 | 0.44747 | 0.46882 | 0.44932 | 0.46371 | 0.4535 | 0.44236 | 0.45629 | 0.48321 | 0.45675 | 0.45211 | 0.4781 | 0.44097 | 0.47253 | 0.46232 | 0.45629 | 0.48274 | 0.44561 | 0.52389 | 0.48788 | 0.49498 | 0.50158 | 0.51983 | 0.49651 | 0.49752 | 0.49194 | 0.52541 | 0.51882 | 0.48788 | 0.48636 | 0.49448 | 0.51223 | 0.52034 | 0.52186 | 0.53048 | 0.49346 | 0.50462 | 0.49498 | 0.51781 | 0.50817 | 0.50158 | 0.48535 | 0.49955 | 0.50107 | 0.50817 | 0.50056 | 0.48383 | 0.48433 | 0.4818 | 0.50158 | 0.52389 | 0.49093 | 0.50259 | 0.48586 | 0.48941 | 0.51273 | 0.49752 | 0.51324 | 0.52947 | 0.52338 | 0.51172 | 0.53251 | 0.50361 | 0.496 | 0.49143 | 0.48433 | 0.50286 | 0.53535 | 0.51266 | 0.50905 | 0.524 | 0.52297 | 0.52091 | 0.52091 | 0.50131 | 0.53122 | 0.53122 | 0.52504 | 0.49461 | 0.51885 | 0.53587 | 0.53122 | 0.50647 | 0.50079 | 0.54102 | 0.50853 | 0.53226 | 0.51988 | 0.49615 | 0.52555 | 0.49873 | 0.53329 | 0.50234 | 0.48996 | 0.5271 | 0.49461 | 0.49873 | 0.54102 | 0.50544 | 0.50698 | 0.50595 | 0.49306 | 0.5271 | 0.50131 | 0.52142 | 0.48996 | 0.49718 | 0.52452 | 0.51008 | 0.53122 | 0.52452 | 0.53638 | 0.54154 | 0.5075 | 0.55819 | 0.55228 | 0.56357 | 0.55819 | 0.51307 | 0.53617 | 0.55121 | 0.53187 | 0.56034 | 0.56088 | 0.51307 | 0.53993 | 0.56249 | 0.53993 | 0.54906 | 0.55067 | 0.55658 | 0.52059 | 0.55282 | 0.53724 | 0.53187 | 0.54261 | 0.53939 | 0.55121 | 0.52972 | 0.52542 | 0.56249 | 0.55228 | 0.541 | 0.51414 | 0.541 | 0.56088 | 0.52542 | 0.53455 | 0.53455 | 0.53294 | 0.51199 | 0.54476 | 0.51092 | 0.51199 | 0.52488 | 0.55604 | 0.52703 | 0.54369 | 0.5136 | 0.55067 | 0.56195 | 0.55121 | 0.52127 | 0.53328 | 0.54584 | 0.524 | 0.54256 | 0.53383 | 0.5311 | 0.55075 | 0.53274 | 0.55075 | 0.5371 | 0.55293 | 0.54584 | 0.56276 | 0.54092 | 0.53383 | 0.52728 | 0.52127 | 0.5513 | 0.51964 | 0.5251 | 0.56003 | 0.5371 | 0.57313 | 0.524 | 0.55566 | 0.56549 | 0.52728 | 0.53274 | 0.53929 | 0.54693 | 0.56931 | 0.54092 | 0.56167 | 0.53437 | 0.55293 | 0.55839 | 0.51855 | 0.55075 | 0.54747 | 0.54256 | 0.56276 | 0.53874 | 0.54365 | 0.5633 | 0.53929 | 0.53437 | 0.53765 | 0.54311 | 0.5251 | 0.52346 | 0.53874 | 0.54311 | 0.54693 | 0.55894 | 0.56603 | 0.53492 | 0.55894 | 0.55075 | 0.56003 | 0.52892 | 0.53874 | 0.52619 | 0.57313 | 0.52782 | 0.55402 | 0.5442 | 0.55457 | 0.51909 | 0.55894 | 0.54092 | 0.56276 | 0.5251 | 0.5251 | 0.51855 | 0.56057 | 0.54638 | 0.56767 | 0.51855 | 0.54475 | 0.52673 | 0.53547 | 0.57204 | 0.56658 | 0.53328 | 0.53929 | 0.54147 | 0.52346 | 0.52619 | 0.52673 | 0.56057 | 0.56712 | 0.54693 | 0.53492 | 0.53001
AB_E511S_DSS | 159 | 240 | AB | 0.011387 | 159 | 12411 | 1.4132 | 1.5645 | 1.508 | 1.482 | 1.4775 | 1.4759 | 1.5187 | 1.5522 | 1.5706 | 1.4744 | 1.45 | 1.5095 | 1.5614 | 1.479 | 1.5385 | 1.5522 | 1.4851 | 1.4714 | 1.5874 | 1.4988 | 1.5004 | 1.5019 | 1.4698 | 1.482 | 1.5126 | 1.4744 | 1.4683 | 1.5156 | 1.5736 | 1.5141 | 1.4546 | 1.4958 | 1.4714 | 1.5416 | 1.4775 | 1.5248 | 1.4912 | 1.4546 | 1.5004 | 1.5889 | 1.5019 | 1.4866 | 1.5721 | 1.45 | 1.5538 | 1.5202 | 1.5004 | 1.5874 | 1.4652 | 1.7227 | 1.6043 | 1.6276 | 1.6493 | 1.7093 | 1.6326 | 1.6359 | 1.6176 | 1.7277 | 1.706 | 1.6043 | 1.5993 | 1.6259 | 1.6843 | 1.711 | 1.716 | 1.7443 | 1.6226 | 1.6593 | 1.6276 | 1.7026 | 1.671 | 1.6493 | 1.5959 | 1.6426 | 1.6476 | 1.671 | 1.6459 | 1.5909 | 1.5926 | 1.5842 | 1.6493 | 1.7227 | 1.6143 | 1.6526 | 1.5976 | 1.6093 | 1.686 | 1.6359 | 1.6876 | 1.741 | 1.721 | 1.6826 | 1.751 | 1.656 | 1.6309 | 1.6159 | 1.5926 | 1.6535 | 1.7603 | 1.6857 | 1.6738 | 1.723 | 1.7196 | 1.7128 | 1.7128 | 1.6484 | 1.7468 | 1.7468 | 1.7264 | 1.6264 | 1.7061 | 1.762 | 1.7468 | 1.6654 | 1.6467 | 1.779 | 1.6721 | 1.7502 | 1.7095 | 1.6314 | 1.7281 | 1.6399 | 1.7535 | 1.6518 | 1.6111 | 1.7332 | 1.6264 | 1.6399 | 1.779 | 1.662 | 1.6671 | 1.6637 | 1.6213 | 1.7332 | 1.6484 | 1.7145 | 1.6111 | 1.6348 | 1.7247 | 1.6772 | 1.7468 | 1.7247 | 1.7637 | 1.7807 | 1.6688 | 1.8354 | 1.816 | 1.8531 | 1.8354 | 1.6871 | 1.763 | 1.8125 | 1.7489 | 1.8425 | 1.8443 | 1.6871 | 1.7754 | 1.8496 | 1.7754 | 1.8054 | 1.8107 | 1.8301 | 1.7118 | 1.8178 | 1.7666 | 1.7489 | 1.7842 | 1.7736 | 1.8125 | 1.7418 | 1.7277 | 1.8496 | 1.816 | 1.7789 | 1.6906 | 1.7789 | 1.8443 | 1.7277 | 1.7577 | 1.7577 | 1.7524 | 1.6835 | 1.7913 | 1.68 | 1.6835 | 1.7259 | 1.8284 | 1.733 | 1.7877 | 1.6888 | 1.8107 | 1.8478 | 1.8125 | 1.714 | 1.7535 | 1.7948 | 1.723 | 1.784 | 1.7553 | 1.7464 | 1.811 | 1.7517 | 1.811 | 1.7661 | 1.8181 | 1.7948 | 1.8505 | 1.7787 | 1.7553 | 1.7338 | 1.714 | 1.8128 | 1.7087 | 1.7266 | 1.8415 | 1.7661 | 1.8846 | 1.723 | 1.8271 | 1.8594 | 1.7338 | 1.7517 | 1.7733 | 1.7984 | 1.872 | 1.7787 | 1.8469 | 1.7571 | 1.8181 | 1.8361 | 1.7051 | 1.811 | 1.8002 | 1.784 | 1.8505 | 1.7715 | 1.7876 | 1.8522 | 1.7733 | 1.7571 | 1.7679 | 1.7858 | 1.7266 | 1.7212 | 1.7715 | 1.7858 | 1.7984 | 1.8379 | 1.8612 | 1.7589 | 1.8379 | 1.811 | 1.8415 | 1.7392 | 1.7715 | 1.7302 | 1.8846 | 1.7356 | 1.8217 | 1.7894 | 1.8235 | 1.7069 | 1.8379 | 1.7787 | 1.8505 | 1.7266 | 1.7266 | 1.7051 | 1.8433 | 1.7966 | 1.8666 | 1.7051 | 1.7912 | 1.732 | 1.7607 | 1.881 | 1.863 | 1.7535 | 1.7733 | 1.7805 | 1.7212 | 1.7302 | 1.732 | 1.8433 | 1.8648 | 1.7984 | 1.7589 | 1.7428
AB_E52S_DSS | 160 | 240 | AB | 0.011387 | 160 | 12411 | 1.4132 | 1.5645 | 1.508 | 1.482 | 1.4775 | 1.4759 | 1.5187 | 1.5522 | 1.5706 | 1.4744 | 1.45 | 1.5095 | 1.5614 | 1.479 | 1.5385 | 1.5522 | 1.4851 | 1.4714 | 1.5874 | 1.4988 | 1.5004 | 1.5019 | 1.4698 | 1.482 | 1.5126 | 1.4744 | 1.4683 | 1.5156 | 1.5736 | 1.5141 | 1.4546 | 1.4958 | 1.4714 | 1.5416 | 1.4775 | 1.5248 | 1.4912 | 1.4546 | 1.5004 | 1.5889 | 1.5019 | 1.4866 | 1.5721 | 1.45 | 1.5538 | 1.5202 | 1.5004 | 1.5874 | 1.4652 | 1.7227 | 1.6043 | 1.6276 | 1.6493 | 1.7093 | 1.6326 | 1.6359 | 1.6176 | 1.7277 | 1.706 | 1.6043 | 1.5993 | 1.6259 | 1.6843 | 1.711 | 1.716 | 1.7443 | 1.6226 | 1.6593 | 1.6276 | 1.7026 | 1.671 | 1.6493 | 1.5959 | 1.6426 | 1.6476 | 1.671 | 1.6459 | 1.5909 | 1.5926 | 1.5842 | 1.6493 | 1.7227 | 1.6143 | 1.6526 | 1.5976 | 1.6093 | 1.686 | 1.6359 | 1.6876 | 1.741 | 1.721 | 1.6826 | 1.751 | 1.656 | 1.6309 | 1.6159 | 1.5926 | 1.6535 | 1.7603 | 1.6857 | 1.6738 | 1.723 | 1.7196 | 1.7128 | 1.7128 | 1.6484 | 1.7468 | 1.7468 | 1.7264 | 1.6264 | 1.7061 | 1.762 | 1.7468 | 1.6654 | 1.6467 | 1.779 | 1.6721 | 1.7502 | 1.7095 | 1.6314 | 1.7281 | 1.6399 | 1.7535 | 1.6518 | 1.6111 | 1.7332 | 1.6264 | 1.6399 | 1.779 | 1.662 | 1.6671 | 1.6637 | 1.6213 | 1.7332 | 1.6484 | 1.7145 | 1.6111 | 1.6348 | 1.7247 | 1.6772 | 1.7468 | 1.7247 | 1.7637 | 1.7807 | 1.6688 | 1.8354 | 1.816 | 1.8531 | 1.8354 | 1.6871 | 1.763 | 1.8125 | 1.7489 | 1.8425 | 1.8443 | 1.6871 | 1.7754 | 1.8496 | 1.7754 | 1.8054 | 1.8107 | 1.8301 | 1.7118 | 1.8178 | 1.7666 | 1.7489 | 1.7842 | 1.7736 | 1.8125 | 1.7418 | 1.7277 | 1.8496 | 1.816 | 1.7789 | 1.6906 | 1.7789 | 1.8443 | 1.7277 | 1.7577 | 1.7577 | 1.7524 | 1.6835 | 1.7913 | 1.68 | 1.6835 | 1.7259 | 1.8284 | 1.733 | 1.7877 | 1.6888 | 1.8107 | 1.8478 | 1.8125 | 1.714 | 1.7535 | 1.7948 | 1.723 | 1.784 | 1.7553 | 1.7464 | 1.811 | 1.7517 | 1.811 | 1.7661 | 1.8181 | 1.7948 | 1.8505 | 1.7787 | 1.7553 | 1.7338 | 1.714 | 1.8128 | 1.7087 | 1.7266 | 1.8415 | 1.7661 | 1.8846 | 1.723 | 1.8271 | 1.8594 | 1.7338 | 1.7517 | 1.7733 | 1.7984 | 1.872 | 1.7787 | 1.8469 | 1.7571 | 1.8181 | 1.8361 | 1.7051 | 1.811 | 1.8002 | 1.784 | 1.8505 | 1.7715 | 1.7876 | 1.8522 | 1.7733 | 1.7571 | 1.7679 | 1.7858 | 1.7266 | 1.7212 | 1.7715 | 1.7858 | 1.7984 | 1.8379 | 1.8612 | 1.7589 | 1.8379 | 1.811 | 1.8415 | 1.7392 | 1.7715 | 1.7302 | 1.8846 | 1.7356 | 1.8217 | 1.7894 | 1.8235 | 1.7069 | 1.8379 | 1.7787 | 1.8505 | 1.7266 | 1.7266 | 1.7051 | 1.8433 | 1.7966 | 1.8666 | 1.7051 | 1.7912 | 1.732 | 1.7607 | 1.881 | 1.863 | 1.7535 | 1.7733 | 1.7805 | 1.7212 | 1.7302 | 1.732 | 1.8433 | 1.8648 | 1.7984 | 1.7589 | 1.7428
AB_E52S_JCT | 161 | 240 | AB | 0.011387 | 161 | 12411 | 1.4132 | 1.5645 | 1.508 | 1.482 | 1.4775 | 1.4759 | 1.5187 | 1.5522 | 1.5706 | 1.4744 | 1.45 | 1.5095 | 1.5614 | 1.479 | 1.5385 | 1.5522 | 1.4851 | 1.4714 | 1.5874 | 1.4988 | 1.5004 | 1.5019 | 1.4698 | 1.482 | 1.5126 | 1.4744 | 1.4683 | 1.5156 | 1.5736 | 1.5141 | 1.4546 | 1.4958 | 1.4714 | 1.5416 | 1.4775 | 1.5248 | 1.4912 | 1.4546 | 1.5004 | 1.5889 | 1.5019 | 1.4866 | 1.5721 | 1.45 | 1.5538 | 1.5202 | 1.5004 | 1.5874 | 1.4652 | 1.7227 | 1.6043 | 1.6276 | 1.6493 | 1.7093 | 1.6326 | 1.6359 | 1.6176 | 1.7277 | 1.706 | 1.6043 | 1.5993 | 1.6259 | 1.6843 | 1.711 | 1.716 | 1.7443 | 1.6226 | 1.6593 | 1.6276 | 1.7026 | 1.671 | 1.6493 | 1.5959 | 1.6426 | 1.6476 | 1.671 | 1.6459 | 1.5909 | 1.5926 | 1.5842 | 1.6493 | 1.7227 | 1.6143 | 1.6526 | 1.5976 | 1.6093 | 1.686 | 1.6359 | 1.6876 | 1.741 | 1.721 | 1.6826 | 1.751 | 1.656 | 1.6309 | 1.6159 | 1.5926 | 1.6535 | 1.7603 | 1.6857 | 1.6738 | 1.723 | 1.7196 | 1.7128 | 1.7128 | 1.6484 | 1.7468 | 1.7468 | 1.7264 | 1.6264 | 1.7061 | 1.762 | 1.7468 | 1.6654 | 1.6467 | 1.779 | 1.6721 | 1.7502 | 1.7095 | 1.6314 | 1.7281 | 1.6399 | 1.7535 | 1.6518 | 1.6111 | 1.7332 | 1.6264 | 1.6399 | 1.779 | 1.662 | 1.6671 | 1.6637 | 1.6213 | 1.7332 | 1.6484 | 1.7145 | 1.6111 | 1.6348 | 1.7247 | 1.6772 | 1.7468 | 1.7247 | 1.7637 | 1.7807 | 1.6688 | 1.8354 | 1.816 | 1.8531 | 1.8354 | 1.6871 | 1.763 | 1.8125 | 1.7489 | 1.8425 | 1.8443 | 1.6871 | 1.7754 | 1.8496 | 1.7754 | 1.8054 | 1.8107 | 1.8301 | 1.7118 | 1.8178 | 1.7666 | 1.7489 | 1.7842 | 1.7736 | 1.8125 | 1.7418 | 1.7277 | 1.8496 | 1.816 | 1.7789 | 1.6906 | 1.7789 | 1.8443 | 1.7277 | 1.7577 | 1.7577 | 1.7524 | 1.6835 | 1.7913 | 1.68 | 1.6835 | 1.7259 | 1.8284 | 1.733 | 1.7877 | 1.6888 | 1.8107 | 1.8478 | 1.8125 | 1.714 | 1.7535 | 1.7948 | 1.723 | 1.784 | 1.7553 | 1.7464 | 1.811 | 1.7517 | 1.811 | 1.7661 | 1.8181 | 1.7948 | 1.8505 | 1.7787 | 1.7553 | 1.7338 | 1.714 | 1.8128 | 1.7087 | 1.7266 | 1.8415 | 1.7661 | 1.8846 | 1.723 | 1.8271 | 1.8594 | 1.7338 | 1.7517 | 1.7733 | 1.7984 | 1.872 | 1.7787 | 1.8469 | 1.7571 | 1.8181 | 1.8361 | 1.7051 | 1.811 | 1.8002 | 1.784 | 1.8505 | 1.7715 | 1.7876 | 1.8522 | 1.7733 | 1.7571 | 1.7679 | 1.7858 | 1.7266 | 1.7212 | 1.7715 | 1.7858 | 1.7984 | 1.8379 | 1.8612 | 1.7589 | 1.8379 | 1.811 | 1.8415 | 1.7392 | 1.7715 | 1.7302 | 1.8846 | 1.7356 | 1.8217 | 1.7894 | 1.8235 | 1.7069 | 1.8379 | 1.7787 | 1.8505 | 1.7266 | 1.7266 | 1.7051 | 1.8433 | 1.7966 | 1.8666 | 1.7051 | 1.7912 | 1.732 | 1.7607 | 1.881 | 1.863 | 1.7535 | 1.7733 | 1.7805 | 1.7212 | 1.7302 | 1.732 | 1.8433 | 1.8648 | 1.7984 | 1.7589 | 1.7428
AB_E56S_ISS | 162 | 240 | AB | 0.003463 | 162 | 12411 | 0.42979 | 0.47578 | 0.45861 | 0.45072 | 0.44932 | 0.44886 | 0.46186 | 0.47207 | 0.47764 | 0.44839 | 0.44097 | 0.45907 | 0.47485 | 0.44979 | 0.46789 | 0.47207 | 0.45164 | 0.44747 | 0.48274 | 0.45582 | 0.45629 | 0.45675 | 0.447 | 0.45072 | 0.46 | 0.44839 | 0.44654 | 0.46093 | 0.47857 | 0.46046 | 0.44236 | 0.45489 | 0.44747 | 0.46882 | 0.44932 | 0.46371 | 0.4535 | 0.44236 | 0.45629 | 0.48321 | 0.45675 | 0.45211 | 0.4781 | 0.44097 | 0.47253 | 0.46232 | 0.45629 | 0.48274 | 0.44561 | 0.52389 | 0.48788 | 0.49498 | 0.50158 | 0.51983 | 0.49651 | 0.49752 | 0.49194 | 0.52541 | 0.51882 | 0.48788 | 0.48636 | 0.49448 | 0.51223 | 0.52034 | 0.52186 | 0.53048 | 0.49346 | 0.50462 | 0.49498 | 0.51781 | 0.50817 | 0.50158 | 0.48535 | 0.49955 | 0.50107 | 0.50817 | 0.50056 | 0.48383 | 0.48433 | 0.4818 | 0.50158 | 0.52389 | 0.49093 | 0.50259 | 0.48586 | 0.48941 | 0.51273 | 0.49752 | 0.51324 | 0.52947 | 0.52338 | 0.51172 | 0.53251 | 0.50361 | 0.496 | 0.49143 | 0.48433 | 0.50286 | 0.53535 | 0.51266 | 0.50905 | 0.524 | 0.52297 | 0.52091 | 0.52091 | 0.50131 | 0.53122 | 0.53122 | 0.52504 | 0.49461 | 0.51885 | 0.53587 | 0.53122 | 0.50647 | 0.50079 | 0.54102 | 0.50853 | 0.53226 | 0.51988 | 0.49615 | 0.52555 | 0.49873 | 0.53329 | 0.50234 | 0.48996 | 0.5271 | 0.49461 | 0.49873 | 0.54102 | 0.50544 | 0.50698 | 0.50595 | 0.49306 | 0.5271 | 0.50131 | 0.52142 | 0.48996 | 0.49718 | 0.52452 | 0.51008 | 0.53122 | 0.52452 | 0.53638 | 0.54154 | 0.5075 | 0.55819 | 0.55228 | 0.56357 | 0.55819 | 0.51307 | 0.53617 | 0.55121 | 0.53187 | 0.56034 | 0.56088 | 0.51307 | 0.53993 | 0.56249 | 0.53993 | 0.54906 | 0.55067 | 0.55658 | 0.52059 | 0.55282 | 0.53724 | 0.53187 | 0.54261 | 0.53939 | 0.55121 | 0.52972 | 0.52542 | 0.56249 | 0.55228 | 0.541 | 0.51414 | 0.541 | 0.56088 | 0.52542 | 0.53455 | 0.53455 | 0.53294 | 0.51199 | 0.54476 | 0.51092 | 0.51199 | 0.52488 | 0.55604 | 0.52703 | 0.54369 | 0.5136 | 0.55067 | 0.56195 | 0.55121 | 0.52127 | 0.53328 | 0.54584 | 0.524 | 0.54256 | 0.53383 | 0.5311 | 0.55075 | 0.53274 | 0.55075 | 0.5371 | 0.55293 | 0.54584 | 0.56276 | 0.54092 | 0.53383 | 0.52728 | 0.52127 | 0.5513 | 0.51964 | 0.5251 | 0.56003 | 0.5371 | 0.57313 | 0.524 | 0.55566 | 0.56549 | 0.52728 | 0.53274 | 0.53929 | 0.54693 | 0.56931 | 0.54092 | 0.56167 | 0.53437 | 0.55293 | 0.55839 | 0.51855 | 0.55075 | 0.54747 | 0.54256 | 0.56276 | 0.53874 | 0.54365 | 0.5633 | 0.53929 | 0.53437 | 0.53765 | 0.54311 | 0.5251 | 0.52346 | 0.53874 | 0.54311 | 0.54693 | 0.55894 | 0.56603 | 0.53492 | 0.55894 | 0.55075 | 0.56003 | 0.52892 | 0.53874 | 0.52619 | 0.57313 | 0.52782 | 0.55402 | 0.5442 | 0.55457 | 0.51909 | 0.55894 | 0.54092 | 0.56276 | 0.5251 | 0.5251 | 0.51855 | 0.56057 | 0.54638 | 0.56767 | 0.51855 | 0.54475 | 0.52673 | 0.53547 | 0.57204 | 0.56658 | 0.53328 | 0.53929 | 0.54147 | 0.52346 | 0.52619 | 0.52673 | 0.56057 | 0.56712 | 0.54693 | 0.53492 | 0.53001
AB_E65S_ISS | 163 | 240 | AB | 0.003463 | 163 | 12411 | 0.42979 | 0.47578 | 0.45861 | 0.45072 | 0.44932 | 0.44886 | 0.46186 | 0.47207 | 0.47764 | 0.44839 | 0.44097 | 0.45907 | 0.47485 | 0.44979 | 0.46789 | 0.47207 | 0.45164 | 0.44747 | 0.48274 | 0.45582 | 0.45629 | 0.45675 | 0.447 | 0.45072 | 0.46 | 0.44839 | 0.44654 | 0.46093 | 0.47857 | 0.46046 | 0.44236 | 0.45489 | 0.44747 | 0.46882 | 0.44932 | 0.46371 | 0.4535 | 0.44236 | 0.45629 | 0.48321 | 0.45675 | 0.45211 | 0.4781 | 0.44097 | 0.47253 | 0.46232 | 0.45629 | 0.48274 | 0.44561 | 0.52389 | 0.48788 | 0.49498 | 0.50158 | 0.51983 | 0.49651 | 0.49752 | 0.49194 | 0.52541 | 0.51882 | 0.48788 | 0.48636 | 0.49448 | 0.51223 | 0.52034 | 0.52186 | 0.53048 | 0.49346 | 0.50462 | 0.49498 | 0.51781 | 0.50817 | 0.50158 | 0.48535 | 0.49955 | 0.50107 | 0.50817 | 0.50056 | 0.48383 | 0.48433 | 0.4818 | 0.50158 | 0.52389 | 0.49093 | 0.50259 | 0.48586 | 0.48941 | 0.51273 | 0.49752 | 0.51324 | 0.52947 | 0.52338 | 0.51172 | 0.53251 | 0.50361 | 0.496 | 0.49143 | 0.48433 | 0.50286 | 0.53535 | 0.51266 | 0.50905 | 0.524 | 0.52297 | 0.52091 | 0.52091 | 0.50131 | 0.53122 | 0.53122 | 0.52504 | 0.49461 | 0.51885 | 0.53587 | 0.53122 | 0.50647 | 0.50079 | 0.54102 | 0.50853 | 0.53226 | 0.51988 | 0.49615 | 0.52555 | 0.49873 | 0.53329 | 0.50234 | 0.48996 | 0.5271 | 0.49461 | 0.49873 | 0.54102 | 0.50544 | 0.50698 | 0.50595 | 0.49306 | 0.5271 | 0.50131 | 0.52142 | 0.48996 | 0.49718 | 0.52452 | 0.51008 | 0.53122 | 0.52452 | 0.53638 | 0.54154 | 0.5075 | 0.55819 | 0.55228 | 0.56357 | 0.55819 | 0.51307 | 0.53617 | 0.55121 | 0.53187 | 0.56034 | 0.56088 | 0.51307 | 0.53993 | 0.56249 | 0.53993 | 0.54906 | 0.55067 | 0.55658 | 0.52059 | 0.55282 | 0.53724 | 0.53187 | 0.54261 | 0.53939 | 0.55121 | 0.52972 | 0.52542 | 0.56249 | 0.55228 | 0.541 | 0.51414 | 0.541 | 0.56088 | 0.52542 | 0.53455 | 0.53455 | 0.53294 | 0.51199 | 0.54476 | 0.51092 | 0.51199 | 0.52488 | 0.55604 | 0.52703 | 0.54369 | 0.5136 | 0.55067 | 0.56195 | 0.55121 | 0.52127 | 0.53328 | 0.54584 | 0.524 | 0.54256 | 0.53383 | 0.5311 | 0.55075 | 0.53274 | 0.55075 | 0.5371 | 0.55293 | 0.54584 | 0.56276 | 0.54092 | 0.53383 | 0.52728 | 0.52127 | 0.5513 | 0.51964 | 0.5251 | 0.56003 | 0.5371 | 0.57313 | 0.524 | 0.55566 | 0.56549 | 0.52728 | 0.53274 | 0.53929 | 0.54693 | 0.56931 | 0.54092 | 0.56167 | 0.53437 | 0.55293 | 0.55839 | 0.51855 | 0.55075 | 0.54747 | 0.54256 | 0.56276 | 0.53874 | 0.54365 | 0.5633 | 0.53929 | 0.53437 | 0.53765 | 0.54311 | 0.5251 | 0.52346 | 0.53874 | 0.54311 | 0.54693 | 0.55894 | 0.56603 | 0.53492 | 0.55894 | 0.55075 | 0.56003 | 0.52892 | 0.53874 | 0.52619 | 0.57313 | 0.52782 | 0.55402 | 0.5442 | 0.55457 | 0.51909 | 0.55894 | 0.54092 | 0.56276 | 0.5251 | 0.5251 | 0.51855 | 0.56057 | 0.54638 | 0.56767 | 0.51855 | 0.54475 | 0.52673 | 0.53547 | 0.57204 | 0.56658 | 0.53328 | 0.53929 | 0.54147 | 0.52346 | 0.52619 | 0.52673 | 0.56057 | 0.56712 | 0.54693 | 0.53492 | 0.53001
AB_E803S_DSS | 164 | 240 | AB | 0.011387 | 164 | 12411 | 1.4132 | 1.5645 | 1.508 | 1.482 | 1.4775 | 1.4759 | 1.5187 | 1.5522 | 1.5706 | 1.4744 | 1.45 | 1.5095 | 1.5614 | 1.479 | 1.5385 | 1.5522 | 1.4851 | 1.4714 | 1.5874 | 1.4988 | 1.5004 | 1.5019 | 1.4698 | 1.482 | 1.5126 | 1.4744 | 1.4683 | 1.5156 | 1.5736 | 1.5141 | 1.4546 | 1.4958 | 1.4714 | 1.5416 | 1.4775 | 1.5248 | 1.4912 | 1.4546 | 1.5004 | 1.5889 | 1.5019 | 1.4866 | 1.5721 | 1.45 | 1.5538 | 1.5202 | 1.5004 | 1.5874 | 1.4652 | 1.7227 | 1.6043 | 1.6276 | 1.6493 | 1.7093 | 1.6326 | 1.6359 | 1.6176 | 1.7277 | 1.706 | 1.6043 | 1.5993 | 1.6259 | 1.6843 | 1.711 | 1.716 | 1.7443 | 1.6226 | 1.6593 | 1.6276 | 1.7026 | 1.671 | 1.6493 | 1.5959 | 1.6426 | 1.6476 | 1.671 | 1.6459 | 1.5909 | 1.5926 | 1.5842 | 1.6493 | 1.7227 | 1.6143 | 1.6526 | 1.5976 | 1.6093 | 1.686 | 1.6359 | 1.6876 | 1.741 | 1.721 | 1.6826 | 1.751 | 1.656 | 1.6309 | 1.6159 | 1.5926 | 1.6535 | 1.7603 | 1.6857 | 1.6738 | 1.723 | 1.7196 | 1.7128 | 1.7128 | 1.6484 | 1.7468 | 1.7468 | 1.7264 | 1.6264 | 1.7061 | 1.762 | 1.7468 | 1.6654 | 1.6467 | 1.779 | 1.6721 | 1.7502 | 1.7095 | 1.6314 | 1.7281 | 1.6399 | 1.7535 | 1.6518 | 1.6111 | 1.7332 | 1.6264 | 1.6399 | 1.779 | 1.662 | 1.6671 | 1.6637 | 1.6213 | 1.7332 | 1.6484 | 1.7145 | 1.6111 | 1.6348 | 1.7247 | 1.6772 | 1.7468 | 1.7247 | 1.7637 | 1.7807 | 1.6688 | 1.8354 | 1.816 | 1.8531 | 1.8354 | 1.6871 | 1.763 | 1.8125 | 1.7489 | 1.8425 | 1.8443 | 1.6871 | 1.7754 | 1.8496 | 1.7754 | 1.8054 | 1.8107 | 1.8301 | 1.7118 | 1.8178 | 1.7666 | 1.7489 | 1.7842 | 1.7736 | 1.8125 | 1.7418 | 1.7277 | 1.8496 | 1.816 | 1.7789 | 1.6906 | 1.7789 | 1.8443 | 1.7277 | 1.7577 | 1.7577 | 1.7524 | 1.6835 | 1.7913 | 1.68 | 1.6835 | 1.7259 | 1.8284 | 1.733 | 1.7877 | 1.6888 | 1.8107 | 1.8478 | 1.8125 | 1.714 | 1.7535 | 1.7948 | 1.723 | 1.784 | 1.7553 | 1.7464 | 1.811 | 1.7517 | 1.811 | 1.7661 | 1.8181 | 1.7948 | 1.8505 | 1.7787 | 1.7553 | 1.7338 | 1.714 | 1.8128 | 1.7087 | 1.7266 | 1.8415 | 1.7661 | 1.8846 | 1.723 | 1.8271 | 1.8594 | 1.7338 | 1.7517 | 1.7733 | 1.7984 | 1.872 | 1.7787 | 1.8469 | 1.7571 | 1.8181 | 1.8361 | 1.7051 | 1.811 | 1.8002 | 1.784 | 1.8505 | 1.7715 | 1.7876 | 1.8522 | 1.7733 | 1.7571 | 1.7679 | 1.7858 | 1.7266 | 1.7212 | 1.7715 | 1.7858 | 1.7984 | 1.8379 | 1.8612 | 1.7589 | 1.8379 | 1.811 | 1.8415 | 1.7392 | 1.7715 | 1.7302 | 1.8846 | 1.7356 | 1.8217 | 1.7894 | 1.8235 | 1.7069 | 1.8379 | 1.7787 | 1.8505 | 1.7266 | 1.7266 | 1.7051 | 1.8433 | 1.7966 | 1.8666 | 1.7051 | 1.7912 | 1.732 | 1.7607 | 1.881 | 1.863 | 1.7535 | 1.7733 | 1.7805 | 1.7212 | 1.7302 | 1.732 | 1.8433 | 1.8648 | 1.7984 | 1.7589 | 1.7428
AB_E94S_ISS | 165 | 240 | AB | 0.003463 | 165 | 12411 | 0.42979 | 0.47578 | 0.45861 | 0.45072 | 0.44932 | 0.44886 | 0.46186 | 0.47207 | 0.47764 | 0.44839 | 0.44097 | 0.45907 | 0.47485 | 0.44979 | 0.46789 | 0.47207 | 0.45164 | 0.44747 | 0.48274 | 0.45582 | 0.45629 | 0.45675 | 0.447 | 0.45072 | 0.46 | 0.44839 | 0.44654 | 0.46093 | 0.47857 | 0.46046 | 0.44236 | 0.45489 | 0.44747 | 0.46882 | 0.44932 | 0.46371 | 0.4535 | 0.44236 | 0.45629 | 0.48321 | 0.45675 | 0.45211 | 0.4781 | 0.44097 | 0.47253 | 0.46232 | 0.45629 | 0.48274 | 0.44561 | 0.52389 | 0.48788 | 0.49498 | 0.50158 | 0.51983 | 0.49651 | 0.49752 | 0.49194 | 0.52541 | 0.51882 | 0.48788 | 0.48636 | 0.49448 | 0.51223 | 0.52034 | 0.52186 | 0.53048 | 0.49346 | 0.50462 | 0.49498 | 0.51781 | 0.50817 | 0.50158 | 0.48535 | 0.49955 | 0.50107 | 0.50817 | 0.50056 | 0.48383 | 0.48433 | 0.4818 | 0.50158 | 0.52389 | 0.49093 | 0.50259 | 0.48586 | 0.48941 | 0.51273 | 0.49752 | 0.51324 | 0.52947 | 0.52338 | 0.51172 | 0.53251 | 0.50361 | 0.496 | 0.49143 | 0.48433 | 0.50286 | 0.53535 | 0.51266 | 0.50905 | 0.524 | 0.52297 | 0.52091 | 0.52091 | 0.50131 | 0.53122 | 0.53122 | 0.52504 | 0.49461 | 0.51885 | 0.53587 | 0.53122 | 0.50647 | 0.50079 | 0.54102 | 0.50853 | 0.53226 | 0.51988 | 0.49615 | 0.52555 | 0.49873 | 0.53329 | 0.50234 | 0.48996 | 0.5271 | 0.49461 | 0.49873 | 0.54102 | 0.50544 | 0.50698 | 0.50595 | 0.49306 | 0.5271 | 0.50131 | 0.52142 | 0.48996 | 0.49718 | 0.52452 | 0.51008 | 0.53122 | 0.52452 | 0.53638 | 0.54154 | 0.5075 | 0.55819 | 0.55228 | 0.56357 | 0.55819 | 0.51307 | 0.53617 | 0.55121 | 0.53187 | 0.56034 | 0.56088 | 0.51307 | 0.53993 | 0.56249 | 0.53993 | 0.54906 | 0.55067 | 0.55658 | 0.52059 | 0.55282 | 0.53724 | 0.53187 | 0.54261 | 0.53939 | 0.55121 | 0.52972 | 0.52542 | 0.56249 | 0.55228 | 0.541 | 0.51414 | 0.541 | 0.56088 | 0.52542 | 0.53455 | 0.53455 | 0.53294 | 0.51199 | 0.54476 | 0.51092 | 0.51199 | 0.52488 | 0.55604 | 0.52703 | 0.54369 | 0.5136 | 0.55067 | 0.56195 | 0.55121 | 0.52127 | 0.53328 | 0.54584 | 0.524 | 0.54256 | 0.53383 | 0.5311 | 0.55075 | 0.53274 | 0.55075 | 0.5371 | 0.55293 | 0.54584 | 0.56276 | 0.54092 | 0.53383 | 0.52728 | 0.52127 | 0.5513 | 0.51964 | 0.5251 | 0.56003 | 0.5371 | 0.57313 | 0.524 | 0.55566 | 0.56549 | 0.52728 | 0.53274 | 0.53929 | 0.54693 | 0.56931 | 0.54092 | 0.56167 | 0.53437 | 0.55293 | 0.55839 | 0.51855 | 0.55075 | 0.54747 | 0.54256 | 0.56276 | 0.53874 | 0.54365 | 0.5633 | 0.53929 | 0.53437 | 0.53765 | 0.54311 | 0.5251 | 0.52346 | 0.53874 | 0.54311 | 0.54693 | 0.55894 | 0.56603 | 0.53492 | 0.55894 | 0.55075 | 0.56003 | 0.52892 | 0.53874 | 0.52619 | 0.57313 | 0.52782 | 0.55402 | 0.5442 | 0.55457 | 0.51909 | 0.55894 | 0.54092 | 0.56276 | 0.5251 | 0.5251 | 0.51855 | 0.56057 | 0.54638 | 0.56767 | 0.51855 | 0.54475 | 0.52673 | 0.53547 | 0.57204 | 0.56658 | 0.53328 | 0.53929 | 0.54147 | 0.52346 | 0.52619 | 0.52673 | 0.56057 | 0.56712 | 0.54693 | 0.53492 | 0.53001
AB_G01S_DSS | 166 | 240 | AB | 0.003463 | 166 | 12411 | 0.42979 | 0.47578 | 0.45861 | 0.45072 | 0.44932 | 0.44886 | 0.46186 | 0.47207 | 0.47764 | 0.44839 | 0.44097 | 0.45907 | 0.47485 | 0.44979 | 0.46789 | 0.47207 | 0.45164 | 0.44747 | 0.48274 | 0.45582 | 0.45629 | 0.45675 | 0.447 | 0.45072 | 0.46 | 0.44839 | 0.44654 | 0.46093 | 0.47857 | 0.46046 | 0.44236 | 0.45489 | 0.44747 | 0.46882 | 0.44932 | 0.46371 | 0.4535 | 0.44236 | 0.45629 | 0.48321 | 0.45675 | 0.45211 | 0.4781 | 0.44097 | 0.47253 | 0.46232 | 0.45629 | 0.48274 | 0.44561 | 0.52389 | 0.48788 | 0.49498 | 0.50158 | 0.51983 | 0.49651 | 0.49752 | 0.49194 | 0.52541 | 0.51882 | 0.48788 | 0.48636 | 0.49448 | 0.51223 | 0.52034 | 0.52186 | 0.53048 | 0.49346 | 0.50462 | 0.49498 | 0.51781 | 0.50817 | 0.50158 | 0.48535 | 0.49955 | 0.50107 | 0.50817 | 0.50056 | 0.48383 | 0.48433 | 0.4818 | 0.50158 | 0.52389 | 0.49093 | 0.50259 | 0.48586 | 0.48941 | 0.51273 | 0.49752 | 0.51324 | 0.52947 | 0.52338 | 0.51172 | 0.53251 | 0.50361 | 0.496 | 0.49143 | 0.48433 | 0.50286 | 0.53535 | 0.51266 | 0.50905 | 0.524 | 0.52297 | 0.52091 | 0.52091 | 0.50131 | 0.53122 | 0.53122 | 0.52504 | 0.49461 | 0.51885 | 0.53587 | 0.53122 | 0.50647 | 0.50079 | 0.54102 | 0.50853 | 0.53226 | 0.51988 | 0.49615 | 0.52555 | 0.49873 | 0.53329 | 0.50234 | 0.48996 | 0.5271 | 0.49461 | 0.49873 | 0.54102 | 0.50544 | 0.50698 | 0.50595 | 0.49306 | 0.5271 | 0.50131 | 0.52142 | 0.48996 | 0.49718 | 0.52452 | 0.51008 | 0.53122 | 0.52452 | 0.53638 | 0.54154 | 0.5075 | 0.55819 | 0.55228 | 0.56357 | 0.55819 | 0.51307 | 0.53617 | 0.55121 | 0.53187 | 0.56034 | 0.56088 | 0.51307 | 0.53993 | 0.56249 | 0.53993 | 0.54906 | 0.55067 | 0.55658 | 0.52059 | 0.55282 | 0.53724 | 0.53187 | 0.54261 | 0.53939 | 0.55121 | 0.52972 | 0.52542 | 0.56249 | 0.55228 | 0.541 | 0.51414 | 0.541 | 0.56088 | 0.52542 | 0.53455 | 0.53455 | 0.53294 | 0.51199 | 0.54476 | 0.51092 | 0.51199 | 0.52488 | 0.55604 | 0.52703 | 0.54369 | 0.5136 | 0.55067 | 0.56195 | 0.55121 | 0.52127 | 0.53328 | 0.54584 | 0.524 | 0.54256 | 0.53383 | 0.5311 | 0.55075 | 0.53274 | 0.55075 | 0.5371 | 0.55293 | 0.54584 | 0.56276 | 0.54092 | 0.53383 | 0.52728 | 0.52127 | 0.5513 | 0.51964 | 0.5251 | 0.56003 | 0.5371 | 0.57313 | 0.524 | 0.55566 | 0.56549 | 0.52728 | 0.53274 | 0.53929 | 0.54693 | 0.56931 | 0.54092 | 0.56167 | 0.53437 | 0.55293 | 0.55839 | 0.51855 | 0.55075 | 0.54747 | 0.54256 | 0.56276 | 0.53874 | 0.54365 | 0.5633 | 0.53929 | 0.53437 | 0.53765 | 0.54311 | 0.5251 | 0.52346 | 0.53874 | 0.54311 | 0.54693 | 0.55894 | 0.56603 | 0.53492 | 0.55894 | 0.55075 | 0.56003 | 0.52892 | 0.53874 | 0.52619 | 0.57313 | 0.52782 | 0.55402 | 0.5442 | 0.55457 | 0.51909 | 0.55894 | 0.54092 | 0.56276 | 0.5251 | 0.5251 | 0.51855 | 0.56057 | 0.54638 | 0.56767 | 0.51855 | 0.54475 | 0.52673 | 0.53547 | 0.57204 | 0.56658 | 0.53328 | 0.53929 | 0.54147 | 0.52346 | 0.52619 | 0.52673 | 0.56057 | 0.56712 | 0.54693 | 0.53492 | 0.53001
AB_SS25_GSS | 167 | 240 | AB | 0.011778 | 167 | 12411 | 1.4618 | 1.6182 | 1.5598 | 1.5329 | 1.5282 | 1.5266 | 1.5708 | 1.6055 | 1.6245 | 1.525 | 1.4998 | 1.5613 | 1.615 | 1.5298 | 1.5913 | 1.6055 | 1.5361 | 1.5219 | 1.6419 | 1.5503 | 1.5519 | 1.5534 | 1.5203 | 1.5329 | 1.5645 | 1.525 | 1.5187 | 1.5677 | 1.6276 | 1.5661 | 1.5045 | 1.5471 | 1.5219 | 1.5945 | 1.5282 | 1.5771 | 1.5424 | 1.5045 | 1.5519 | 1.6434 | 1.5534 | 1.5377 | 1.6261 | 1.4998 | 1.6071 | 1.5724 | 1.5519 | 1.6419 | 1.5156 | 1.7818 | 1.6593 | 1.6835 | 1.7059 | 1.768 | 1.6887 | 1.6921 | 1.6731 | 1.787 | 1.7646 | 1.6593 | 1.6542 | 1.6818 | 1.7421 | 1.7697 | 1.7749 | 1.8042 | 1.6783 | 1.7163 | 1.6835 | 1.7611 | 1.7283 | 1.7059 | 1.6507 | 1.699 | 1.7042 | 1.7283 | 1.7025 | 1.6455 | 1.6473 | 1.6386 | 1.7059 | 1.7818 | 1.6697 | 1.7094 | 1.6524 | 1.6645 | 1.7439 | 1.6921 | 1.7456 | 1.8008 | 1.7801 | 1.7404 | 1.8111 | 1.7128 | 1.6869 | 1.6714 | 1.6473 | 1.7103 | 1.8208 | 1.7436 | 1.7313 | 1.7822 | 1.7787 | 1.7717 | 1.7717 | 1.705 | 1.8067 | 1.8067 | 1.7857 | 1.6822 | 1.7646 | 1.8225 | 1.8067 | 1.7225 | 1.7033 | 1.8401 | 1.7296 | 1.8103 | 1.7682 | 1.6875 | 1.7874 | 1.6962 | 1.8138 | 1.7085 | 1.6664 | 1.7927 | 1.6822 | 1.6962 | 1.8401 | 1.719 | 1.7243 | 1.7208 | 1.6769 | 1.7927 | 1.705 | 1.7734 | 1.6664 | 1.691 | 1.7839 | 1.7348 | 1.8067 | 1.7839 | 1.8243 | 1.8418 | 1.7261 | 1.8985 | 1.8784 | 1.9167 | 1.8985 | 1.745 | 1.8236 | 1.8747 | 1.8089 | 1.9058 | 1.9076 | 1.745 | 1.8363 | 1.9131 | 1.8363 | 1.8674 | 1.8729 | 1.893 | 1.7706 | 1.8802 | 1.8272 | 1.8089 | 1.8455 | 1.8345 | 1.8747 | 1.8016 | 1.787 | 1.9131 | 1.8784 | 1.84 | 1.7486 | 1.84 | 1.9076 | 1.787 | 1.8181 | 1.8181 | 1.8126 | 1.7413 | 1.8528 | 1.7377 | 1.7413 | 1.7852 | 1.8912 | 1.7925 | 1.8491 | 1.7468 | 1.8729 | 1.9113 | 1.8747 | 1.7729 | 1.8137 | 1.8564 | 1.7822 | 1.8453 | 1.8156 | 1.8063 | 1.8732 | 1.8119 | 1.8732 | 1.8267 | 1.8806 | 1.8564 | 1.914 | 1.8397 | 1.8156 | 1.7933 | 1.7729 | 1.875 | 1.7673 | 1.7859 | 1.9047 | 1.8267 | 1.9493 | 1.7822 | 1.8899 | 1.9233 | 1.7933 | 1.8119 | 1.8342 | 1.8602 | 1.9363 | 1.8397 | 1.9103 | 1.8175 | 1.8806 | 1.8991 | 1.7636 | 1.8732 | 1.862 | 1.8453 | 1.914 | 1.8323 | 1.849 | 1.9159 | 1.8342 | 1.8175 | 1.8286 | 1.8472 | 1.7859 | 1.7803 | 1.8323 | 1.8472 | 1.8602 | 1.901 | 1.9251 | 1.8193 | 1.901 | 1.8732 | 1.9047 | 1.7989 | 1.8323 | 1.7896 | 1.9493 | 1.7952 | 1.8843 | 1.8509 | 1.8861 | 1.7655 | 1.901 | 1.8397 | 1.914 | 1.7859 | 1.7859 | 1.7636 | 1.9066 | 1.8583 | 1.9307 | 1.7636 | 1.8527 | 1.7915 | 1.8212 | 1.9456 | 1.927 | 1.8137 | 1.8342 | 1.8416 | 1.7803 | 1.7896 | 1.7915 | 1.9066 | 1.9288 | 1.8602 | 1.8193 | 1.8026
AB_SS65_DSS | 168 | 240 | AB | 0.011778 | 168 | 12411 | 1.4618 | 1.6182 | 1.5598 | 1.5329 | 1.5282 | 1.5266 | 1.5708 | 1.6055 | 1.6245 | 1.525 | 1.4998 | 1.5613 | 1.615 | 1.5298 | 1.5913 | 1.6055 | 1.5361 | 1.5219 | 1.6419 | 1.5503 | 1.5519 | 1.5534 | 1.5203 | 1.5329 | 1.5645 | 1.525 | 1.5187 | 1.5677 | 1.6276 | 1.5661 | 1.5045 | 1.5471 | 1.5219 | 1.5945 | 1.5282 | 1.5771 | 1.5424 | 1.5045 | 1.5519 | 1.6434 | 1.5534 | 1.5377 | 1.6261 | 1.4998 | 1.6071 | 1.5724 | 1.5519 | 1.6419 | 1.5156 | 1.7818 | 1.6593 | 1.6835 | 1.7059 | 1.768 | 1.6887 | 1.6921 | 1.6731 | 1.787 | 1.7646 | 1.6593 | 1.6542 | 1.6818 | 1.7421 | 1.7697 | 1.7749 | 1.8042 | 1.6783 | 1.7163 | 1.6835 | 1.7611 | 1.7283 | 1.7059 | 1.6507 | 1.699 | 1.7042 | 1.7283 | 1.7025 | 1.6455 | 1.6473 | 1.6386 | 1.7059 | 1.7818 | 1.6697 | 1.7094 | 1.6524 | 1.6645 | 1.7439 | 1.6921 | 1.7456 | 1.8008 | 1.7801 | 1.7404 | 1.8111 | 1.7128 | 1.6869 | 1.6714 | 1.6473 | 1.7103 | 1.8208 | 1.7436 | 1.7313 | 1.7822 | 1.7787 | 1.7717 | 1.7717 | 1.705 | 1.8067 | 1.8067 | 1.7857 | 1.6822 | 1.7646 | 1.8225 | 1.8067 | 1.7225 | 1.7033 | 1.8401 | 1.7296 | 1.8103 | 1.7682 | 1.6875 | 1.7874 | 1.6962 | 1.8138 | 1.7085 | 1.6664 | 1.7927 | 1.6822 | 1.6962 | 1.8401 | 1.719 | 1.7243 | 1.7208 | 1.6769 | 1.7927 | 1.705 | 1.7734 | 1.6664 | 1.691 | 1.7839 | 1.7348 | 1.8067 | 1.7839 | 1.8243 | 1.8418 | 1.7261 | 1.8985 | 1.8784 | 1.9167 | 1.8985 | 1.745 | 1.8236 | 1.8747 | 1.8089 | 1.9058 | 1.9076 | 1.745 | 1.8363 | 1.9131 | 1.8363 | 1.8674 | 1.8729 | 1.893 | 1.7706 | 1.8802 | 1.8272 | 1.8089 | 1.8455 | 1.8345 | 1.8747 | 1.8016 | 1.787 | 1.9131 | 1.8784 | 1.84 | 1.7486 | 1.84 | 1.9076 | 1.787 | 1.8181 | 1.8181 | 1.8126 | 1.7413 | 1.8528 | 1.7377 | 1.7413 | 1.7852 | 1.8912 | 1.7925 | 1.8491 | 1.7468 | 1.8729 | 1.9113 | 1.8747 | 1.7729 | 1.8137 | 1.8564 | 1.7822 | 1.8453 | 1.8156 | 1.8063 | 1.8732 | 1.8119 | 1.8732 | 1.8267 | 1.8806 | 1.8564 | 1.914 | 1.8397 | 1.8156 | 1.7933 | 1.7729 | 1.875 | 1.7673 | 1.7859 | 1.9047 | 1.8267 | 1.9493 | 1.7822 | 1.8899 | 1.9233 | 1.7933 | 1.8119 | 1.8342 | 1.8602 | 1.9363 | 1.8397 | 1.9103 | 1.8175 | 1.8806 | 1.8991 | 1.7636 | 1.8732 | 1.862 | 1.8453 | 1.914 | 1.8323 | 1.849 | 1.9159 | 1.8342 | 1.8175 | 1.8286 | 1.8472 | 1.7859 | 1.7803 | 1.8323 | 1.8472 | 1.8602 | 1.901 | 1.9251 | 1.8193 | 1.901 | 1.8732 | 1.9047 | 1.7989 | 1.8323 | 1.7896 | 1.9493 | 1.7952 | 1.8843 | 1.8509 | 1.8861 | 1.7655 | 1.901 | 1.8397 | 1.914 | 1.7859 | 1.7859 | 1.7636 | 1.9066 | 1.8583 | 1.9307 | 1.7636 | 1.8527 | 1.7915 | 1.8212 | 1.9456 | 1.927 | 1.8137 | 1.8342 | 1.8416 | 1.7803 | 1.7896 | 1.7915 | 1.9066 | 1.9288 | 1.8602 | 1.8193 | 1.8026
AB_XBLA_DSS | 169 | 240 | AB | 0.011387 | 169 | 12411 | 1.4132 | 1.5645 | 1.508 | 1.482 | 1.4775 | 1.4759 | 1.5187 | 1.5522 | 1.5706 | 1.4744 | 1.45 | 1.5095 | 1.5614 | 1.479 | 1.5385 | 1.5522 | 1.4851 | 1.4714 | 1.5874 | 1.4988 | 1.5004 | 1.5019 | 1.4698 | 1.482 | 1.5126 | 1.4744 | 1.4683 | 1.5156 | 1.5736 | 1.5141 | 1.4546 | 1.4958 | 1.4714 | 1.5416 | 1.4775 | 1.5248 | 1.4912 | 1.4546 | 1.5004 | 1.5889 | 1.5019 | 1.4866 | 1.5721 | 1.45 | 1.5538 | 1.5202 | 1.5004 | 1.5874 | 1.4652 | 1.7227 | 1.6043 | 1.6276 | 1.6493 | 1.7093 | 1.6326 | 1.6359 | 1.6176 | 1.7277 | 1.706 | 1.6043 | 1.5993 | 1.6259 | 1.6843 | 1.711 | 1.716 | 1.7443 | 1.6226 | 1.6593 | 1.6276 | 1.7026 | 1.671 | 1.6493 | 1.5959 | 1.6426 | 1.6476 | 1.671 | 1.6459 | 1.5909 | 1.5926 | 1.5842 | 1.6493 | 1.7227 | 1.6143 | 1.6526 | 1.5976 | 1.6093 | 1.686 | 1.6359 | 1.6876 | 1.741 | 1.721 | 1.6826 | 1.751 | 1.656 | 1.6309 | 1.6159 | 1.5926 | 1.6535 | 1.7603 | 1.6857 | 1.6738 | 1.723 | 1.7196 | 1.7128 | 1.7128 | 1.6484 | 1.7468 | 1.7468 | 1.7264 | 1.6264 | 1.7061 | 1.762 | 1.7468 | 1.6654 | 1.6467 | 1.779 | 1.6721 | 1.7502 | 1.7095 | 1.6314 | 1.7281 | 1.6399 | 1.7535 | 1.6518 | 1.6111 | 1.7332 | 1.6264 | 1.6399 | 1.779 | 1.662 | 1.6671 | 1.6637 | 1.6213 | 1.7332 | 1.6484 | 1.7145 | 1.6111 | 1.6348 | 1.7247 | 1.6772 | 1.7468 | 1.7247 | 1.7637 | 1.7807 | 1.6688 | 1.8354 | 1.816 | 1.8531 | 1.8354 | 1.6871 | 1.763 | 1.8125 | 1.7489 | 1.8425 | 1.8443 | 1.6871 | 1.7754 | 1.8496 | 1.7754 | 1.8054 | 1.8107 | 1.8301 | 1.7118 | 1.8178 | 1.7666 | 1.7489 | 1.7842 | 1.7736 | 1.8125 | 1.7418 | 1.7277 | 1.8496 | 1.816 | 1.7789 | 1.6906 | 1.7789 | 1.8443 | 1.7277 | 1.7577 | 1.7577 | 1.7524 | 1.6835 | 1.7913 | 1.68 | 1.6835 | 1.7259 | 1.8284 | 1.733 | 1.7877 | 1.6888 | 1.8107 | 1.8478 | 1.8125 | 1.714 | 1.7535 | 1.7948 | 1.723 | 1.784 | 1.7553 | 1.7464 | 1.811 | 1.7517 | 1.811 | 1.7661 | 1.8181 | 1.7948 | 1.8505 | 1.7787 | 1.7553 | 1.7338 | 1.714 | 1.8128 | 1.7087 | 1.7266 | 1.8415 | 1.7661 | 1.8846 | 1.723 | 1.8271 | 1.8594 | 1.7338 | 1.7517 | 1.7733 | 1.7984 | 1.872 | 1.7787 | 1.8469 | 1.7571 | 1.8181 | 1.8361 | 1.7051 | 1.811 | 1.8002 | 1.784 | 1.8505 | 1.7715 | 1.7876 | 1.8522 | 1.7733 | 1.7571 | 1.7679 | 1.7858 | 1.7266 | 1.7212 | 1.7715 | 1.7858 | 1.7984 | 1.8379 | 1.8612 | 1.7589 | 1.8379 | 1.811 | 1.8415 | 1.7392 | 1.7715 | 1.7302 | 1.8846 | 1.7356 | 1.8217 | 1.7894 | 1.8235 | 1.7069 | 1.8379 | 1.7787 | 1.8505 | 1.7266 | 1.7266 | 1.7051 | 1.8433 | 1.7966 | 1.8666 | 1.7051 | 1.7912 | 1.732 | 1.7607 | 1.881 | 1.863 | 1.7535 | 1.7733 | 1.7805 | 1.7212 | 1.7302 | 1.732 | 1.8433 | 1.8648 | 1.7984 | 1.7589 | 1.7428
AB_XCEC_GSS | 170 | 240 | AB | 0.011778 | 170 | 12411 | 1.4618 | 1.6182 | 1.5598 | 1.5329 | 1.5282 | 1.5266 | 1.5708 | 1.6055 | 1.6245 | 1.525 | 1.4998 | 1.5613 | 1.615 | 1.5298 | 1.5913 | 1.6055 | 1.5361 | 1.5219 | 1.6419 | 1.5503 | 1.5519 | 1.5534 | 1.5203 | 1.5329 | 1.5645 | 1.525 | 1.5187 | 1.5677 | 1.6276 | 1.5661 | 1.5045 | 1.5471 | 1.5219 | 1.5945 | 1.5282 | 1.5771 | 1.5424 | 1.5045 | 1.5519 | 1.6434 | 1.5534 | 1.5377 | 1.6261 | 1.4998 | 1.6071 | 1.5724 | 1.5519 | 1.6419 | 1.5156 | 1.7818 | 1.6593 | 1.6835 | 1.7059 | 1.768 | 1.6887 | 1.6921 | 1.6731 | 1.787 | 1.7646 | 1.6593 | 1.6542 | 1.6818 | 1.7421 | 1.7697 | 1.7749 | 1.8042 | 1.6783 | 1.7163 | 1.6835 | 1.7611 | 1.7283 | 1.7059 | 1.6507 | 1.699 | 1.7042 | 1.7283 | 1.7025 | 1.6455 | 1.6473 | 1.6386 | 1.7059 | 1.7818 | 1.6697 | 1.7094 | 1.6524 | 1.6645 | 1.7439 | 1.6921 | 1.7456 | 1.8008 | 1.7801 | 1.7404 | 1.8111 | 1.7128 | 1.6869 | 1.6714 | 1.6473 | 1.7103 | 1.8208 | 1.7436 | 1.7313 | 1.7822 | 1.7787 | 1.7717 | 1.7717 | 1.705 | 1.8067 | 1.8067 | 1.7857 | 1.6822 | 1.7646 | 1.8225 | 1.8067 | 1.7225 | 1.7033 | 1.8401 | 1.7296 | 1.8103 | 1.7682 | 1.6875 | 1.7874 | 1.6962 | 1.8138 | 1.7085 | 1.6664 | 1.7927 | 1.6822 | 1.6962 | 1.8401 | 1.719 | 1.7243 | 1.7208 | 1.6769 | 1.7927 | 1.705 | 1.7734 | 1.6664 | 1.691 | 1.7839 | 1.7348 | 1.8067 | 1.7839 | 1.8243 | 1.8418 | 1.7261 | 1.8985 | 1.8784 | 1.9167 | 1.8985 | 1.745 | 1.8236 | 1.8747 | 1.8089 | 1.9058 | 1.9076 | 1.745 | 1.8363 | 1.9131 | 1.8363 | 1.8674 | 1.8729 | 1.893 | 1.7706 | 1.8802 | 1.8272 | 1.8089 | 1.8455 | 1.8345 | 1.8747 | 1.8016 | 1.787 | 1.9131 | 1.8784 | 1.84 | 1.7486 | 1.84 | 1.9076 | 1.787 | 1.8181 | 1.8181 | 1.8126 | 1.7413 | 1.8528 | 1.7377 | 1.7413 | 1.7852 | 1.8912 | 1.7925 | 1.8491 | 1.7468 | 1.8729 | 1.9113 | 1.8747 | 1.7729 | 1.8137 | 1.8564 | 1.7822 | 1.8453 | 1.8156 | 1.8063 | 1.8732 | 1.8119 | 1.8732 | 1.8267 | 1.8806 | 1.8564 | 1.914 | 1.8397 | 1.8156 | 1.7933 | 1.7729 | 1.875 | 1.7673 | 1.7859 | 1.9047 | 1.8267 | 1.9493 | 1.7822 | 1.8899 | 1.9233 | 1.7933 | 1.8119 | 1.8342 | 1.8602 | 1.9363 | 1.8397 | 1.9103 | 1.8175 | 1.8806 | 1.8991 | 1.7636 | 1.8732 | 1.862 | 1.8453 | 1.914 | 1.8323 | 1.849 | 1.9159 | 1.8342 | 1.8175 | 1.8286 | 1.8472 | 1.7859 | 1.7803 | 1.8323 | 1.8472 | 1.8602 | 1.901 | 1.9251 | 1.8193 | 1.901 | 1.8732 | 1.9047 | 1.7989 | 1.8323 | 1.7896 | 1.9493 | 1.7952 | 1.8843 | 1.8509 | 1.8861 | 1.7655 | 1.901 | 1.8397 | 1.914 | 1.7859 | 1.7859 | 1.7636 | 1.9066 | 1.8583 | 1.9307 | 1.7636 | 1.8527 | 1.7915 | 1.8212 | 1.9456 | 1.927 | 1.8137 | 1.8342 | 1.8416 | 1.7803 | 1.7896 | 1.7915 | 1.9066 | 1.9288 | 1.8602 | 1.8193 | 1.8026
AB_XPOU_DSS | 171 | 240 | AB | 0.011387 | 171 | 12411 | 1.4132 | 1.5645 | 1.508 | 1.482 | 1.4775 | 1.4759 | 1.5187 | 1.5522 | 1.5706 | 1.4744 | 1.45 | 1.5095 | 1.5614 | 1.479 | 1.5385 | 1.5522 | 1.4851 | 1.4714 | 1.5874 | 1.4988 | 1.5004 | 1.5019 | 1.4698 | 1.482 | 1.5126 | 1.4744 | 1.4683 | 1.5156 | 1.5736 | 1.5141 | 1.4546 | 1.4958 | 1.4714 | 1.5416 | 1.4775 | 1.5248 | 1.4912 | 1.4546 | 1.5004 | 1.5889 | 1.5019 | 1.4866 | 1.5721 | 1.45 | 1.5538 | 1.5202 | 1.5004 | 1.5874 | 1.4652 | 1.7227 | 1.6043 | 1.6276 | 1.6493 | 1.7093 | 1.6326 | 1.6359 | 1.6176 | 1.7277 | 1.706 | 1.6043 | 1.5993 | 1.6259 | 1.6843 | 1.711 | 1.716 | 1.7443 | 1.6226 | 1.6593 | 1.6276 | 1.7026 | 1.671 | 1.6493 | 1.5959 | 1.6426 | 1.6476 | 1.671 | 1.6459 | 1.5909 | 1.5926 | 1.5842 | 1.6493 | 1.7227 | 1.6143 | 1.6526 | 1.5976 | 1.6093 | 1.686 | 1.6359 | 1.6876 | 1.741 | 1.721 | 1.6826 | 1.751 | 1.656 | 1.6309 | 1.6159 | 1.5926 | 1.6535 | 1.7603 | 1.6857 | 1.6738 | 1.723 | 1.7196 | 1.7128 | 1.7128 | 1.6484 | 1.7468 | 1.7468 | 1.7264 | 1.6264 | 1.7061 | 1.762 | 1.7468 | 1.6654 | 1.6467 | 1.779 | 1.6721 | 1.7502 | 1.7095 | 1.6314 | 1.7281 | 1.6399 | 1.7535 | 1.6518 | 1.6111 | 1.7332 | 1.6264 | 1.6399 | 1.779 | 1.662 | 1.6671 | 1.6637 | 1.6213 | 1.7332 | 1.6484 | 1.7145 | 1.6111 | 1.6348 | 1.7247 | 1.6772 | 1.7468 | 1.7247 | 1.7637 | 1.7807 | 1.6688 | 1.8354 | 1.816 | 1.8531 | 1.8354 | 1.6871 | 1.763 | 1.8125 | 1.7489 | 1.8425 | 1.8443 | 1.6871 | 1.7754 | 1.8496 | 1.7754 | 1.8054 | 1.8107 | 1.8301 | 1.7118 | 1.8178 | 1.7666 | 1.7489 | 1.7842 | 1.7736 | 1.8125 | 1.7418 | 1.7277 | 1.8496 | 1.816 | 1.7789 | 1.6906 | 1.7789 | 1.8443 | 1.7277 | 1.7577 | 1.7577 | 1.7524 | 1.6835 | 1.7913 | 1.68 | 1.6835 | 1.7259 | 1.8284 | 1.733 | 1.7877 | 1.6888 | 1.8107 | 1.8478 | 1.8125 | 1.714 | 1.7535 | 1.7948 | 1.723 | 1.784 | 1.7553 | 1.7464 | 1.811 | 1.7517 | 1.811 | 1.7661 | 1.8181 | 1.7948 | 1.8505 | 1.7787 | 1.7553 | 1.7338 | 1.714 | 1.8128 | 1.7087 | 1.7266 | 1.8415 | 1.7661 | 1.8846 | 1.723 | 1.8271 | 1.8594 | 1.7338 | 1.7517 | 1.7733 | 1.7984 | 1.872 | 1.7787 | 1.8469 | 1.7571 | 1.8181 | 1.8361 | 1.7051 | 1.811 | 1.8002 | 1.784 | 1.8505 | 1.7715 | 1.7876 | 1.8522 | 1.7733 | 1.7571 | 1.7679 | 1.7858 | 1.7266 | 1.7212 | 1.7715 | 1.7858 | 1.7984 | 1.8379 | 1.8612 | 1.7589 | 1.8379 | 1.811 | 1.8415 | 1.7392 | 1.7715 | 1.7302 | 1.8846 | 1.7356 | 1.8217 | 1.7894 | 1.8235 | 1.7069 | 1.8379 | 1.7787 | 1.8505 | 1.7266 | 1.7266 | 1.7051 | 1.8433 | 1.7966 | 1.8666 | 1.7051 | 1.7912 | 1.732 | 1.7607 | 1.881 | 1.863 | 1.7535 | 1.7733 | 1.7805 | 1.7212 | 1.7302 | 1.732 | 1.8433 | 1.8648 | 1.7984 | 1.7589 | 1.7428
BC_AAL_DSS | 172 | 230 | BC | 0.003363 | 172 | 11098 | 0.37323 | 0.41316 | 0.39825 | 0.39139 | 0.39019 | 0.38978 | 0.40107 | 0.40994 | 0.41477 | 0.38938 | 0.38293 | 0.39865 | 0.41235 | 0.39059 | 0.40631 | 0.40994 | 0.3922 | 0.38857 | 0.41921 | 0.39583 | 0.39623 | 0.39663 | 0.38817 | 0.39139 | 0.39946 | 0.38938 | 0.38777 | 0.40026 | 0.41558 | 0.39986 | 0.38414 | 0.39502 | 0.38857 | 0.40711 | 0.39019 | 0.40268 | 0.39381 | 0.38414 | 0.39623 | 0.41961 | 0.39663 | 0.3926 | 0.41518 | 0.38293 | 0.41034 | 0.40147 | 0.39623 | 0.41921 | 0.38696 | 0.45494 | 0.42367 | 0.42984 | 0.43556 | 0.45142 | 0.43116 | 0.43204 | 0.42719 | 0.45626 | 0.45054 | 0.42367 | 0.42235 | 0.4294 | 0.44481 | 0.45186 | 0.45318 | 0.46067 | 0.42852 | 0.4382 | 0.42984 | 0.44965 | 0.44129 | 0.43556 | 0.42147 | 0.4338 | 0.43512 | 0.44129 | 0.43468 | 0.42015 | 0.42059 | 0.41839 | 0.43556 | 0.45494 | 0.42631 | 0.43644 | 0.42191 | 0.42499 | 0.44525 | 0.43204 | 0.44569 | 0.45978 | 0.4545 | 0.44437 | 0.46243 | 0.43732 | 0.43072 | 0.42675 | 0.42059 | 0.43667 | 0.46489 | 0.44518 | 0.44205 | 0.45504 | 0.45414 | 0.45235 | 0.45235 | 0.43533 | 0.46131 | 0.46131 | 0.45593 | 0.42951 | 0.45056 | 0.46534 | 0.46131 | 0.43981 | 0.43488 | 0.46982 | 0.4416 | 0.4622 | 0.45145 | 0.43085 | 0.45638 | 0.43309 | 0.4631 | 0.43623 | 0.42548 | 0.45772 | 0.42951 | 0.43309 | 0.46982 | 0.43891 | 0.44026 | 0.43936 | 0.42816 | 0.45772 | 0.43533 | 0.4528 | 0.42548 | 0.43175 | 0.45548 | 0.44294 | 0.46131 | 0.45548 | 0.46579 | 0.47026 | 0.4407 | 0.48473 | 0.4796 | 0.48939 | 0.48473 | 0.44554 | 0.4656 | 0.47866 | 0.46187 | 0.48659 | 0.48706 | 0.44554 | 0.46886 | 0.48846 | 0.46886 | 0.4768 | 0.4782 | 0.48333 | 0.45207 | 0.48006 | 0.46653 | 0.46187 | 0.4712 | 0.4684 | 0.47866 | 0.46 | 0.45627 | 0.48846 | 0.4796 | 0.4698 | 0.44647 | 0.4698 | 0.48706 | 0.45627 | 0.4642 | 0.4642 | 0.4628 | 0.44461 | 0.47306 | 0.44367 | 0.44461 | 0.4558 | 0.48286 | 0.45767 | 0.47213 | 0.446 | 0.4782 | 0.48799 | 0.47866 | 0.45267 | 0.46309 | 0.474 | 0.45504 | 0.47115 | 0.46357 | 0.4612 | 0.47826 | 0.46262 | 0.47826 | 0.46641 | 0.48016 | 0.474 | 0.48869 | 0.46973 | 0.46357 | 0.45788 | 0.45267 | 0.47874 | 0.45124 | 0.45598 | 0.48632 | 0.46641 | 0.4977 | 0.45504 | 0.48253 | 0.49106 | 0.45788 | 0.46262 | 0.46831 | 0.47494 | 0.49438 | 0.46973 | 0.48774 | 0.46404 | 0.48016 | 0.4849 | 0.4503 | 0.47826 | 0.47542 | 0.47115 | 0.48869 | 0.46783 | 0.4721 | 0.48916 | 0.46831 | 0.46404 | 0.46689 | 0.47163 | 0.45598 | 0.45456 | 0.46783 | 0.47163 | 0.47494 | 0.48537 | 0.49153 | 0.46452 | 0.48537 | 0.47826 | 0.48632 | 0.4593 | 0.46783 | 0.45693 | 0.4977 | 0.45835 | 0.48111 | 0.47257 | 0.48158 | 0.45077 | 0.48537 | 0.46973 | 0.48869 | 0.45598 | 0.45598 | 0.4503 | 0.48679 | 0.47447 | 0.49296 | 0.4503 | 0.47305 | 0.45741 | 0.46499 | 0.49675 | 0.49201 | 0.46309 | 0.46831 | 0.4702 | 0.45456 | 0.45693 | 0.45741 | 0.48679 | 0.49248 | 0.47494 | 0.46452 | 0.46025
BC_ACK_DSS | 173 | 230 | BC | 0.003918 | 173 | 11098 | 0.43482 | 0.48135 | 0.46397 | 0.45599 | 0.45458 | 0.45411 | 0.46726 | 0.47759 | 0.48322 | 0.45364 | 0.44612 | 0.46444 | 0.48041 | 0.45505 | 0.47336 | 0.47759 | 0.45693 | 0.4527 | 0.48839 | 0.46115 | 0.46162 | 0.46209 | 0.45223 | 0.45599 | 0.46538 | 0.45364 | 0.45176 | 0.46632 | 0.48416 | 0.46585 | 0.44753 | 0.46021 | 0.4527 | 0.4743 | 0.45458 | 0.46914 | 0.4588 | 0.44753 | 0.46162 | 0.48886 | 0.46209 | 0.4574 | 0.48369 | 0.44612 | 0.47806 | 0.46773 | 0.46162 | 0.48839 | 0.45082 | 0.53002 | 0.49359 | 0.50077 | 0.50744 | 0.52591 | 0.50231 | 0.50334 | 0.49769 | 0.53156 | 0.52489 | 0.49359 | 0.49205 | 0.50026 | 0.51822 | 0.52643 | 0.52797 | 0.53669 | 0.49923 | 0.51052 | 0.50077 | 0.52386 | 0.51411 | 0.50744 | 0.49102 | 0.50539 | 0.50693 | 0.51411 | 0.50642 | 0.48949 | 0.49 | 0.48743 | 0.50744 | 0.53002 | 0.49667 | 0.50847 | 0.49154 | 0.49513 | 0.51873 | 0.50334 | 0.51924 | 0.53566 | 0.52951 | 0.5177 | 0.53874 | 0.5095 | 0.5018 | 0.49718 | 0.49 | 0.50874 | 0.54161 | 0.51865 | 0.515 | 0.53013 | 0.52909 | 0.527 | 0.527 | 0.50717 | 0.53744 | 0.53744 | 0.53118 | 0.50039 | 0.52491 | 0.54213 | 0.53744 | 0.51239 | 0.50665 | 0.54735 | 0.51448 | 0.53848 | 0.52596 | 0.50196 | 0.5317 | 0.50456 | 0.53952 | 0.50822 | 0.49569 | 0.53326 | 0.50039 | 0.50456 | 0.54735 | 0.51135 | 0.51291 | 0.51187 | 0.49883 | 0.53326 | 0.50717 | 0.52752 | 0.49569 | 0.503 | 0.53065 | 0.51604 | 0.53744 | 0.53065 | 0.54265 | 0.54787 | 0.51344 | 0.56472 | 0.55874 | 0.57016 | 0.56472 | 0.51907 | 0.54244 | 0.55766 | 0.53809 | 0.5669 | 0.56744 | 0.51907 | 0.54624 | 0.56907 | 0.54624 | 0.55548 | 0.55711 | 0.56309 | 0.52668 | 0.55929 | 0.54352 | 0.53809 | 0.54896 | 0.5457 | 0.55766 | 0.53592 | 0.53157 | 0.56907 | 0.55874 | 0.54733 | 0.52015 | 0.54733 | 0.56744 | 0.53157 | 0.54081 | 0.54081 | 0.53918 | 0.51798 | 0.55113 | 0.51689 | 0.51798 | 0.53102 | 0.56255 | 0.5332 | 0.55005 | 0.51961 | 0.55711 | 0.56853 | 0.55766 | 0.52737 | 0.53952 | 0.55222 | 0.53013 | 0.54891 | 0.54007 | 0.53731 | 0.55719 | 0.53897 | 0.55719 | 0.54339 | 0.5594 | 0.55222 | 0.56934 | 0.54725 | 0.54007 | 0.53345 | 0.52737 | 0.55774 | 0.52571 | 0.53124 | 0.56658 | 0.54339 | 0.57983 | 0.53013 | 0.56216 | 0.5721 | 0.53345 | 0.53897 | 0.54559 | 0.55333 | 0.57597 | 0.54725 | 0.56824 | 0.54062 | 0.5594 | 0.56492 | 0.52461 | 0.55719 | 0.55388 | 0.54891 | 0.56934 | 0.54504 | 0.55001 | 0.56989 | 0.54559 | 0.54062 | 0.54394 | 0.54946 | 0.53124 | 0.52958 | 0.54504 | 0.54946 | 0.55333 | 0.56547 | 0.57265 | 0.54118 | 0.56547 | 0.55719 | 0.56658 | 0.5351 | 0.54504 | 0.53234 | 0.57983 | 0.534 | 0.5605 | 0.55056 | 0.56106 | 0.52516 | 0.56547 | 0.54725 | 0.56934 | 0.53124 | 0.53124 | 0.52461 | 0.56713 | 0.55277 | 0.57431 | 0.52461 | 0.55112 | 0.53289 | 0.54173 | 0.57873 | 0.57321 | 0.53952 | 0.54559 | 0.5478 | 0.52958 | 0.53234 | 0.53289 | 0.56713 | 0.57376 | 0.55333 | 0.54118 | 0.53621
BC_ALH_GSS | 174 | 230 | BC | 0.003363 | 174 | 11098 | 0.37323 | 0.41316 | 0.39825 | 0.39139 | 0.39019 | 0.38978 | 0.40107 | 0.40994 | 0.41477 | 0.38938 | 0.38293 | 0.39865 | 0.41235 | 0.39059 | 0.40631 | 0.40994 | 0.3922 | 0.38857 | 0.41921 | 0.39583 | 0.39623 | 0.39663 | 0.38817 | 0.39139 | 0.39946 | 0.38938 | 0.38777 | 0.40026 | 0.41558 | 0.39986 | 0.38414 | 0.39502 | 0.38857 | 0.40711 | 0.39019 | 0.40268 | 0.39381 | 0.38414 | 0.39623 | 0.41961 | 0.39663 | 0.3926 | 0.41518 | 0.38293 | 0.41034 | 0.40147 | 0.39623 | 0.41921 | 0.38696 | 0.45494 | 0.42367 | 0.42984 | 0.43556 | 0.45142 | 0.43116 | 0.43204 | 0.42719 | 0.45626 | 0.45054 | 0.42367 | 0.42235 | 0.4294 | 0.44481 | 0.45186 | 0.45318 | 0.46067 | 0.42852 | 0.4382 | 0.42984 | 0.44965 | 0.44129 | 0.43556 | 0.42147 | 0.4338 | 0.43512 | 0.44129 | 0.43468 | 0.42015 | 0.42059 | 0.41839 | 0.43556 | 0.45494 | 0.42631 | 0.43644 | 0.42191 | 0.42499 | 0.44525 | 0.43204 | 0.44569 | 0.45978 | 0.4545 | 0.44437 | 0.46243 | 0.43732 | 0.43072 | 0.42675 | 0.42059 | 0.43667 | 0.46489 | 0.44518 | 0.44205 | 0.45504 | 0.45414 | 0.45235 | 0.45235 | 0.43533 | 0.46131 | 0.46131 | 0.45593 | 0.42951 | 0.45056 | 0.46534 | 0.46131 | 0.43981 | 0.43488 | 0.46982 | 0.4416 | 0.4622 | 0.45145 | 0.43085 | 0.45638 | 0.43309 | 0.4631 | 0.43623 | 0.42548 | 0.45772 | 0.42951 | 0.43309 | 0.46982 | 0.43891 | 0.44026 | 0.43936 | 0.42816 | 0.45772 | 0.43533 | 0.4528 | 0.42548 | 0.43175 | 0.45548 | 0.44294 | 0.46131 | 0.45548 | 0.46579 | 0.47026 | 0.4407 | 0.48473 | 0.4796 | 0.48939 | 0.48473 | 0.44554 | 0.4656 | 0.47866 | 0.46187 | 0.48659 | 0.48706 | 0.44554 | 0.46886 | 0.48846 | 0.46886 | 0.4768 | 0.4782 | 0.48333 | 0.45207 | 0.48006 | 0.46653 | 0.46187 | 0.4712 | 0.4684 | 0.47866 | 0.46 | 0.45627 | 0.48846 | 0.4796 | 0.4698 | 0.44647 | 0.4698 | 0.48706 | 0.45627 | 0.4642 | 0.4642 | 0.4628 | 0.44461 | 0.47306 | 0.44367 | 0.44461 | 0.4558 | 0.48286 | 0.45767 | 0.47213 | 0.446 | 0.4782 | 0.48799 | 0.47866 | 0.45267 | 0.46309 | 0.474 | 0.45504 | 0.47115 | 0.46357 | 0.4612 | 0.47826 | 0.46262 | 0.47826 | 0.46641 | 0.48016 | 0.474 | 0.48869 | 0.46973 | 0.46357 | 0.45788 | 0.45267 | 0.47874 | 0.45124 | 0.45598 | 0.48632 | 0.46641 | 0.4977 | 0.45504 | 0.48253 | 0.49106 | 0.45788 | 0.46262 | 0.46831 | 0.47494 | 0.49438 | 0.46973 | 0.48774 | 0.46404 | 0.48016 | 0.4849 | 0.4503 | 0.47826 | 0.47542 | 0.47115 | 0.48869 | 0.46783 | 0.4721 | 0.48916 | 0.46831 | 0.46404 | 0.46689 | 0.47163 | 0.45598 | 0.45456 | 0.46783 | 0.47163 | 0.47494 | 0.48537 | 0.49153 | 0.46452 | 0.48537 | 0.47826 | 0.48632 | 0.4593 | 0.46783 | 0.45693 | 0.4977 | 0.45835 | 0.48111 | 0.47257 | 0.48158 | 0.45077 | 0.48537 | 0.46973 | 0.48869 | 0.45598 | 0.45598 | 0.4503 | 0.48679 | 0.47447 | 0.49296 | 0.4503 | 0.47305 | 0.45741 | 0.46499 | 0.49675 | 0.49201 | 0.46309 | 0.46831 | 0.4702 | 0.45456 | 0.45693 | 0.45741 | 0.48679 | 0.49248 | 0.47494 | 0.46452 | 0.46025
BC_ALZ_DSS | 175 | 230 | BC | 0.006494 | 175 | 11098 | 0.7207 | 0.79782 | 0.76902 | 0.75579 | 0.75345 | 0.75267 | 0.77447 | 0.79159 | 0.80093 | 0.7519 | 0.73944 | 0.7698 | 0.79626 | 0.75423 | 0.78459 | 0.79159 | 0.75734 | 0.75034 | 0.80949 | 0.76435 | 0.76513 | 0.76591 | 0.74956 | 0.75579 | 0.77136 | 0.7519 | 0.74878 | 0.77291 | 0.80249 | 0.77213 | 0.74178 | 0.76279 | 0.75034 | 0.78614 | 0.75345 | 0.77758 | 0.76046 | 0.74178 | 0.76513 | 0.81027 | 0.76591 | 0.75812 | 0.80171 | 0.73944 | 0.79237 | 0.77525 | 0.76513 | 0.80949 | 0.74723 | 0.8785 | 0.81811 | 0.83002 | 0.84108 | 0.87169 | 0.83257 | 0.83427 | 0.82492 | 0.88105 | 0.86999 | 0.81811 | 0.81556 | 0.82917 | 0.85894 | 0.87254 | 0.87509 | 0.88955 | 0.82747 | 0.84618 | 0.83002 | 0.86829 | 0.85213 | 0.84108 | 0.81386 | 0.83767 | 0.84023 | 0.85213 | 0.83938 | 0.81131 | 0.81216 | 0.80791 | 0.84108 | 0.8785 | 0.82322 | 0.84278 | 0.81471 | 0.82067 | 0.85979 | 0.83427 | 0.86064 | 0.88785 | 0.87764 | 0.85808 | 0.89295 | 0.84448 | 0.83172 | 0.82407 | 0.81216 | 0.84322 | 0.89771 | 0.85966 | 0.8536 | 0.87868 | 0.87695 | 0.87349 | 0.87349 | 0.84063 | 0.89079 | 0.89079 | 0.88041 | 0.82939 | 0.87003 | 0.89857 | 0.89079 | 0.84928 | 0.83976 | 0.90722 | 0.85274 | 0.89252 | 0.87176 | 0.83198 | 0.88128 | 0.83631 | 0.89425 | 0.84236 | 0.8216 | 0.88387 | 0.82939 | 0.83631 | 0.90722 | 0.84755 | 0.85014 | 0.84841 | 0.82679 | 0.88387 | 0.84063 | 0.87436 | 0.8216 | 0.83371 | 0.87955 | 0.85533 | 0.89079 | 0.87955 | 0.89944 | 0.90809 | 0.85101 | 0.93601 | 0.9261 | 0.94502 | 0.93601 | 0.86034 | 0.89908 | 0.9243 | 0.89187 | 0.93962 | 0.94052 | 0.86034 | 0.90538 | 0.94322 | 0.90538 | 0.9207 | 0.9234 | 0.93331 | 0.87295 | 0.92701 | 0.90088 | 0.89187 | 0.90989 | 0.90448 | 0.9243 | 0.88827 | 0.88106 | 0.94322 | 0.9261 | 0.90719 | 0.86214 | 0.90719 | 0.94052 | 0.88106 | 0.89638 | 0.89638 | 0.89367 | 0.85854 | 0.91349 | 0.85674 | 0.85854 | 0.88016 | 0.93241 | 0.88376 | 0.91169 | 0.86124 | 0.9234 | 0.94232 | 0.9243 | 0.87411 | 0.89424 | 0.91529 | 0.87868 | 0.9098 | 0.89516 | 0.89058 | 0.92353 | 0.89333 | 0.92353 | 0.90065 | 0.92719 | 0.91529 | 0.94367 | 0.90706 | 0.89516 | 0.88417 | 0.87411 | 0.92445 | 0.87136 | 0.88051 | 0.93909 | 0.90065 | 0.96106 | 0.87868 | 0.93177 | 0.94824 | 0.88417 | 0.89333 | 0.90431 | 0.91712 | 0.95465 | 0.90706 | 0.94184 | 0.89607 | 0.92719 | 0.93635 | 0.86953 | 0.92353 | 0.91804 | 0.9098 | 0.94367 | 0.9034 | 0.91163 | 0.94458 | 0.90431 | 0.89607 | 0.90156 | 0.91072 | 0.88051 | 0.87777 | 0.9034 | 0.91072 | 0.91712 | 0.93726 | 0.94916 | 0.89699 | 0.93726 | 0.92353 | 0.93909 | 0.88692 | 0.9034 | 0.88234 | 0.96106 | 0.88509 | 0.92902 | 0.91255 | 0.92994 | 0.87044 | 0.93726 | 0.90706 | 0.94367 | 0.88051 | 0.88051 | 0.86953 | 0.94001 | 0.91621 | 0.95191 | 0.86953 | 0.91346 | 0.88326 | 0.8979 | 0.95923 | 0.95008 | 0.89424 | 0.90431 | 0.90797 | 0.87777 | 0.88234 | 0.88326 | 0.94001 | 0.95099 | 0.91712 | 0.89699 | 0.88875
BC_ARN_DSS | 176 | 230 | BC | 0.015035 | 176 | 11098 | 1.6686 | 1.8471 | 1.7804 | 1.7498 | 1.7444 | 1.7426 | 1.7931 | 1.8327 | 1.8543 | 1.7408 | 1.712 | 1.7822 | 1.8435 | 1.7462 | 1.8165 | 1.8327 | 1.7534 | 1.7372 | 1.8742 | 1.7696 | 1.7714 | 1.7732 | 1.7354 | 1.7498 | 1.7859 | 1.7408 | 1.7336 | 1.7895 | 1.8579 | 1.7877 | 1.7174 | 1.766 | 1.7372 | 1.8201 | 1.7444 | 1.8003 | 1.7606 | 1.7174 | 1.7714 | 1.876 | 1.7732 | 1.7552 | 1.8561 | 1.712 | 1.8345 | 1.7949 | 1.7714 | 1.8742 | 1.73 | 2.0339 | 1.8941 | 1.9217 | 1.9473 | 2.0182 | 1.9276 | 1.9315 | 1.9099 | 2.0398 | 2.0142 | 1.8941 | 1.8882 | 1.9197 | 1.9886 | 2.0201 | 2.026 | 2.0595 | 1.9158 | 1.9591 | 1.9217 | 2.0103 | 1.9729 | 1.9473 | 1.8843 | 1.9394 | 1.9453 | 1.9729 | 1.9433 | 1.8784 | 1.8803 | 1.8705 | 1.9473 | 2.0339 | 1.9059 | 1.9512 | 1.8862 | 1.9 | 1.9906 | 1.9315 | 1.9926 | 2.0556 | 2.0319 | 1.9866 | 2.0674 | 1.9551 | 1.9256 | 1.9079 | 1.8803 | 1.9522 | 2.0784 | 1.9903 | 1.9763 | 2.0343 | 2.0303 | 2.0223 | 2.0223 | 1.9462 | 2.0624 | 2.0624 | 2.0383 | 1.9202 | 2.0143 | 2.0804 | 2.0624 | 1.9663 | 1.9442 | 2.1004 | 1.9743 | 2.0664 | 2.0183 | 1.9262 | 2.0403 | 1.9362 | 2.0704 | 1.9502 | 1.9022 | 2.0464 | 1.9202 | 1.9362 | 2.1004 | 1.9623 | 1.9683 | 1.9643 | 1.9142 | 2.0464 | 1.9462 | 2.0243 | 1.9022 | 1.9302 | 2.0363 | 1.9803 | 2.0624 | 2.0363 | 2.0824 | 2.1024 | 1.9703 | 2.1671 | 2.1441 | 2.1879 | 2.1671 | 1.9919 | 2.0816 | 2.14 | 2.0649 | 2.1754 | 2.1775 | 1.9919 | 2.0962 | 2.1838 | 2.0962 | 2.1316 | 2.1379 | 2.1608 | 2.0211 | 2.1462 | 2.0857 | 2.0649 | 2.1066 | 2.0941 | 2.14 | 2.0565 | 2.0398 | 2.1838 | 2.1441 | 2.1003 | 1.996 | 2.1003 | 2.1775 | 2.0398 | 2.0753 | 2.0753 | 2.069 | 1.9877 | 2.1149 | 1.9835 | 1.9877 | 2.0378 | 2.1587 | 2.0461 | 2.1108 | 1.994 | 2.1379 | 2.1817 | 2.14 | 2.0237 | 2.0704 | 2.1191 | 2.0343 | 2.1064 | 2.0725 | 2.0619 | 2.1382 | 2.0682 | 2.1382 | 2.0852 | 2.1467 | 2.1191 | 2.1848 | 2.1 | 2.0725 | 2.0471 | 2.0237 | 2.1403 | 2.0174 | 2.0386 | 2.1742 | 2.0852 | 2.2251 | 2.0343 | 2.1572 | 2.1954 | 2.0471 | 2.0682 | 2.0937 | 2.1233 | 2.2102 | 2.1 | 2.1806 | 2.0746 | 2.1467 | 2.1678 | 2.0131 | 2.1382 | 2.1255 | 2.1064 | 2.1848 | 2.0916 | 2.1106 | 2.1869 | 2.0937 | 2.0746 | 2.0873 | 2.1085 | 2.0386 | 2.0322 | 2.0916 | 2.1085 | 2.1233 | 2.17 | 2.1975 | 2.0767 | 2.17 | 2.1382 | 2.1742 | 2.0534 | 2.0916 | 2.0428 | 2.2251 | 2.0492 | 2.1509 | 2.1127 | 2.153 | 2.0153 | 2.17 | 2.1 | 2.1848 | 2.0386 | 2.0386 | 2.0131 | 2.1763 | 2.1212 | 2.2039 | 2.0131 | 2.1149 | 2.0449 | 2.0788 | 2.2208 | 2.1996 | 2.0704 | 2.0937 | 2.1021 | 2.0322 | 2.0428 | 2.0449 | 2.1763 | 2.2017 | 2.1233 | 2.0767 | 2.0576
BC_ASL_GSS | 177 | 230 | BC | 0.003087 | 177 | 11098 | 0.3426 | 0.37925 | 0.36556 | 0.35927 | 0.35816 | 0.35779 | 0.36815 | 0.37629 | 0.38073 | 0.35742 | 0.3515 | 0.36593 | 0.37851 | 0.35853 | 0.37296 | 0.37629 | 0.36001 | 0.35668 | 0.3848 | 0.36334 | 0.36371 | 0.36408 | 0.35631 | 0.35927 | 0.36667 | 0.35742 | 0.35594 | 0.36741 | 0.38147 | 0.36704 | 0.35261 | 0.3626 | 0.35668 | 0.3737 | 0.35816 | 0.36963 | 0.36149 | 0.35261 | 0.36371 | 0.38517 | 0.36408 | 0.36038 | 0.3811 | 0.3515 | 0.37666 | 0.36852 | 0.36371 | 0.3848 | 0.3552 | 0.4176 | 0.3889 | 0.39456 | 0.39982 | 0.41437 | 0.39577 | 0.39658 | 0.39213 | 0.41882 | 0.41356 | 0.3889 | 0.38769 | 0.39416 | 0.40831 | 0.41477 | 0.41599 | 0.42286 | 0.39335 | 0.40224 | 0.39456 | 0.41275 | 0.40507 | 0.39982 | 0.38688 | 0.3982 | 0.39941 | 0.40507 | 0.39901 | 0.38567 | 0.38607 | 0.38405 | 0.39982 | 0.4176 | 0.39133 | 0.40062 | 0.38728 | 0.39011 | 0.40871 | 0.39658 | 0.40911 | 0.42205 | 0.4172 | 0.4079 | 0.42448 | 0.40143 | 0.39537 | 0.39173 | 0.38607 | 0.40084 | 0.42674 | 0.40865 | 0.40577 | 0.41769 | 0.41687 | 0.41523 | 0.41523 | 0.3996 | 0.42345 | 0.42345 | 0.41851 | 0.39426 | 0.41358 | 0.42715 | 0.42345 | 0.40371 | 0.39919 | 0.43126 | 0.40536 | 0.42427 | 0.4144 | 0.39549 | 0.41893 | 0.39755 | 0.42509 | 0.40043 | 0.39056 | 0.42016 | 0.39426 | 0.39755 | 0.43126 | 0.40289 | 0.40413 | 0.4033 | 0.39303 | 0.42016 | 0.3996 | 0.41564 | 0.39056 | 0.39631 | 0.4181 | 0.40659 | 0.42345 | 0.4181 | 0.42756 | 0.43167 | 0.40454 | 0.44495 | 0.44023 | 0.44923 | 0.44495 | 0.40897 | 0.42739 | 0.43938 | 0.42396 | 0.44666 | 0.44709 | 0.40897 | 0.43039 | 0.44837 | 0.43039 | 0.43767 | 0.43895 | 0.44366 | 0.41497 | 0.44066 | 0.42824 | 0.42396 | 0.43253 | 0.42996 | 0.43938 | 0.42225 | 0.41882 | 0.44837 | 0.44023 | 0.43124 | 0.40983 | 0.43124 | 0.44709 | 0.41882 | 0.4261 | 0.4261 | 0.42482 | 0.40812 | 0.43424 | 0.40726 | 0.40812 | 0.41839 | 0.44323 | 0.42011 | 0.43338 | 0.4094 | 0.43895 | 0.44794 | 0.43938 | 0.41552 | 0.42509 | 0.4351 | 0.41769 | 0.43249 | 0.42552 | 0.42335 | 0.43901 | 0.42465 | 0.43901 | 0.42813 | 0.44075 | 0.4351 | 0.44858 | 0.43118 | 0.42552 | 0.4203 | 0.41552 | 0.43945 | 0.41421 | 0.41856 | 0.44641 | 0.42813 | 0.45685 | 0.41769 | 0.44293 | 0.45076 | 0.4203 | 0.42465 | 0.42987 | 0.43597 | 0.45381 | 0.43118 | 0.44771 | 0.42596 | 0.44075 | 0.4451 | 0.41334 | 0.43901 | 0.4364 | 0.43249 | 0.44858 | 0.42944 | 0.43336 | 0.44902 | 0.42987 | 0.42596 | 0.42857 | 0.43292 | 0.41856 | 0.41726 | 0.42944 | 0.43292 | 0.43597 | 0.44554 | 0.45119 | 0.42639 | 0.44554 | 0.43901 | 0.44641 | 0.42161 | 0.42944 | 0.41943 | 0.45685 | 0.42074 | 0.44162 | 0.43379 | 0.44206 | 0.41378 | 0.44554 | 0.43118 | 0.44858 | 0.41856 | 0.41856 | 0.41334 | 0.44684 | 0.43553 | 0.4525 | 0.41334 | 0.43423 | 0.41987 | 0.42683 | 0.45598 | 0.45163 | 0.42509 | 0.42987 | 0.43162 | 0.41726 | 0.41943 | 0.41987 | 0.44684 | 0.45206 | 0.43597 | 0.42639 | 0.42248
BC_ASL_JCT | 178 | 230 | BC | 0.003087 | 178 | 11098 | 0.3426 | 0.37925 | 0.36556 | 0.35927 | 0.35816 | 0.35779 | 0.36815 | 0.37629 | 0.38073 | 0.35742 | 0.3515 | 0.36593 | 0.37851 | 0.35853 | 0.37296 | 0.37629 | 0.36001 | 0.35668 | 0.3848 | 0.36334 | 0.36371 | 0.36408 | 0.35631 | 0.35927 | 0.36667 | 0.35742 | 0.35594 | 0.36741 | 0.38147 | 0.36704 | 0.35261 | 0.3626 | 0.35668 | 0.3737 | 0.35816 | 0.36963 | 0.36149 | 0.35261 | 0.36371 | 0.38517 | 0.36408 | 0.36038 | 0.3811 | 0.3515 | 0.37666 | 0.36852 | 0.36371 | 0.3848 | 0.3552 | 0.4176 | 0.3889 | 0.39456 | 0.39982 | 0.41437 | 0.39577 | 0.39658 | 0.39213 | 0.41882 | 0.41356 | 0.3889 | 0.38769 | 0.39416 | 0.40831 | 0.41477 | 0.41599 | 0.42286 | 0.39335 | 0.40224 | 0.39456 | 0.41275 | 0.40507 | 0.39982 | 0.38688 | 0.3982 | 0.39941 | 0.40507 | 0.39901 | 0.38567 | 0.38607 | 0.38405 | 0.39982 | 0.4176 | 0.39133 | 0.40062 | 0.38728 | 0.39011 | 0.40871 | 0.39658 | 0.40911 | 0.42205 | 0.4172 | 0.4079 | 0.42448 | 0.40143 | 0.39537 | 0.39173 | 0.38607 | 0.40084 | 0.42674 | 0.40865 | 0.40577 | 0.41769 | 0.41687 | 0.41523 | 0.41523 | 0.3996 | 0.42345 | 0.42345 | 0.41851 | 0.39426 | 0.41358 | 0.42715 | 0.42345 | 0.40371 | 0.39919 | 0.43126 | 0.40536 | 0.42427 | 0.4144 | 0.39549 | 0.41893 | 0.39755 | 0.42509 | 0.40043 | 0.39056 | 0.42016 | 0.39426 | 0.39755 | 0.43126 | 0.40289 | 0.40413 | 0.4033 | 0.39303 | 0.42016 | 0.3996 | 0.41564 | 0.39056 | 0.39631 | 0.4181 | 0.40659 | 0.42345 | 0.4181 | 0.42756 | 0.43167 | 0.40454 | 0.44495 | 0.44023 | 0.44923 | 0.44495 | 0.40897 | 0.42739 | 0.43938 | 0.42396 | 0.44666 | 0.44709 | 0.40897 | 0.43039 | 0.44837 | 0.43039 | 0.43767 | 0.43895 | 0.44366 | 0.41497 | 0.44066 | 0.42824 | 0.42396 | 0.43253 | 0.42996 | 0.43938 | 0.42225 | 0.41882 | 0.44837 | 0.44023 | 0.43124 | 0.40983 | 0.43124 | 0.44709 | 0.41882 | 0.4261 | 0.4261 | 0.42482 | 0.40812 | 0.43424 | 0.40726 | 0.40812 | 0.41839 | 0.44323 | 0.42011 | 0.43338 | 0.4094 | 0.43895 | 0.44794 | 0.43938 | 0.41552 | 0.42509 | 0.4351 | 0.41769 | 0.43249 | 0.42552 | 0.42335 | 0.43901 | 0.42465 | 0.43901 | 0.42813 | 0.44075 | 0.4351 | 0.44858 | 0.43118 | 0.42552 | 0.4203 | 0.41552 | 0.43945 | 0.41421 | 0.41856 | 0.44641 | 0.42813 | 0.45685 | 0.41769 | 0.44293 | 0.45076 | 0.4203 | 0.42465 | 0.42987 | 0.43597 | 0.45381 | 0.43118 | 0.44771 | 0.42596 | 0.44075 | 0.4451 | 0.41334 | 0.43901 | 0.4364 | 0.43249 | 0.44858 | 0.42944 | 0.43336 | 0.44902 | 0.42987 | 0.42596 | 0.42857 | 0.43292 | 0.41856 | 0.41726 | 0.42944 | 0.43292 | 0.43597 | 0.44554 | 0.45119 | 0.42639 | 0.44554 | 0.43901 | 0.44641 | 0.42161 | 0.42944 | 0.41943 | 0.45685 | 0.42074 | 0.44162 | 0.43379 | 0.44206 | 0.41378 | 0.44554 | 0.43118 | 0.44858 | 0.41856 | 0.41856 | 0.41334 | 0.44684 | 0.43553 | 0.4525 | 0.41334 | 0.43423 | 0.41987 | 0.42683 | 0.45598 | 0.45163 | 0.42509 | 0.42987 | 0.43162 | 0.41726 | 0.41943 | 0.41987 | 0.44684 | 0.45206 | 0.43597 | 0.42639 | 0.42248
BC_BCR_ISS | 179 | 230 | BC | 0.003341 | 179 | 11098 | 0.37078 | 0.41046 | 0.39564 | 0.38883 | 0.38763 | 0.38723 | 0.39844 | 0.40725 | 0.41206 | 0.38683 | 0.38042 | 0.39604 | 0.40966 | 0.38803 | 0.40365 | 0.40725 | 0.38963 | 0.38603 | 0.41646 | 0.39324 | 0.39364 | 0.39404 | 0.38563 | 0.38883 | 0.39684 | 0.38683 | 0.38523 | 0.39764 | 0.41286 | 0.39724 | 0.38163 | 0.39244 | 0.38603 | 0.40445 | 0.38763 | 0.40005 | 0.39124 | 0.38163 | 0.39364 | 0.41687 | 0.39404 | 0.39004 | 0.41246 | 0.38042 | 0.40765 | 0.39885 | 0.39364 | 0.41646 | 0.38443 | 0.45196 | 0.4209 | 0.42702 | 0.43271 | 0.44846 | 0.42834 | 0.42921 | 0.4244 | 0.45328 | 0.44759 | 0.4209 | 0.41959 | 0.42659 | 0.4419 | 0.4489 | 0.45021 | 0.45765 | 0.42571 | 0.43534 | 0.42702 | 0.44671 | 0.4384 | 0.43271 | 0.41871 | 0.43096 | 0.43228 | 0.4384 | 0.43184 | 0.4174 | 0.41784 | 0.41565 | 0.43271 | 0.45196 | 0.42352 | 0.43359 | 0.41915 | 0.42221 | 0.44234 | 0.42921 | 0.44278 | 0.45678 | 0.45153 | 0.44146 | 0.4594 | 0.43446 | 0.4279 | 0.42396 | 0.41784 | 0.43382 | 0.46185 | 0.44227 | 0.43916 | 0.45206 | 0.45117 | 0.44939 | 0.44939 | 0.43248 | 0.45829 | 0.45829 | 0.45295 | 0.4267 | 0.44761 | 0.46229 | 0.45829 | 0.43693 | 0.43204 | 0.46674 | 0.43871 | 0.45918 | 0.4485 | 0.42803 | 0.45339 | 0.43026 | 0.46007 | 0.43337 | 0.42269 | 0.45473 | 0.4267 | 0.43026 | 0.46674 | 0.43604 | 0.43738 | 0.43649 | 0.42536 | 0.45473 | 0.43248 | 0.44984 | 0.42269 | 0.42892 | 0.45251 | 0.44005 | 0.45829 | 0.45251 | 0.46274 | 0.46719 | 0.43782 | 0.48156 | 0.47646 | 0.48619 | 0.48156 | 0.44262 | 0.46255 | 0.47553 | 0.45885 | 0.48341 | 0.48387 | 0.44262 | 0.4658 | 0.48526 | 0.4658 | 0.47368 | 0.47507 | 0.48017 | 0.44911 | 0.47692 | 0.46348 | 0.45885 | 0.46812 | 0.46533 | 0.47553 | 0.45699 | 0.45328 | 0.48526 | 0.47646 | 0.46672 | 0.44355 | 0.46672 | 0.48387 | 0.45328 | 0.46116 | 0.46116 | 0.45977 | 0.4417 | 0.46997 | 0.44077 | 0.4417 | 0.45282 | 0.4797 | 0.45467 | 0.46904 | 0.44309 | 0.47507 | 0.4848 | 0.47553 | 0.44971 | 0.46007 | 0.4709 | 0.45206 | 0.46807 | 0.46054 | 0.45818 | 0.47513 | 0.45959 | 0.47513 | 0.46336 | 0.47702 | 0.4709 | 0.48549 | 0.46666 | 0.46054 | 0.45489 | 0.44971 | 0.4756 | 0.44829 | 0.453 | 0.48314 | 0.46336 | 0.49444 | 0.45206 | 0.47937 | 0.48785 | 0.45489 | 0.45959 | 0.46525 | 0.47184 | 0.49114 | 0.46666 | 0.48455 | 0.46101 | 0.47702 | 0.48173 | 0.44735 | 0.47513 | 0.47231 | 0.46807 | 0.48549 | 0.46477 | 0.46901 | 0.48596 | 0.46525 | 0.46101 | 0.46383 | 0.46854 | 0.453 | 0.45159 | 0.46477 | 0.46854 | 0.47184 | 0.4822 | 0.48832 | 0.46148 | 0.4822 | 0.47513 | 0.48314 | 0.4563 | 0.46477 | 0.45394 | 0.49444 | 0.45536 | 0.47796 | 0.46948 | 0.47843 | 0.44782 | 0.4822 | 0.46666 | 0.48549 | 0.453 | 0.453 | 0.44735 | 0.48361 | 0.47137 | 0.48973 | 0.44735 | 0.46995 | 0.45441 | 0.46195 | 0.4935 | 0.48879 | 0.46007 | 0.46525 | 0.46713 | 0.45159 | 0.45394 | 0.45441 | 0.48361 | 0.48926 | 0.47184 | 0.46148 | 0.45724
BC_BDH_GSS | 180 | 230 | BC | 0.003087 | 180 | 11098 | 0.3426 | 0.37925 | 0.36556 | 0.35927 | 0.35816 | 0.35779 | 0.36815 | 0.37629 | 0.38073 | 0.35742 | 0.3515 | 0.36593 | 0.37851 | 0.35853 | 0.37296 | 0.37629 | 0.36001 | 0.35668 | 0.3848 | 0.36334 | 0.36371 | 0.36408 | 0.35631 | 0.35927 | 0.36667 | 0.35742 | 0.35594 | 0.36741 | 0.38147 | 0.36704 | 0.35261 | 0.3626 | 0.35668 | 0.3737 | 0.35816 | 0.36963 | 0.36149 | 0.35261 | 0.36371 | 0.38517 | 0.36408 | 0.36038 | 0.3811 | 0.3515 | 0.37666 | 0.36852 | 0.36371 | 0.3848 | 0.3552 | 0.4176 | 0.3889 | 0.39456 | 0.39982 | 0.41437 | 0.39577 | 0.39658 | 0.39213 | 0.41882 | 0.41356 | 0.3889 | 0.38769 | 0.39416 | 0.40831 | 0.41477 | 0.41599 | 0.42286 | 0.39335 | 0.40224 | 0.39456 | 0.41275 | 0.40507 | 0.39982 | 0.38688 | 0.3982 | 0.39941 | 0.40507 | 0.39901 | 0.38567 | 0.38607 | 0.38405 | 0.39982 | 0.4176 | 0.39133 | 0.40062 | 0.38728 | 0.39011 | 0.40871 | 0.39658 | 0.40911 | 0.42205 | 0.4172 | 0.4079 | 0.42448 | 0.40143 | 0.39537 | 0.39173 | 0.38607 | 0.40084 | 0.42674 | 0.40865 | 0.40577 | 0.41769 | 0.41687 | 0.41523 | 0.41523 | 0.3996 | 0.42345 | 0.42345 | 0.41851 | 0.39426 | 0.41358 | 0.42715 | 0.42345 | 0.40371 | 0.39919 | 0.43126 | 0.40536 | 0.42427 | 0.4144 | 0.39549 | 0.41893 | 0.39755 | 0.42509 | 0.40043 | 0.39056 | 0.42016 | 0.39426 | 0.39755 | 0.43126 | 0.40289 | 0.40413 | 0.4033 | 0.39303 | 0.42016 | 0.3996 | 0.41564 | 0.39056 | 0.39631 | 0.4181 | 0.40659 | 0.42345 | 0.4181 | 0.42756 | 0.43167 | 0.40454 | 0.44495 | 0.44023 | 0.44923 | 0.44495 | 0.40897 | 0.42739 | 0.43938 | 0.42396 | 0.44666 | 0.44709 | 0.40897 | 0.43039 | 0.44837 | 0.43039 | 0.43767 | 0.43895 | 0.44366 | 0.41497 | 0.44066 | 0.42824 | 0.42396 | 0.43253 | 0.42996 | 0.43938 | 0.42225 | 0.41882 | 0.44837 | 0.44023 | 0.43124 | 0.40983 | 0.43124 | 0.44709 | 0.41882 | 0.4261 | 0.4261 | 0.42482 | 0.40812 | 0.43424 | 0.40726 | 0.40812 | 0.41839 | 0.44323 | 0.42011 | 0.43338 | 0.4094 | 0.43895 | 0.44794 | 0.43938 | 0.41552 | 0.42509 | 0.4351 | 0.41769 | 0.43249 | 0.42552 | 0.42335 | 0.43901 | 0.42465 | 0.43901 | 0.42813 | 0.44075 | 0.4351 | 0.44858 | 0.43118 | 0.42552 | 0.4203 | 0.41552 | 0.43945 | 0.41421 | 0.41856 | 0.44641 | 0.42813 | 0.45685 | 0.41769 | 0.44293 | 0.45076 | 0.4203 | 0.42465 | 0.42987 | 0.43597 | 0.45381 | 0.43118 | 0.44771 | 0.42596 | 0.44075 | 0.4451 | 0.41334 | 0.43901 | 0.4364 | 0.43249 | 0.44858 | 0.42944 | 0.43336 | 0.44902 | 0.42987 | 0.42596 | 0.42857 | 0.43292 | 0.41856 | 0.41726 | 0.42944 | 0.43292 | 0.43597 | 0.44554 | 0.45119 | 0.42639 | 0.44554 | 0.43901 | 0.44641 | 0.42161 | 0.42944 | 0.41943 | 0.45685 | 0.42074 | 0.44162 | 0.43379 | 0.44206 | 0.41378 | 0.44554 | 0.43118 | 0.44858 | 0.41856 | 0.41856 | 0.41334 | 0.44684 | 0.43553 | 0.4525 | 0.41334 | 0.43423 | 0.41987 | 0.42683 | 0.45598 | 0.45163 | 0.42509 | 0.42987 | 0.43162 | 0.41726 | 0.41943 | 0.41987 | 0.44684 | 0.45206 | 0.43597 | 0.42639 | 0.42248
BC_BDH_JCT | 181 | 230 | BC | 0.003087 | 181 | 11098 | 0.3426 | 0.37925 | 0.36556 | 0.35927 | 0.35816 | 0.35779 | 0.36815 | 0.37629 | 0.38073 | 0.35742 | 0.3515 | 0.36593 | 0.37851 | 0.35853 | 0.37296 | 0.37629 | 0.36001 | 0.35668 | 0.3848 | 0.36334 | 0.36371 | 0.36408 | 0.35631 | 0.35927 | 0.36667 | 0.35742 | 0.35594 | 0.36741 | 0.38147 | 0.36704 | 0.35261 | 0.3626 | 0.35668 | 0.3737 | 0.35816 | 0.36963 | 0.36149 | 0.35261 | 0.36371 | 0.38517 | 0.36408 | 0.36038 | 0.3811 | 0.3515 | 0.37666 | 0.36852 | 0.36371 | 0.3848 | 0.3552 | 0.4176 | 0.3889 | 0.39456 | 0.39982 | 0.41437 | 0.39577 | 0.39658 | 0.39213 | 0.41882 | 0.41356 | 0.3889 | 0.38769 | 0.39416 | 0.40831 | 0.41477 | 0.41599 | 0.42286 | 0.39335 | 0.40224 | 0.39456 | 0.41275 | 0.40507 | 0.39982 | 0.38688 | 0.3982 | 0.39941 | 0.40507 | 0.39901 | 0.38567 | 0.38607 | 0.38405 | 0.39982 | 0.4176 | 0.39133 | 0.40062 | 0.38728 | 0.39011 | 0.40871 | 0.39658 | 0.40911 | 0.42205 | 0.4172 | 0.4079 | 0.42448 | 0.40143 | 0.39537 | 0.39173 | 0.38607 | 0.40084 | 0.42674 | 0.40865 | 0.40577 | 0.41769 | 0.41687 | 0.41523 | 0.41523 | 0.3996 | 0.42345 | 0.42345 | 0.41851 | 0.39426 | 0.41358 | 0.42715 | 0.42345 | 0.40371 | 0.39919 | 0.43126 | 0.40536 | 0.42427 | 0.4144 | 0.39549 | 0.41893 | 0.39755 | 0.42509 | 0.40043 | 0.39056 | 0.42016 | 0.39426 | 0.39755 | 0.43126 | 0.40289 | 0.40413 | 0.4033 | 0.39303 | 0.42016 | 0.3996 | 0.41564 | 0.39056 | 0.39631 | 0.4181 | 0.40659 | 0.42345 | 0.4181 | 0.42756 | 0.43167 | 0.40454 | 0.44495 | 0.44023 | 0.44923 | 0.44495 | 0.40897 | 0.42739 | 0.43938 | 0.42396 | 0.44666 | 0.44709 | 0.40897 | 0.43039 | 0.44837 | 0.43039 | 0.43767 | 0.43895 | 0.44366 | 0.41497 | 0.44066 | 0.42824 | 0.42396 | 0.43253 | 0.42996 | 0.43938 | 0.42225 | 0.41882 | 0.44837 | 0.44023 | 0.43124 | 0.40983 | 0.43124 | 0.44709 | 0.41882 | 0.4261 | 0.4261 | 0.42482 | 0.40812 | 0.43424 | 0.40726 | 0.40812 | 0.41839 | 0.44323 | 0.42011 | 0.43338 | 0.4094 | 0.43895 | 0.44794 | 0.43938 | 0.41552 | 0.42509 | 0.4351 | 0.41769 | 0.43249 | 0.42552 | 0.42335 | 0.43901 | 0.42465 | 0.43901 | 0.42813 | 0.44075 | 0.4351 | 0.44858 | 0.43118 | 0.42552 | 0.4203 | 0.41552 | 0.43945 | 0.41421 | 0.41856 | 0.44641 | 0.42813 | 0.45685 | 0.41769 | 0.44293 | 0.45076 | 0.4203 | 0.42465 | 0.42987 | 0.43597 | 0.45381 | 0.43118 | 0.44771 | 0.42596 | 0.44075 | 0.4451 | 0.41334 | 0.43901 | 0.4364 | 0.43249 | 0.44858 | 0.42944 | 0.43336 | 0.44902 | 0.42987 | 0.42596 | 0.42857 | 0.43292 | 0.41856 | 0.41726 | 0.42944 | 0.43292 | 0.43597 | 0.44554 | 0.45119 | 0.42639 | 0.44554 | 0.43901 | 0.44641 | 0.42161 | 0.42944 | 0.41943 | 0.45685 | 0.42074 | 0.44162 | 0.43379 | 0.44206 | 0.41378 | 0.44554 | 0.43118 | 0.44858 | 0.41856 | 0.41856 | 0.41334 | 0.44684 | 0.43553 | 0.4525 | 0.41334 | 0.43423 | 0.41987 | 0.42683 | 0.45598 | 0.45163 | 0.42509 | 0.42987 | 0.43162 | 0.41726 | 0.41943 | 0.41987 | 0.44684 | 0.45206 | 0.43597 | 0.42639 | 0.42248
BC_BEN_TSS | 182 | 230 | BC | 0.003893 | 182 | 11098 | 0.43205 | 0.47827 | 0.46101 | 0.45308 | 0.45168 | 0.45121 | 0.46428 | 0.47454 | 0.48014 | 0.45074 | 0.44328 | 0.46148 | 0.47734 | 0.45214 | 0.47034 | 0.47454 | 0.45401 | 0.44981 | 0.48527 | 0.45821 | 0.45868 | 0.45914 | 0.44934 | 0.45308 | 0.46241 | 0.45074 | 0.44888 | 0.46334 | 0.48107 | 0.46288 | 0.44468 | 0.45728 | 0.44981 | 0.47127 | 0.45168 | 0.46614 | 0.45588 | 0.44468 | 0.45868 | 0.48574 | 0.45914 | 0.45448 | 0.48061 | 0.44328 | 0.47501 | 0.46474 | 0.45868 | 0.48527 | 0.44794 | 0.52664 | 0.49044 | 0.49758 | 0.50421 | 0.52256 | 0.49911 | 0.50013 | 0.49452 | 0.52817 | 0.52154 | 0.49044 | 0.48891 | 0.49707 | 0.51491 | 0.52307 | 0.5246 | 0.53326 | 0.49605 | 0.50726 | 0.49758 | 0.52052 | 0.51083 | 0.50421 | 0.48789 | 0.50217 | 0.5037 | 0.51083 | 0.50319 | 0.48636 | 0.48687 | 0.48432 | 0.50421 | 0.52664 | 0.4935 | 0.50522 | 0.4884 | 0.49197 | 0.51542 | 0.50013 | 0.51593 | 0.53225 | 0.52613 | 0.5144 | 0.5353 | 0.50624 | 0.4986 | 0.49401 | 0.48687 | 0.50549 | 0.53816 | 0.51534 | 0.51171 | 0.52675 | 0.52571 | 0.52364 | 0.52364 | 0.50394 | 0.53401 | 0.53401 | 0.52779 | 0.4972 | 0.52156 | 0.53867 | 0.53401 | 0.50912 | 0.50342 | 0.54386 | 0.5112 | 0.53504 | 0.5226 | 0.49875 | 0.5283 | 0.50135 | 0.53608 | 0.50497 | 0.49253 | 0.52986 | 0.4972 | 0.50135 | 0.54386 | 0.50809 | 0.50964 | 0.5086 | 0.49564 | 0.52986 | 0.50394 | 0.52416 | 0.49253 | 0.49979 | 0.52727 | 0.51275 | 0.53401 | 0.52727 | 0.53919 | 0.54438 | 0.51016 | 0.56112 | 0.55518 | 0.56652 | 0.56112 | 0.51575 | 0.53898 | 0.5541 | 0.53466 | 0.56328 | 0.56382 | 0.51575 | 0.54276 | 0.56544 | 0.54276 | 0.55194 | 0.55356 | 0.5595 | 0.52331 | 0.55572 | 0.54006 | 0.53466 | 0.54546 | 0.54222 | 0.5541 | 0.5325 | 0.52818 | 0.56544 | 0.55518 | 0.54384 | 0.51683 | 0.54384 | 0.56382 | 0.52818 | 0.53736 | 0.53736 | 0.53574 | 0.51467 | 0.54762 | 0.51359 | 0.51467 | 0.52764 | 0.55896 | 0.5298 | 0.54654 | 0.51629 | 0.55356 | 0.5649 | 0.5541 | 0.52401 | 0.53608 | 0.5487 | 0.52675 | 0.54541 | 0.53663 | 0.53388 | 0.55364 | 0.53553 | 0.55364 | 0.53992 | 0.55583 | 0.5487 | 0.56571 | 0.54376 | 0.53663 | 0.53004 | 0.52401 | 0.55418 | 0.52236 | 0.52785 | 0.56296 | 0.53992 | 0.57613 | 0.52675 | 0.55857 | 0.56845 | 0.53004 | 0.53553 | 0.54211 | 0.54979 | 0.57229 | 0.54376 | 0.56461 | 0.53717 | 0.55583 | 0.56132 | 0.52126 | 0.55364 | 0.55034 | 0.54541 | 0.56571 | 0.54156 | 0.5465 | 0.56626 | 0.54211 | 0.53717 | 0.54047 | 0.54595 | 0.52785 | 0.5262 | 0.54156 | 0.54595 | 0.54979 | 0.56187 | 0.569 | 0.53772 | 0.56187 | 0.55364 | 0.56296 | 0.53169 | 0.54156 | 0.52894 | 0.57613 | 0.53059 | 0.55693 | 0.54705 | 0.55748 | 0.52181 | 0.56187 | 0.54376 | 0.56571 | 0.52785 | 0.52785 | 0.52126 | 0.56351 | 0.54925 | 0.57065 | 0.52126 | 0.5476 | 0.52949 | 0.53827 | 0.57503 | 0.56955 | 0.53608 | 0.54211 | 0.54431 | 0.5262 | 0.52894 | 0.52949 | 0.56351 | 0.5701 | 0.54979 | 0.53772 | 0.53279
BC_BLM_DSS | 183 | 230 | BC | 0.003341 | 183 | 11098 | 0.37078 | 0.41046 | 0.39564 | 0.38883 | 0.38763 | 0.38723 | 0.39844 | 0.40725 | 0.41206 | 0.38683 | 0.38042 | 0.39604 | 0.40966 | 0.38803 | 0.40365 | 0.40725 | 0.38963 | 0.38603 | 0.41646 | 0.39324 | 0.39364 | 0.39404 | 0.38563 | 0.38883 | 0.39684 | 0.38683 | 0.38523 | 0.39764 | 0.41286 | 0.39724 | 0.38163 | 0.39244 | 0.38603 | 0.40445 | 0.38763 | 0.40005 | 0.39124 | 0.38163 | 0.39364 | 0.41687 | 0.39404 | 0.39004 | 0.41246 | 0.38042 | 0.40765 | 0.39885 | 0.39364 | 0.41646 | 0.38443 | 0.45196 | 0.4209 | 0.42702 | 0.43271 | 0.44846 | 0.42834 | 0.42921 | 0.4244 | 0.45328 | 0.44759 | 0.4209 | 0.41959 | 0.42659 | 0.4419 | 0.4489 | 0.45021 | 0.45765 | 0.42571 | 0.43534 | 0.42702 | 0.44671 | 0.4384 | 0.43271 | 0.41871 | 0.43096 | 0.43228 | 0.4384 | 0.43184 | 0.4174 | 0.41784 | 0.41565 | 0.43271 | 0.45196 | 0.42352 | 0.43359 | 0.41915 | 0.42221 | 0.44234 | 0.42921 | 0.44278 | 0.45678 | 0.45153 | 0.44146 | 0.4594 | 0.43446 | 0.4279 | 0.42396 | 0.41784 | 0.43382 | 0.46185 | 0.44227 | 0.43916 | 0.45206 | 0.45117 | 0.44939 | 0.44939 | 0.43248 | 0.45829 | 0.45829 | 0.45295 | 0.4267 | 0.44761 | 0.46229 | 0.45829 | 0.43693 | 0.43204 | 0.46674 | 0.43871 | 0.45918 | 0.4485 | 0.42803 | 0.45339 | 0.43026 | 0.46007 | 0.43337 | 0.42269 | 0.45473 | 0.4267 | 0.43026 | 0.46674 | 0.43604 | 0.43738 | 0.43649 | 0.42536 | 0.45473 | 0.43248 | 0.44984 | 0.42269 | 0.42892 | 0.45251 | 0.44005 | 0.45829 | 0.45251 | 0.46274 | 0.46719 | 0.43782 | 0.48156 | 0.47646 | 0.48619 | 0.48156 | 0.44262 | 0.46255 | 0.47553 | 0.45885 | 0.48341 | 0.48387 | 0.44262 | 0.4658 | 0.48526 | 0.4658 | 0.47368 | 0.47507 | 0.48017 | 0.44911 | 0.47692 | 0.46348 | 0.45885 | 0.46812 | 0.46533 | 0.47553 | 0.45699 | 0.45328 | 0.48526 | 0.47646 | 0.46672 | 0.44355 | 0.46672 | 0.48387 | 0.45328 | 0.46116 | 0.46116 | 0.45977 | 0.4417 | 0.46997 | 0.44077 | 0.4417 | 0.45282 | 0.4797 | 0.45467 | 0.46904 | 0.44309 | 0.47507 | 0.4848 | 0.47553 | 0.44971 | 0.46007 | 0.4709 | 0.45206 | 0.46807 | 0.46054 | 0.45818 | 0.47513 | 0.45959 | 0.47513 | 0.46336 | 0.47702 | 0.4709 | 0.48549 | 0.46666 | 0.46054 | 0.45489 | 0.44971 | 0.4756 | 0.44829 | 0.453 | 0.48314 | 0.46336 | 0.49444 | 0.45206 | 0.47937 | 0.48785 | 0.45489 | 0.45959 | 0.46525 | 0.47184 | 0.49114 | 0.46666 | 0.48455 | 0.46101 | 0.47702 | 0.48173 | 0.44735 | 0.47513 | 0.47231 | 0.46807 | 0.48549 | 0.46477 | 0.46901 | 0.48596 | 0.46525 | 0.46101 | 0.46383 | 0.46854 | 0.453 | 0.45159 | 0.46477 | 0.46854 | 0.47184 | 0.4822 | 0.48832 | 0.46148 | 0.4822 | 0.47513 | 0.48314 | 0.4563 | 0.46477 | 0.45394 | 0.49444 | 0.45536 | 0.47796 | 0.46948 | 0.47843 | 0.44782 | 0.4822 | 0.46666 | 0.48549 | 0.453 | 0.453 | 0.44735 | 0.48361 | 0.47137 | 0.48973 | 0.44735 | 0.46995 | 0.45441 | 0.46195 | 0.4935 | 0.48879 | 0.46007 | 0.46525 | 0.46713 | 0.45159 | 0.45394 | 0.45441 | 0.48361 | 0.48926 | 0.47184 | 0.46148 | 0.45724
BC_BLW_DSS | 184 | 230 | BC | 0.003372 | 184 | 11098 | 0.37422 | 0.41427 | 0.39931 | 0.39244 | 0.39123 | 0.39083 | 0.40214 | 0.41103 | 0.41588 | 0.39042 | 0.38395 | 0.39972 | 0.41346 | 0.39163 | 0.4074 | 0.41103 | 0.39325 | 0.38961 | 0.42033 | 0.39689 | 0.39729 | 0.3977 | 0.38921 | 0.39244 | 0.40053 | 0.39042 | 0.3888 | 0.40133 | 0.41669 | 0.40093 | 0.38517 | 0.39608 | 0.38961 | 0.4082 | 0.39123 | 0.40376 | 0.39487 | 0.38517 | 0.39729 | 0.42073 | 0.3977 | 0.39365 | 0.41629 | 0.38395 | 0.41144 | 0.40255 | 0.39729 | 0.42033 | 0.388 | 0.45616 | 0.4248 | 0.43099 | 0.43673 | 0.45262 | 0.43231 | 0.43319 | 0.42834 | 0.45748 | 0.45174 | 0.4248 | 0.42348 | 0.43055 | 0.446 | 0.45307 | 0.45439 | 0.4619 | 0.42966 | 0.43938 | 0.43099 | 0.45086 | 0.44247 | 0.43673 | 0.4226 | 0.43496 | 0.43629 | 0.44247 | 0.43584 | 0.42127 | 0.42171 | 0.41951 | 0.43673 | 0.45616 | 0.42745 | 0.43761 | 0.42304 | 0.42613 | 0.44644 | 0.43319 | 0.44688 | 0.46101 | 0.45572 | 0.44556 | 0.46366 | 0.43849 | 0.43187 | 0.4279 | 0.42171 | 0.43784 | 0.46613 | 0.44638 | 0.44323 | 0.45625 | 0.45536 | 0.45356 | 0.45356 | 0.4365 | 0.46254 | 0.46254 | 0.45715 | 0.43066 | 0.45176 | 0.46658 | 0.46254 | 0.44099 | 0.43605 | 0.47107 | 0.44278 | 0.46344 | 0.45266 | 0.432 | 0.4576 | 0.43425 | 0.46434 | 0.43739 | 0.42662 | 0.45895 | 0.43066 | 0.43425 | 0.47107 | 0.44009 | 0.44144 | 0.44054 | 0.42931 | 0.45895 | 0.4365 | 0.45401 | 0.42662 | 0.4329 | 0.4567 | 0.44413 | 0.46254 | 0.4567 | 0.46703 | 0.47152 | 0.44188 | 0.48602 | 0.48088 | 0.4907 | 0.48602 | 0.44673 | 0.46685 | 0.47994 | 0.4631 | 0.4879 | 0.48836 | 0.44673 | 0.47012 | 0.48977 | 0.47012 | 0.47807 | 0.47948 | 0.48462 | 0.45328 | 0.48135 | 0.46778 | 0.4631 | 0.47246 | 0.46965 | 0.47994 | 0.46123 | 0.45749 | 0.48977 | 0.48088 | 0.47106 | 0.44767 | 0.47106 | 0.48836 | 0.45749 | 0.46544 | 0.46544 | 0.46404 | 0.4458 | 0.47433 | 0.44486 | 0.4458 | 0.45702 | 0.48415 | 0.45889 | 0.47339 | 0.4472 | 0.47948 | 0.4893 | 0.47994 | 0.45388 | 0.46433 | 0.47527 | 0.45625 | 0.47241 | 0.46481 | 0.46243 | 0.47954 | 0.46386 | 0.47954 | 0.46766 | 0.48144 | 0.47527 | 0.49 | 0.47099 | 0.46481 | 0.45911 | 0.45388 | 0.48002 | 0.45245 | 0.45721 | 0.48762 | 0.46766 | 0.49903 | 0.45625 | 0.48382 | 0.49237 | 0.45911 | 0.46386 | 0.46956 | 0.47622 | 0.4957 | 0.47099 | 0.48905 | 0.46528 | 0.48144 | 0.4862 | 0.4515 | 0.47954 | 0.47669 | 0.47241 | 0.49 | 0.46909 | 0.47336 | 0.49047 | 0.46956 | 0.46528 | 0.46814 | 0.47289 | 0.45721 | 0.45578 | 0.46909 | 0.47289 | 0.47622 | 0.48667 | 0.49285 | 0.46576 | 0.48667 | 0.47954 | 0.48762 | 0.46053 | 0.46909 | 0.45816 | 0.49903 | 0.45958 | 0.48239 | 0.47384 | 0.48287 | 0.45198 | 0.48667 | 0.47099 | 0.49 | 0.45721 | 0.45721 | 0.4515 | 0.4881 | 0.47574 | 0.49428 | 0.4515 | 0.47431 | 0.45863 | 0.46624 | 0.49808 | 0.49333 | 0.46433 | 0.46956 | 0.47146 | 0.45578 | 0.45816 | 0.45863 | 0.4881 | 0.4938 | 0.47622 | 0.46576 | 0.46148
BC_BMT_DSS | 185 | 230 | BC | 0.003341 | 185 | 11098 | 0.37078 | 0.41046 | 0.39564 | 0.38883 | 0.38763 | 0.38723 | 0.39844 | 0.40725 | 0.41206 | 0.38683 | 0.38042 | 0.39604 | 0.40966 | 0.38803 | 0.40365 | 0.40725 | 0.38963 | 0.38603 | 0.41646 | 0.39324 | 0.39364 | 0.39404 | 0.38563 | 0.38883 | 0.39684 | 0.38683 | 0.38523 | 0.39764 | 0.41286 | 0.39724 | 0.38163 | 0.39244 | 0.38603 | 0.40445 | 0.38763 | 0.40005 | 0.39124 | 0.38163 | 0.39364 | 0.41687 | 0.39404 | 0.39004 | 0.41246 | 0.38042 | 0.40765 | 0.39885 | 0.39364 | 0.41646 | 0.38443 | 0.45196 | 0.4209 | 0.42702 | 0.43271 | 0.44846 | 0.42834 | 0.42921 | 0.4244 | 0.45328 | 0.44759 | 0.4209 | 0.41959 | 0.42659 | 0.4419 | 0.4489 | 0.45021 | 0.45765 | 0.42571 | 0.43534 | 0.42702 | 0.44671 | 0.4384 | 0.43271 | 0.41871 | 0.43096 | 0.43228 | 0.4384 | 0.43184 | 0.4174 | 0.41784 | 0.41565 | 0.43271 | 0.45196 | 0.42352 | 0.43359 | 0.41915 | 0.42221 | 0.44234 | 0.42921 | 0.44278 | 0.45678 | 0.45153 | 0.44146 | 0.4594 | 0.43446 | 0.4279 | 0.42396 | 0.41784 | 0.43382 | 0.46185 | 0.44227 | 0.43916 | 0.45206 | 0.45117 | 0.44939 | 0.44939 | 0.43248 | 0.45829 | 0.45829 | 0.45295 | 0.4267 | 0.44761 | 0.46229 | 0.45829 | 0.43693 | 0.43204 | 0.46674 | 0.43871 | 0.45918 | 0.4485 | 0.42803 | 0.45339 | 0.43026 | 0.46007 | 0.43337 | 0.42269 | 0.45473 | 0.4267 | 0.43026 | 0.46674 | 0.43604 | 0.43738 | 0.43649 | 0.42536 | 0.45473 | 0.43248 | 0.44984 | 0.42269 | 0.42892 | 0.45251 | 0.44005 | 0.45829 | 0.45251 | 0.46274 | 0.46719 | 0.43782 | 0.48156 | 0.47646 | 0.48619 | 0.48156 | 0.44262 | 0.46255 | 0.47553 | 0.45885 | 0.48341 | 0.48387 | 0.44262 | 0.4658 | 0.48526 | 0.4658 | 0.47368 | 0.47507 | 0.48017 | 0.44911 | 0.47692 | 0.46348 | 0.45885 | 0.46812 | 0.46533 | 0.47553 | 0.45699 | 0.45328 | 0.48526 | 0.47646 | 0.46672 | 0.44355 | 0.46672 | 0.48387 | 0.45328 | 0.46116 | 0.46116 | 0.45977 | 0.4417 | 0.46997 | 0.44077 | 0.4417 | 0.45282 | 0.4797 | 0.45467 | 0.46904 | 0.44309 | 0.47507 | 0.4848 | 0.47553 | 0.44971 | 0.46007 | 0.4709 | 0.45206 | 0.46807 | 0.46054 | 0.45818 | 0.47513 | 0.45959 | 0.47513 | 0.46336 | 0.47702 | 0.4709 | 0.48549 | 0.46666 | 0.46054 | 0.45489 | 0.44971 | 0.4756 | 0.44829 | 0.453 | 0.48314 | 0.46336 | 0.49444 | 0.45206 | 0.47937 | 0.48785 | 0.45489 | 0.45959 | 0.46525 | 0.47184 | 0.49114 | 0.46666 | 0.48455 | 0.46101 | 0.47702 | 0.48173 | 0.44735 | 0.47513 | 0.47231 | 0.46807 | 0.48549 | 0.46477 | 0.46901 | 0.48596 | 0.46525 | 0.46101 | 0.46383 | 0.46854 | 0.453 | 0.45159 | 0.46477 | 0.46854 | 0.47184 | 0.4822 | 0.48832 | 0.46148 | 0.4822 | 0.47513 | 0.48314 | 0.4563 | 0.46477 | 0.45394 | 0.49444 | 0.45536 | 0.47796 | 0.46948 | 0.47843 | 0.44782 | 0.4822 | 0.46666 | 0.48549 | 0.453 | 0.453 | 0.44735 | 0.48361 | 0.47137 | 0.48973 | 0.44735 | 0.46995 | 0.45441 | 0.46195 | 0.4935 | 0.48879 | 0.46007 | 0.46525 | 0.46713 | 0.45159 | 0.45394 | 0.45441 | 0.48361 | 0.48926 | 0.47184 | 0.46148 | 0.45724
BC_BND_DSS | 186 | 230 | BC | 0.015035 | 186 | 11098 | 1.6686 | 1.8471 | 1.7804 | 1.7498 | 1.7444 | 1.7426 | 1.7931 | 1.8327 | 1.8543 | 1.7408 | 1.712 | 1.7822 | 1.8435 | 1.7462 | 1.8165 | 1.8327 | 1.7534 | 1.7372 | 1.8742 | 1.7696 | 1.7714 | 1.7732 | 1.7354 | 1.7498 | 1.7859 | 1.7408 | 1.7336 | 1.7895 | 1.8579 | 1.7877 | 1.7174 | 1.766 | 1.7372 | 1.8201 | 1.7444 | 1.8003 | 1.7606 | 1.7174 | 1.7714 | 1.876 | 1.7732 | 1.7552 | 1.8561 | 1.712 | 1.8345 | 1.7949 | 1.7714 | 1.8742 | 1.73 | 2.0339 | 1.8941 | 1.9217 | 1.9473 | 2.0182 | 1.9276 | 1.9315 | 1.9099 | 2.0398 | 2.0142 | 1.8941 | 1.8882 | 1.9197 | 1.9886 | 2.0201 | 2.026 | 2.0595 | 1.9158 | 1.9591 | 1.9217 | 2.0103 | 1.9729 | 1.9473 | 1.8843 | 1.9394 | 1.9453 | 1.9729 | 1.9433 | 1.8784 | 1.8803 | 1.8705 | 1.9473 | 2.0339 | 1.9059 | 1.9512 | 1.8862 | 1.9 | 1.9906 | 1.9315 | 1.9926 | 2.0556 | 2.0319 | 1.9866 | 2.0674 | 1.9551 | 1.9256 | 1.9079 | 1.8803 | 1.9522 | 2.0784 | 1.9903 | 1.9763 | 2.0343 | 2.0303 | 2.0223 | 2.0223 | 1.9462 | 2.0624 | 2.0624 | 2.0383 | 1.9202 | 2.0143 | 2.0804 | 2.0624 | 1.9663 | 1.9442 | 2.1004 | 1.9743 | 2.0664 | 2.0183 | 1.9262 | 2.0403 | 1.9362 | 2.0704 | 1.9502 | 1.9022 | 2.0464 | 1.9202 | 1.9362 | 2.1004 | 1.9623 | 1.9683 | 1.9643 | 1.9142 | 2.0464 | 1.9462 | 2.0243 | 1.9022 | 1.9302 | 2.0363 | 1.9803 | 2.0624 | 2.0363 | 2.0824 | 2.1024 | 1.9703 | 2.1671 | 2.1441 | 2.1879 | 2.1671 | 1.9919 | 2.0816 | 2.14 | 2.0649 | 2.1754 | 2.1775 | 1.9919 | 2.0962 | 2.1838 | 2.0962 | 2.1316 | 2.1379 | 2.1608 | 2.0211 | 2.1462 | 2.0857 | 2.0649 | 2.1066 | 2.0941 | 2.14 | 2.0565 | 2.0398 | 2.1838 | 2.1441 | 2.1003 | 1.996 | 2.1003 | 2.1775 | 2.0398 | 2.0753 | 2.0753 | 2.069 | 1.9877 | 2.1149 | 1.9835 | 1.9877 | 2.0378 | 2.1587 | 2.0461 | 2.1108 | 1.994 | 2.1379 | 2.1817 | 2.14 | 2.0237 | 2.0704 | 2.1191 | 2.0343 | 2.1064 | 2.0725 | 2.0619 | 2.1382 | 2.0682 | 2.1382 | 2.0852 | 2.1467 | 2.1191 | 2.1848 | 2.1 | 2.0725 | 2.0471 | 2.0237 | 2.1403 | 2.0174 | 2.0386 | 2.1742 | 2.0852 | 2.2251 | 2.0343 | 2.1572 | 2.1954 | 2.0471 | 2.0682 | 2.0937 | 2.1233 | 2.2102 | 2.1 | 2.1806 | 2.0746 | 2.1467 | 2.1678 | 2.0131 | 2.1382 | 2.1255 | 2.1064 | 2.1848 | 2.0916 | 2.1106 | 2.1869 | 2.0937 | 2.0746 | 2.0873 | 2.1085 | 2.0386 | 2.0322 | 2.0916 | 2.1085 | 2.1233 | 2.17 | 2.1975 | 2.0767 | 2.17 | 2.1382 | 2.1742 | 2.0534 | 2.0916 | 2.0428 | 2.2251 | 2.0492 | 2.1509 | 2.1127 | 2.153 | 2.0153 | 2.17 | 2.1 | 2.1848 | 2.0386 | 2.0386 | 2.0131 | 2.1763 | 2.1212 | 2.2039 | 2.0131 | 2.1149 | 2.0449 | 2.0788 | 2.2208 | 2.1996 | 2.0704 | 2.0937 | 2.1021 | 2.0322 | 2.0428 | 2.0449 | 2.1763 | 2.2017 | 2.1233 | 2.0767 | 2.0576
BC_BNT_DSS | 187 | 230 | BC | 0.007173 | 187 | 11098 | 0.79606 | 0.88124 | 0.84943 | 0.83481 | 0.83223 | 0.83137 | 0.85545 | 0.87436 | 0.88468 | 0.83051 | 0.81676 | 0.85029 | 0.87952 | 0.83309 | 0.86662 | 0.87436 | 0.83653 | 0.82879 | 0.89413 | 0.84427 | 0.84513 | 0.84599 | 0.82793 | 0.83481 | 0.85201 | 0.83051 | 0.82707 | 0.85373 | 0.8864 | 0.85287 | 0.81934 | 0.84255 | 0.82879 | 0.86834 | 0.83223 | 0.85888 | 0.83997 | 0.81934 | 0.84513 | 0.89499 | 0.84599 | 0.83739 | 0.88554 | 0.81676 | 0.87522 | 0.85631 | 0.84513 | 0.89413 | 0.82535 | 0.97035 | 0.90365 | 0.91681 | 0.92902 | 0.96283 | 0.91962 | 0.9215 | 0.91117 | 0.97317 | 0.96096 | 0.90365 | 0.90084 | 0.91587 | 0.94874 | 0.96377 | 0.96659 | 0.98256 | 0.91399 | 0.93465 | 0.91681 | 0.95908 | 0.94123 | 0.92902 | 0.89896 | 0.92526 | 0.92808 | 0.94123 | 0.92714 | 0.89614 | 0.89708 | 0.89238 | 0.92902 | 0.97035 | 0.90929 | 0.9309 | 0.8999 | 0.90647 | 0.94968 | 0.9215 | 0.95062 | 0.98068 | 0.96941 | 0.9478 | 0.98632 | 0.93277 | 0.91868 | 0.91023 | 0.89708 | 0.93139 | 0.99157 | 0.94954 | 0.94285 | 0.97056 | 0.96865 | 0.96482 | 0.96482 | 0.92852 | 0.98393 | 0.98393 | 0.97247 | 0.91611 | 0.961 | 0.99253 | 0.98393 | 0.93808 | 0.92757 | 1.0021 | 0.9419 | 0.98584 | 0.96291 | 0.91897 | 0.97342 | 0.92375 | 0.98775 | 0.93043 | 0.90751 | 0.97629 | 0.91611 | 0.92375 | 1.0021 | 0.93617 | 0.93903 | 0.93712 | 0.91324 | 0.97629 | 0.92852 | 0.96578 | 0.90751 | 0.92088 | 0.97151 | 0.94476 | 0.98393 | 0.97151 | 0.99348 | 1.003 | 0.93999 | 1.0339 | 1.0229 | 1.0438 | 1.0339 | 0.9503 | 0.99308 | 1.0209 | 0.98512 | 1.0379 | 1.0389 | 0.9503 | 1 | 1.0418 | 1 | 1.017 | 1.02 | 1.0309 | 0.96423 | 1.0239 | 0.99507 | 0.98512 | 1.005 | 0.99905 | 1.0209 | 0.98114 | 0.97318 | 1.0418 | 1.0229 | 1.002 | 0.95229 | 1.002 | 1.0389 | 0.97318 | 0.9901 | 0.9901 | 0.98711 | 0.94831 | 1.009 | 0.94632 | 0.94831 | 0.97219 | 1.0299 | 0.97617 | 1.007 | 0.95129 | 1.02 | 1.0408 | 1.0209 | 0.9655 | 0.98774 | 1.011 | 0.97056 | 1.0049 | 0.98875 | 0.9837 | 1.0201 | 0.98673 | 1.0201 | 0.99482 | 1.0241 | 1.011 | 1.0423 | 1.0019 | 0.98875 | 0.97662 | 0.9655 | 1.0211 | 0.96247 | 0.97258 | 1.0373 | 0.99482 | 1.0615 | 0.97056 | 1.0292 | 1.0474 | 0.97662 | 0.98673 | 0.99886 | 1.013 | 1.0545 | 1.0019 | 1.0403 | 0.98976 | 1.0241 | 1.0342 | 0.96045 | 1.0201 | 1.014 | 1.0049 | 1.0423 | 0.99785 | 1.007 | 1.0433 | 0.99886 | 0.98976 | 0.99583 | 1.0059 | 0.97258 | 0.96954 | 0.99785 | 1.0059 | 1.013 | 1.0353 | 1.0484 | 0.99078 | 1.0353 | 1.0201 | 1.0373 | 0.97965 | 0.99785 | 0.9746 | 1.0615 | 0.97763 | 1.0262 | 1.008 | 1.0272 | 0.96146 | 1.0353 | 1.0019 | 1.0423 | 0.97258 | 0.97258 | 0.96045 | 1.0383 | 1.012 | 1.0514 | 0.96045 | 1.009 | 0.97561 | 0.99179 | 1.0595 | 1.0494 | 0.98774 | 0.99886 | 1.0029 | 0.96954 | 0.9746 | 0.97561 | 1.0383 | 1.0504 | 1.013 | 0.99078 | 0.98168
BC_BQN_DSS | 188 | 287 | BC | 0.003431 | 188 | 11098 | 0.38077 | 0.42152 | 0.4063 | 0.39931 | 0.39807 | 0.39766 | 0.40918 | 0.41823 | 0.42316 | 0.39725 | 0.39067 | 0.40671 | 0.42069 | 0.39849 | 0.41452 | 0.41823 | 0.40013 | 0.39643 | 0.42768 | 0.40383 | 0.40424 | 0.40465 | 0.39602 | 0.39931 | 0.40753 | 0.39725 | 0.39561 | 0.40836 | 0.42398 | 0.40794 | 0.39191 | 0.40301 | 0.39643 | 0.41535 | 0.39807 | 0.41082 | 0.40178 | 0.39191 | 0.40424 | 0.42809 | 0.40465 | 0.40054 | 0.42357 | 0.39067 | 0.41864 | 0.40959 | 0.40424 | 0.42768 | 0.39478 | 0.46414 | 0.43224 | 0.43853 | 0.44437 | 0.46054 | 0.43988 | 0.44077 | 0.43583 | 0.46549 | 0.45965 | 0.43224 | 0.43089 | 0.43808 | 0.4538 | 0.46099 | 0.46234 | 0.46998 | 0.43718 | 0.44706 | 0.43853 | 0.45875 | 0.45021 | 0.44437 | 0.42999 | 0.44257 | 0.44392 | 0.45021 | 0.44347 | 0.42864 | 0.42909 | 0.42685 | 0.44437 | 0.46414 | 0.43493 | 0.44527 | 0.43044 | 0.43359 | 0.45425 | 0.44077 | 0.4547 | 0.46908 | 0.46369 | 0.45336 | 0.47178 | 0.44617 | 0.43943 | 0.43538 | 0.42909 | 0.4455 | 0.47429 | 0.45419 | 0.45099 | 0.46424 | 0.46332 | 0.4615 | 0.4615 | 0.44413 | 0.47063 | 0.47063 | 0.46515 | 0.43819 | 0.45967 | 0.47475 | 0.47063 | 0.4487 | 0.44368 | 0.47932 | 0.45053 | 0.47155 | 0.46058 | 0.43956 | 0.46561 | 0.44185 | 0.47246 | 0.44505 | 0.43408 | 0.46698 | 0.43819 | 0.44185 | 0.47932 | 0.44779 | 0.44916 | 0.44825 | 0.43682 | 0.46698 | 0.44413 | 0.46195 | 0.43408 | 0.44048 | 0.46469 | 0.4519 | 0.47063 | 0.46469 | 0.4752 | 0.47977 | 0.44962 | 0.49453 | 0.48929 | 0.49929 | 0.49453 | 0.45455 | 0.47501 | 0.48834 | 0.47121 | 0.49643 | 0.49691 | 0.45455 | 0.47835 | 0.49834 | 0.47835 | 0.48644 | 0.48786 | 0.4931 | 0.46121 | 0.48977 | 0.47597 | 0.47121 | 0.48073 | 0.47787 | 0.48834 | 0.4693 | 0.46549 | 0.49834 | 0.48929 | 0.4793 | 0.4555 | 0.4793 | 0.49691 | 0.46549 | 0.47359 | 0.47359 | 0.47216 | 0.4536 | 0.48263 | 0.45264 | 0.4536 | 0.46502 | 0.49262 | 0.46692 | 0.48168 | 0.45502 | 0.48786 | 0.49786 | 0.48834 | 0.46182 | 0.47246 | 0.48358 | 0.46424 | 0.48068 | 0.47294 | 0.47052 | 0.48793 | 0.47197 | 0.48793 | 0.47584 | 0.48987 | 0.48358 | 0.49857 | 0.47923 | 0.47294 | 0.46714 | 0.46182 | 0.48842 | 0.46037 | 0.4652 | 0.49615 | 0.47584 | 0.50776 | 0.46424 | 0.49229 | 0.50099 | 0.46714 | 0.47197 | 0.47778 | 0.48455 | 0.50437 | 0.47923 | 0.4976 | 0.47343 | 0.48987 | 0.4947 | 0.4594 | 0.48793 | 0.48503 | 0.48068 | 0.49857 | 0.47729 | 0.48165 | 0.49906 | 0.47778 | 0.47343 | 0.47633 | 0.48116 | 0.4652 | 0.46375 | 0.47729 | 0.48116 | 0.48455 | 0.49519 | 0.50147 | 0.47391 | 0.49519 | 0.48793 | 0.49615 | 0.46859 | 0.47729 | 0.46617 | 0.50776 | 0.46762 | 0.49083 | 0.48213 | 0.49132 | 0.45989 | 0.49519 | 0.47923 | 0.49857 | 0.4652 | 0.4652 | 0.4594 | 0.49664 | 0.48406 | 0.50292 | 0.4594 | 0.48261 | 0.46666 | 0.47439 | 0.50679 | 0.50196 | 0.47246 | 0.47778 | 0.47971 | 0.46375 | 0.46617 | 0.46666 | 0.49664 | 0.50244 | 0.48455 | 0.47391 | 0.46956
BC_BR1_GSS | 189 | 230 | BC | 0.003087 | 189 | 11098 | 0.3426 | 0.37925 | 0.36556 | 0.35927 | 0.35816 | 0.35779 | 0.36815 | 0.37629 | 0.38073 | 0.35742 | 0.3515 | 0.36593 | 0.37851 | 0.35853 | 0.37296 | 0.37629 | 0.36001 | 0.35668 | 0.3848 | 0.36334 | 0.36371 | 0.36408 | 0.35631 | 0.35927 | 0.36667 | 0.35742 | 0.35594 | 0.36741 | 0.38147 | 0.36704 | 0.35261 | 0.3626 | 0.35668 | 0.3737 | 0.35816 | 0.36963 | 0.36149 | 0.35261 | 0.36371 | 0.38517 | 0.36408 | 0.36038 | 0.3811 | 0.3515 | 0.37666 | 0.36852 | 0.36371 | 0.3848 | 0.3552 | 0.4176 | 0.3889 | 0.39456 | 0.39982 | 0.41437 | 0.39577 | 0.39658 | 0.39213 | 0.41882 | 0.41356 | 0.3889 | 0.38769 | 0.39416 | 0.40831 | 0.41477 | 0.41599 | 0.42286 | 0.39335 | 0.40224 | 0.39456 | 0.41275 | 0.40507 | 0.39982 | 0.38688 | 0.3982 | 0.39941 | 0.40507 | 0.39901 | 0.38567 | 0.38607 | 0.38405 | 0.39982 | 0.4176 | 0.39133 | 0.40062 | 0.38728 | 0.39011 | 0.40871 | 0.39658 | 0.40911 | 0.42205 | 0.4172 | 0.4079 | 0.42448 | 0.40143 | 0.39537 | 0.39173 | 0.38607 | 0.40084 | 0.42674 | 0.40865 | 0.40577 | 0.41769 | 0.41687 | 0.41523 | 0.41523 | 0.3996 | 0.42345 | 0.42345 | 0.41851 | 0.39426 | 0.41358 | 0.42715 | 0.42345 | 0.40371 | 0.39919 | 0.43126 | 0.40536 | 0.42427 | 0.4144 | 0.39549 | 0.41893 | 0.39755 | 0.42509 | 0.40043 | 0.39056 | 0.42016 | 0.39426 | 0.39755 | 0.43126 | 0.40289 | 0.40413 | 0.4033 | 0.39303 | 0.42016 | 0.3996 | 0.41564 | 0.39056 | 0.39631 | 0.4181 | 0.40659 | 0.42345 | 0.4181 | 0.42756 | 0.43167 | 0.40454 | 0.44495 | 0.44023 | 0.44923 | 0.44495 | 0.40897 | 0.42739 | 0.43938 | 0.42396 | 0.44666 | 0.44709 | 0.40897 | 0.43039 | 0.44837 | 0.43039 | 0.43767 | 0.43895 | 0.44366 | 0.41497 | 0.44066 | 0.42824 | 0.42396 | 0.43253 | 0.42996 | 0.43938 | 0.42225 | 0.41882 | 0.44837 | 0.44023 | 0.43124 | 0.40983 | 0.43124 | 0.44709 | 0.41882 | 0.4261 | 0.4261 | 0.42482 | 0.40812 | 0.43424 | 0.40726 | 0.40812 | 0.41839 | 0.44323 | 0.42011 | 0.43338 | 0.4094 | 0.43895 | 0.44794 | 0.43938 | 0.41552 | 0.42509 | 0.4351 | 0.41769 | 0.43249 | 0.42552 | 0.42335 | 0.43901 | 0.42465 | 0.43901 | 0.42813 | 0.44075 | 0.4351 | 0.44858 | 0.43118 | 0.42552 | 0.4203 | 0.41552 | 0.43945 | 0.41421 | 0.41856 | 0.44641 | 0.42813 | 0.45685 | 0.41769 | 0.44293 | 0.45076 | 0.4203 | 0.42465 | 0.42987 | 0.43597 | 0.45381 | 0.43118 | 0.44771 | 0.42596 | 0.44075 | 0.4451 | 0.41334 | 0.43901 | 0.4364 | 0.43249 | 0.44858 | 0.42944 | 0.43336 | 0.44902 | 0.42987 | 0.42596 | 0.42857 | 0.43292 | 0.41856 | 0.41726 | 0.42944 | 0.43292 | 0.43597 | 0.44554 | 0.45119 | 0.42639 | 0.44554 | 0.43901 | 0.44641 | 0.42161 | 0.42944 | 0.41943 | 0.45685 | 0.42074 | 0.44162 | 0.43379 | 0.44206 | 0.41378 | 0.44554 | 0.43118 | 0.44858 | 0.41856 | 0.41856 | 0.41334 | 0.44684 | 0.43553 | 0.4525 | 0.41334 | 0.43423 | 0.41987 | 0.42683 | 0.45598 | 0.45163 | 0.42509 | 0.42987 | 0.43162 | 0.41726 | 0.41943 | 0.41987 | 0.44684 | 0.45206 | 0.43597 | 0.42639 | 0.42248
BC_BR2_GSS | 190 | 360 | BC | 0.004832 | 190 | 11098 | 0.53626 | 0.59363 | 0.57221 | 0.56236 | 0.56062 | 0.56004 | 0.57626 | 0.589 | 0.59595 | 0.55946 | 0.5502 | 0.57279 | 0.59248 | 0.5612 | 0.58379 | 0.589 | 0.56352 | 0.55831 | 0.60232 | 0.56873 | 0.56931 | 0.56989 | 0.55773 | 0.56236 | 0.57394 | 0.55946 | 0.55715 | 0.5751 | 0.59711 | 0.57452 | 0.55194 | 0.56757 | 0.55831 | 0.58495 | 0.56062 | 0.57858 | 0.56584 | 0.55194 | 0.56931 | 0.6029 | 0.56989 | 0.5641 | 0.59653 | 0.5502 | 0.58958 | 0.57684 | 0.56931 | 0.60232 | 0.55599 | 0.65366 | 0.60874 | 0.61759 | 0.62582 | 0.6486 | 0.61949 | 0.62076 | 0.6138 | 0.65556 | 0.64734 | 0.60874 | 0.60684 | 0.61696 | 0.63911 | 0.64923 | 0.65113 | 0.66189 | 0.6157 | 0.62962 | 0.61759 | 0.64607 | 0.63405 | 0.62582 | 0.60557 | 0.62329 | 0.62519 | 0.63405 | 0.62456 | 0.60367 | 0.60431 | 0.60114 | 0.62582 | 0.65366 | 0.61253 | 0.62709 | 0.6062 | 0.61063 | 0.63974 | 0.62076 | 0.64037 | 0.66062 | 0.65303 | 0.63848 | 0.66442 | 0.62835 | 0.61886 | 0.61317 | 0.60431 | 0.62742 | 0.66796 | 0.63965 | 0.63514 | 0.6538 | 0.65252 | 0.64994 | 0.64994 | 0.62549 | 0.66281 | 0.66281 | 0.65509 | 0.61712 | 0.64737 | 0.6686 | 0.66281 | 0.63192 | 0.62484 | 0.67504 | 0.6345 | 0.6641 | 0.64865 | 0.61905 | 0.65573 | 0.62227 | 0.66539 | 0.62678 | 0.61133 | 0.65766 | 0.61712 | 0.62227 | 0.67504 | 0.63064 | 0.63257 | 0.63128 | 0.61519 | 0.65766 | 0.62549 | 0.65059 | 0.61133 | 0.62034 | 0.65445 | 0.63643 | 0.66281 | 0.65445 | 0.66925 | 0.67568 | 0.63321 | 0.69646 | 0.68909 | 0.70316 | 0.69646 | 0.64015 | 0.66898 | 0.68775 | 0.66362 | 0.69914 | 0.69981 | 0.64015 | 0.67367 | 0.70182 | 0.67367 | 0.68507 | 0.68708 | 0.69445 | 0.64954 | 0.68976 | 0.67032 | 0.66362 | 0.67702 | 0.673 | 0.68775 | 0.66093 | 0.65557 | 0.70182 | 0.68909 | 0.67501 | 0.6415 | 0.67501 | 0.69981 | 0.65557 | 0.66697 | 0.66697 | 0.66496 | 0.63881 | 0.6797 | 0.63747 | 0.63881 | 0.6549 | 0.69378 | 0.65758 | 0.67836 | 0.64083 | 0.68708 | 0.70115 | 0.68775 | 0.6504 | 0.66538 | 0.68104 | 0.6538 | 0.67696 | 0.66606 | 0.66266 | 0.68717 | 0.6647 | 0.68717 | 0.67015 | 0.6899 | 0.68104 | 0.70216 | 0.67491 | 0.66606 | 0.65789 | 0.6504 | 0.68785 | 0.64835 | 0.65516 | 0.69875 | 0.67015 | 0.7151 | 0.6538 | 0.6933 | 0.70556 | 0.65789 | 0.6647 | 0.67287 | 0.68241 | 0.71033 | 0.67491 | 0.70079 | 0.66674 | 0.6899 | 0.69671 | 0.64699 | 0.68717 | 0.68309 | 0.67696 | 0.70216 | 0.67219 | 0.67832 | 0.70284 | 0.67287 | 0.66674 | 0.67083 | 0.67764 | 0.65516 | 0.65312 | 0.67219 | 0.67764 | 0.68241 | 0.69739 | 0.70624 | 0.66742 | 0.69739 | 0.68717 | 0.69875 | 0.65993 | 0.67219 | 0.65653 | 0.7151 | 0.65857 | 0.69126 | 0.679 | 0.69194 | 0.64767 | 0.69739 | 0.67491 | 0.70216 | 0.65516 | 0.65516 | 0.64699 | 0.69943 | 0.68173 | 0.70829 | 0.64699 | 0.67968 | 0.65721 | 0.6681 | 0.71373 | 0.70692 | 0.66538 | 0.67287 | 0.6756 | 0.65312 | 0.65653 | 0.65721 | 0.69943 | 0.70761 | 0.68241 | 0.66742 | 0.66129
BC_BRT_TSS | 191 | 230 | BC | 0.003087 | 191 | 11098 | 0.3426 | 0.37925 | 0.36556 | 0.35927 | 0.35816 | 0.35779 | 0.36815 | 0.37629 | 0.38073 | 0.35742 | 0.3515 | 0.36593 | 0.37851 | 0.35853 | 0.37296 | 0.37629 | 0.36001 | 0.35668 | 0.3848 | 0.36334 | 0.36371 | 0.36408 | 0.35631 | 0.35927 | 0.36667 | 0.35742 | 0.35594 | 0.36741 | 0.38147 | 0.36704 | 0.35261 | 0.3626 | 0.35668 | 0.3737 | 0.35816 | 0.36963 | 0.36149 | 0.35261 | 0.36371 | 0.38517 | 0.36408 | 0.36038 | 0.3811 | 0.3515 | 0.37666 | 0.36852 | 0.36371 | 0.3848 | 0.3552 | 0.4176 | 0.3889 | 0.39456 | 0.39982 | 0.41437 | 0.39577 | 0.39658 | 0.39213 | 0.41882 | 0.41356 | 0.3889 | 0.38769 | 0.39416 | 0.40831 | 0.41477 | 0.41599 | 0.42286 | 0.39335 | 0.40224 | 0.39456 | 0.41275 | 0.40507 | 0.39982 | 0.38688 | 0.3982 | 0.39941 | 0.40507 | 0.39901 | 0.38567 | 0.38607 | 0.38405 | 0.39982 | 0.4176 | 0.39133 | 0.40062 | 0.38728 | 0.39011 | 0.40871 | 0.39658 | 0.40911 | 0.42205 | 0.4172 | 0.4079 | 0.42448 | 0.40143 | 0.39537 | 0.39173 | 0.38607 | 0.40084 | 0.42674 | 0.40865 | 0.40577 | 0.41769 | 0.41687 | 0.41523 | 0.41523 | 0.3996 | 0.42345 | 0.42345 | 0.41851 | 0.39426 | 0.41358 | 0.42715 | 0.42345 | 0.40371 | 0.39919 | 0.43126 | 0.40536 | 0.42427 | 0.4144 | 0.39549 | 0.41893 | 0.39755 | 0.42509 | 0.40043 | 0.39056 | 0.42016 | 0.39426 | 0.39755 | 0.43126 | 0.40289 | 0.40413 | 0.4033 | 0.39303 | 0.42016 | 0.3996 | 0.41564 | 0.39056 | 0.39631 | 0.4181 | 0.40659 | 0.42345 | 0.4181 | 0.42756 | 0.43167 | 0.40454 | 0.44495 | 0.44023 | 0.44923 | 0.44495 | 0.40897 | 0.42739 | 0.43938 | 0.42396 | 0.44666 | 0.44709 | 0.40897 | 0.43039 | 0.44837 | 0.43039 | 0.43767 | 0.43895 | 0.44366 | 0.41497 | 0.44066 | 0.42824 | 0.42396 | 0.43253 | 0.42996 | 0.43938 | 0.42225 | 0.41882 | 0.44837 | 0.44023 | 0.43124 | 0.40983 | 0.43124 | 0.44709 | 0.41882 | 0.4261 | 0.4261 | 0.42482 | 0.40812 | 0.43424 | 0.40726 | 0.40812 | 0.41839 | 0.44323 | 0.42011 | 0.43338 | 0.4094 | 0.43895 | 0.44794 | 0.43938 | 0.41552 | 0.42509 | 0.4351 | 0.41769 | 0.43249 | 0.42552 | 0.42335 | 0.43901 | 0.42465 | 0.43901 | 0.42813 | 0.44075 | 0.4351 | 0.44858 | 0.43118 | 0.42552 | 0.4203 | 0.41552 | 0.43945 | 0.41421 | 0.41856 | 0.44641 | 0.42813 | 0.45685 | 0.41769 | 0.44293 | 0.45076 | 0.4203 | 0.42465 | 0.42987 | 0.43597 | 0.45381 | 0.43118 | 0.44771 | 0.42596 | 0.44075 | 0.4451 | 0.41334 | 0.43901 | 0.4364 | 0.43249 | 0.44858 | 0.42944 | 0.43336 | 0.44902 | 0.42987 | 0.42596 | 0.42857 | 0.43292 | 0.41856 | 0.41726 | 0.42944 | 0.43292 | 0.43597 | 0.44554 | 0.45119 | 0.42639 | 0.44554 | 0.43901 | 0.44641 | 0.42161 | 0.42944 | 0.41943 | 0.45685 | 0.42074 | 0.44162 | 0.43379 | 0.44206 | 0.41378 | 0.44554 | 0.43118 | 0.44858 | 0.41856 | 0.41856 | 0.41334 | 0.44684 | 0.43553 | 0.4525 | 0.41334 | 0.43423 | 0.41987 | 0.42683 | 0.45598 | 0.45163 | 0.42509 | 0.42987 | 0.43162 | 0.41726 | 0.41943 | 0.41987 | 0.44684 | 0.45206 | 0.43597 | 0.42639 | 0.42248
BC_BRX_GSS | 192 | 230 | BC | 0.003363 | 192 | 11098 | 0.37323 | 0.41316 | 0.39825 | 0.39139 | 0.39019 | 0.38978 | 0.40107 | 0.40994 | 0.41477 | 0.38938 | 0.38293 | 0.39865 | 0.41235 | 0.39059 | 0.40631 | 0.40994 | 0.3922 | 0.38857 | 0.41921 | 0.39583 | 0.39623 | 0.39663 | 0.38817 | 0.39139 | 0.39946 | 0.38938 | 0.38777 | 0.40026 | 0.41558 | 0.39986 | 0.38414 | 0.39502 | 0.38857 | 0.40711 | 0.39019 | 0.40268 | 0.39381 | 0.38414 | 0.39623 | 0.41961 | 0.39663 | 0.3926 | 0.41518 | 0.38293 | 0.41034 | 0.40147 | 0.39623 | 0.41921 | 0.38696 | 0.45494 | 0.42367 | 0.42984 | 0.43556 | 0.45142 | 0.43116 | 0.43204 | 0.42719 | 0.45626 | 0.45054 | 0.42367 | 0.42235 | 0.4294 | 0.44481 | 0.45186 | 0.45318 | 0.46067 | 0.42852 | 0.4382 | 0.42984 | 0.44965 | 0.44129 | 0.43556 | 0.42147 | 0.4338 | 0.43512 | 0.44129 | 0.43468 | 0.42015 | 0.42059 | 0.41839 | 0.43556 | 0.45494 | 0.42631 | 0.43644 | 0.42191 | 0.42499 | 0.44525 | 0.43204 | 0.44569 | 0.45978 | 0.4545 | 0.44437 | 0.46243 | 0.43732 | 0.43072 | 0.42675 | 0.42059 | 0.43667 | 0.46489 | 0.44518 | 0.44205 | 0.45504 | 0.45414 | 0.45235 | 0.45235 | 0.43533 | 0.46131 | 0.46131 | 0.45593 | 0.42951 | 0.45056 | 0.46534 | 0.46131 | 0.43981 | 0.43488 | 0.46982 | 0.4416 | 0.4622 | 0.45145 | 0.43085 | 0.45638 | 0.43309 | 0.4631 | 0.43623 | 0.42548 | 0.45772 | 0.42951 | 0.43309 | 0.46982 | 0.43891 | 0.44026 | 0.43936 | 0.42816 | 0.45772 | 0.43533 | 0.4528 | 0.42548 | 0.43175 | 0.45548 | 0.44294 | 0.46131 | 0.45548 | 0.46579 | 0.47026 | 0.4407 | 0.48473 | 0.4796 | 0.48939 | 0.48473 | 0.44554 | 0.4656 | 0.47866 | 0.46187 | 0.48659 | 0.48706 | 0.44554 | 0.46886 | 0.48846 | 0.46886 | 0.4768 | 0.4782 | 0.48333 | 0.45207 | 0.48006 | 0.46653 | 0.46187 | 0.4712 | 0.4684 | 0.47866 | 0.46 | 0.45627 | 0.48846 | 0.4796 | 0.4698 | 0.44647 | 0.4698 | 0.48706 | 0.45627 | 0.4642 | 0.4642 | 0.4628 | 0.44461 | 0.47306 | 0.44367 | 0.44461 | 0.4558 | 0.48286 | 0.45767 | 0.47213 | 0.446 | 0.4782 | 0.48799 | 0.47866 | 0.45267 | 0.46309 | 0.474 | 0.45504 | 0.47115 | 0.46357 | 0.4612 | 0.47826 | 0.46262 | 0.47826 | 0.46641 | 0.48016 | 0.474 | 0.48869 | 0.46973 | 0.46357 | 0.45788 | 0.45267 | 0.47874 | 0.45124 | 0.45598 | 0.48632 | 0.46641 | 0.4977 | 0.45504 | 0.48253 | 0.49106 | 0.45788 | 0.46262 | 0.46831 | 0.47494 | 0.49438 | 0.46973 | 0.48774 | 0.46404 | 0.48016 | 0.4849 | 0.4503 | 0.47826 | 0.47542 | 0.47115 | 0.48869 | 0.46783 | 0.4721 | 0.48916 | 0.46831 | 0.46404 | 0.46689 | 0.47163 | 0.45598 | 0.45456 | 0.46783 | 0.47163 | 0.47494 | 0.48537 | 0.49153 | 0.46452 | 0.48537 | 0.47826 | 0.48632 | 0.4593 | 0.46783 | 0.45693 | 0.4977 | 0.45835 | 0.48111 | 0.47257 | 0.48158 | 0.45077 | 0.48537 | 0.46973 | 0.48869 | 0.45598 | 0.45598 | 0.4503 | 0.48679 | 0.47447 | 0.49296 | 0.4503 | 0.47305 | 0.45741 | 0.46499 | 0.49675 | 0.49201 | 0.46309 | 0.46831 | 0.4702 | 0.45456 | 0.45693 | 0.45741 | 0.48679 | 0.49248 | 0.47494 | 0.46452 | 0.46025
BC_BSY_TSS | 193 | 230 | BC | 0.015035 | 193 | 11098 | 1.6686 | 1.8471 | 1.7804 | 1.7498 | 1.7444 | 1.7426 | 1.7931 | 1.8327 | 1.8543 | 1.7408 | 1.712 | 1.7822 | 1.8435 | 1.7462 | 1.8165 | 1.8327 | 1.7534 | 1.7372 | 1.8742 | 1.7696 | 1.7714 | 1.7732 | 1.7354 | 1.7498 | 1.7859 | 1.7408 | 1.7336 | 1.7895 | 1.8579 | 1.7877 | 1.7174 | 1.766 | 1.7372 | 1.8201 | 1.7444 | 1.8003 | 1.7606 | 1.7174 | 1.7714 | 1.876 | 1.7732 | 1.7552 | 1.8561 | 1.712 | 1.8345 | 1.7949 | 1.7714 | 1.8742 | 1.73 | 2.0339 | 1.8941 | 1.9217 | 1.9473 | 2.0182 | 1.9276 | 1.9315 | 1.9099 | 2.0398 | 2.0142 | 1.8941 | 1.8882 | 1.9197 | 1.9886 | 2.0201 | 2.026 | 2.0595 | 1.9158 | 1.9591 | 1.9217 | 2.0103 | 1.9729 | 1.9473 | 1.8843 | 1.9394 | 1.9453 | 1.9729 | 1.9433 | 1.8784 | 1.8803 | 1.8705 | 1.9473 | 2.0339 | 1.9059 | 1.9512 | 1.8862 | 1.9 | 1.9906 | 1.9315 | 1.9926 | 2.0556 | 2.0319 | 1.9866 | 2.0674 | 1.9551 | 1.9256 | 1.9079 | 1.8803 | 1.9522 | 2.0784 | 1.9903 | 1.9763 | 2.0343 | 2.0303 | 2.0223 | 2.0223 | 1.9462 | 2.0624 | 2.0624 | 2.0383 | 1.9202 | 2.0143 | 2.0804 | 2.0624 | 1.9663 | 1.9442 | 2.1004 | 1.9743 | 2.0664 | 2.0183 | 1.9262 | 2.0403 | 1.9362 | 2.0704 | 1.9502 | 1.9022 | 2.0464 | 1.9202 | 1.9362 | 2.1004 | 1.9623 | 1.9683 | 1.9643 | 1.9142 | 2.0464 | 1.9462 | 2.0243 | 1.9022 | 1.9302 | 2.0363 | 1.9803 | 2.0624 | 2.0363 | 2.0824 | 2.1024 | 1.9703 | 2.1671 | 2.1441 | 2.1879 | 2.1671 | 1.9919 | 2.0816 | 2.14 | 2.0649 | 2.1754 | 2.1775 | 1.9919 | 2.0962 | 2.1838 | 2.0962 | 2.1316 | 2.1379 | 2.1608 | 2.0211 | 2.1462 | 2.0857 | 2.0649 | 2.1066 | 2.0941 | 2.14 | 2.0565 | 2.0398 | 2.1838 | 2.1441 | 2.1003 | 1.996 | 2.1003 | 2.1775 | 2.0398 | 2.0753 | 2.0753 | 2.069 | 1.9877 | 2.1149 | 1.9835 | 1.9877 | 2.0378 | 2.1587 | 2.0461 | 2.1108 | 1.994 | 2.1379 | 2.1817 | 2.14 | 2.0237 | 2.0704 | 2.1191 | 2.0343 | 2.1064 | 2.0725 | 2.0619 | 2.1382 | 2.0682 | 2.1382 | 2.0852 | 2.1467 | 2.1191 | 2.1848 | 2.1 | 2.0725 | 2.0471 | 2.0237 | 2.1403 | 2.0174 | 2.0386 | 2.1742 | 2.0852 | 2.2251 | 2.0343 | 2.1572 | 2.1954 | 2.0471 | 2.0682 | 2.0937 | 2.1233 | 2.2102 | 2.1 | 2.1806 | 2.0746 | 2.1467 | 2.1678 | 2.0131 | 2.1382 | 2.1255 | 2.1064 | 2.1848 | 2.0916 | 2.1106 | 2.1869 | 2.0937 | 2.0746 | 2.0873 | 2.1085 | 2.0386 | 2.0322 | 2.0916 | 2.1085 | 2.1233 | 2.17 | 2.1975 | 2.0767 | 2.17 | 2.1382 | 2.1742 | 2.0534 | 2.0916 | 2.0428 | 2.2251 | 2.0492 | 2.1509 | 2.1127 | 2.153 | 2.0153 | 2.17 | 2.1 | 2.1848 | 2.0386 | 2.0386 | 2.0131 | 2.1763 | 2.1212 | 2.2039 | 2.0131 | 2.1149 | 2.0449 | 2.0788 | 2.2208 | 2.1996 | 2.0704 | 2.0937 | 2.1021 | 2.0322 | 2.0428 | 2.0449 | 2.1763 | 2.2017 | 2.1233 | 2.0767 | 2.0576
BC_BTS_TSS | 194 | 230 | BC | 0.003363 | 194 | 11098 | 0.37323 | 0.41316 | 0.39825 | 0.39139 | 0.39019 | 0.38978 | 0.40107 | 0.40994 | 0.41477 | 0.38938 | 0.38293 | 0.39865 | 0.41235 | 0.39059 | 0.40631 | 0.40994 | 0.3922 | 0.38857 | 0.41921 | 0.39583 | 0.39623 | 0.39663 | 0.38817 | 0.39139 | 0.39946 | 0.38938 | 0.38777 | 0.40026 | 0.41558 | 0.39986 | 0.38414 | 0.39502 | 0.38857 | 0.40711 | 0.39019 | 0.40268 | 0.39381 | 0.38414 | 0.39623 | 0.41961 | 0.39663 | 0.3926 | 0.41518 | 0.38293 | 0.41034 | 0.40147 | 0.39623 | 0.41921 | 0.38696 | 0.45494 | 0.42367 | 0.42984 | 0.43556 | 0.45142 | 0.43116 | 0.43204 | 0.42719 | 0.45626 | 0.45054 | 0.42367 | 0.42235 | 0.4294 | 0.44481 | 0.45186 | 0.45318 | 0.46067 | 0.42852 | 0.4382 | 0.42984 | 0.44965 | 0.44129 | 0.43556 | 0.42147 | 0.4338 | 0.43512 | 0.44129 | 0.43468 | 0.42015 | 0.42059 | 0.41839 | 0.43556 | 0.45494 | 0.42631 | 0.43644 | 0.42191 | 0.42499 | 0.44525 | 0.43204 | 0.44569 | 0.45978 | 0.4545 | 0.44437 | 0.46243 | 0.43732 | 0.43072 | 0.42675 | 0.42059 | 0.43667 | 0.46489 | 0.44518 | 0.44205 | 0.45504 | 0.45414 | 0.45235 | 0.45235 | 0.43533 | 0.46131 | 0.46131 | 0.45593 | 0.42951 | 0.45056 | 0.46534 | 0.46131 | 0.43981 | 0.43488 | 0.46982 | 0.4416 | 0.4622 | 0.45145 | 0.43085 | 0.45638 | 0.43309 | 0.4631 | 0.43623 | 0.42548 | 0.45772 | 0.42951 | 0.43309 | 0.46982 | 0.43891 | 0.44026 | 0.43936 | 0.42816 | 0.45772 | 0.43533 | 0.4528 | 0.42548 | 0.43175 | 0.45548 | 0.44294 | 0.46131 | 0.45548 | 0.46579 | 0.47026 | 0.4407 | 0.48473 | 0.4796 | 0.48939 | 0.48473 | 0.44554 | 0.4656 | 0.47866 | 0.46187 | 0.48659 | 0.48706 | 0.44554 | 0.46886 | 0.48846 | 0.46886 | 0.4768 | 0.4782 | 0.48333 | 0.45207 | 0.48006 | 0.46653 | 0.46187 | 0.4712 | 0.4684 | 0.47866 | 0.46 | 0.45627 | 0.48846 | 0.4796 | 0.4698 | 0.44647 | 0.4698 | 0.48706 | 0.45627 | 0.4642 | 0.4642 | 0.4628 | 0.44461 | 0.47306 | 0.44367 | 0.44461 | 0.4558 | 0.48286 | 0.45767 | 0.47213 | 0.446 | 0.4782 | 0.48799 | 0.47866 | 0.45267 | 0.46309 | 0.474 | 0.45504 | 0.47115 | 0.46357 | 0.4612 | 0.47826 | 0.46262 | 0.47826 | 0.46641 | 0.48016 | 0.474 | 0.48869 | 0.46973 | 0.46357 | 0.45788 | 0.45267 | 0.47874 | 0.45124 | 0.45598 | 0.48632 | 0.46641 | 0.4977 | 0.45504 | 0.48253 | 0.49106 | 0.45788 | 0.46262 | 0.46831 | 0.47494 | 0.49438 | 0.46973 | 0.48774 | 0.46404 | 0.48016 | 0.4849 | 0.4503 | 0.47826 | 0.47542 | 0.47115 | 0.48869 | 0.46783 | 0.4721 | 0.48916 | 0.46831 | 0.46404 | 0.46689 | 0.47163 | 0.45598 | 0.45456 | 0.46783 | 0.47163 | 0.47494 | 0.48537 | 0.49153 | 0.46452 | 0.48537 | 0.47826 | 0.48632 | 0.4593 | 0.46783 | 0.45693 | 0.4977 | 0.45835 | 0.48111 | 0.47257 | 0.48158 | 0.45077 | 0.48537 | 0.46973 | 0.48869 | 0.45598 | 0.45598 | 0.4503 | 0.48679 | 0.47447 | 0.49296 | 0.4503 | 0.47305 | 0.45741 | 0.46499 | 0.49675 | 0.49201 | 0.46309 | 0.46831 | 0.4702 | 0.45456 | 0.45693 | 0.45741 | 0.48679 | 0.49248 | 0.47494 | 0.46452 | 0.46025
BC_CAM_DSS | 195 | 230 | BC | 0.015035 | 195 | 11098 | 1.6686 | 1.8471 | 1.7804 | 1.7498 | 1.7444 | 1.7426 | 1.7931 | 1.8327 | 1.8543 | 1.7408 | 1.712 | 1.7822 | 1.8435 | 1.7462 | 1.8165 | 1.8327 | 1.7534 | 1.7372 | 1.8742 | 1.7696 | 1.7714 | 1.7732 | 1.7354 | 1.7498 | 1.7859 | 1.7408 | 1.7336 | 1.7895 | 1.8579 | 1.7877 | 1.7174 | 1.766 | 1.7372 | 1.8201 | 1.7444 | 1.8003 | 1.7606 | 1.7174 | 1.7714 | 1.876 | 1.7732 | 1.7552 | 1.8561 | 1.712 | 1.8345 | 1.7949 | 1.7714 | 1.8742 | 1.73 | 2.0339 | 1.8941 | 1.9217 | 1.9473 | 2.0182 | 1.9276 | 1.9315 | 1.9099 | 2.0398 | 2.0142 | 1.8941 | 1.8882 | 1.9197 | 1.9886 | 2.0201 | 2.026 | 2.0595 | 1.9158 | 1.9591 | 1.9217 | 2.0103 | 1.9729 | 1.9473 | 1.8843 | 1.9394 | 1.9453 | 1.9729 | 1.9433 | 1.8784 | 1.8803 | 1.8705 | 1.9473 | 2.0339 | 1.9059 | 1.9512 | 1.8862 | 1.9 | 1.9906 | 1.9315 | 1.9926 | 2.0556 | 2.0319 | 1.9866 | 2.0674 | 1.9551 | 1.9256 | 1.9079 | 1.8803 | 1.9522 | 2.0784 | 1.9903 | 1.9763 | 2.0343 | 2.0303 | 2.0223 | 2.0223 | 1.9462 | 2.0624 | 2.0624 | 2.0383 | 1.9202 | 2.0143 | 2.0804 | 2.0624 | 1.9663 | 1.9442 | 2.1004 | 1.9743 | 2.0664 | 2.0183 | 1.9262 | 2.0403 | 1.9362 | 2.0704 | 1.9502 | 1.9022 | 2.0464 | 1.9202 | 1.9362 | 2.1004 | 1.9623 | 1.9683 | 1.9643 | 1.9142 | 2.0464 | 1.9462 | 2.0243 | 1.9022 | 1.9302 | 2.0363 | 1.9803 | 2.0624 | 2.0363 | 2.0824 | 2.1024 | 1.9703 | 2.1671 | 2.1441 | 2.1879 | 2.1671 | 1.9919 | 2.0816 | 2.14 | 2.0649 | 2.1754 | 2.1775 | 1.9919 | 2.0962 | 2.1838 | 2.0962 | 2.1316 | 2.1379 | 2.1608 | 2.0211 | 2.1462 | 2.0857 | 2.0649 | 2.1066 | 2.0941 | 2.14 | 2.0565 | 2.0398 | 2.1838 | 2.1441 | 2.1003 | 1.996 | 2.1003 | 2.1775 | 2.0398 | 2.0753 | 2.0753 | 2.069 | 1.9877 | 2.1149 | 1.9835 | 1.9877 | 2.0378 | 2.1587 | 2.0461 | 2.1108 | 1.994 | 2.1379 | 2.1817 | 2.14 | 2.0237 | 2.0704 | 2.1191 | 2.0343 | 2.1064 | 2.0725 | 2.0619 | 2.1382 | 2.0682 | 2.1382 | 2.0852 | 2.1467 | 2.1191 | 2.1848 | 2.1 | 2.0725 | 2.0471 | 2.0237 | 2.1403 | 2.0174 | 2.0386 | 2.1742 | 2.0852 | 2.2251 | 2.0343 | 2.1572 | 2.1954 | 2.0471 | 2.0682 | 2.0937 | 2.1233 | 2.2102 | 2.1 | 2.1806 | 2.0746 | 2.1467 | 2.1678 | 2.0131 | 2.1382 | 2.1255 | 2.1064 | 2.1848 | 2.0916 | 2.1106 | 2.1869 | 2.0937 | 2.0746 | 2.0873 | 2.1085 | 2.0386 | 2.0322 | 2.0916 | 2.1085 | 2.1233 | 2.17 | 2.1975 | 2.0767 | 2.17 | 2.1382 | 2.1742 | 2.0534 | 2.0916 | 2.0428 | 2.2251 | 2.0492 | 2.1509 | 2.1127 | 2.153 | 2.0153 | 2.17 | 2.1 | 2.1848 | 2.0386 | 2.0386 | 2.0131 | 2.1763 | 2.1212 | 2.2039 | 2.0131 | 2.1149 | 2.0449 | 2.0788 | 2.2208 | 2.1996 | 2.0704 | 2.0937 | 2.1021 | 2.0322 | 2.0428 | 2.0449 | 2.1763 | 2.2017 | 2.1233 | 2.0767 | 2.0576
BC_CAM_JCT | 196 | 230 | BC | 0.015035 | 196 | 11098 | 1.6686 | 1.8471 | 1.7804 | 1.7498 | 1.7444 | 1.7426 | 1.7931 | 1.8327 | 1.8543 | 1.7408 | 1.712 | 1.7822 | 1.8435 | 1.7462 | 1.8165 | 1.8327 | 1.7534 | 1.7372 | 1.8742 | 1.7696 | 1.7714 | 1.7732 | 1.7354 | 1.7498 | 1.7859 | 1.7408 | 1.7336 | 1.7895 | 1.8579 | 1.7877 | 1.7174 | 1.766 | 1.7372 | 1.8201 | 1.7444 | 1.8003 | 1.7606 | 1.7174 | 1.7714 | 1.876 | 1.7732 | 1.7552 | 1.8561 | 1.712 | 1.8345 | 1.7949 | 1.7714 | 1.8742 | 1.73 | 2.0339 | 1.8941 | 1.9217 | 1.9473 | 2.0182 | 1.9276 | 1.9315 | 1.9099 | 2.0398 | 2.0142 | 1.8941 | 1.8882 | 1.9197 | 1.9886 | 2.0201 | 2.026 | 2.0595 | 1.9158 | 1.9591 | 1.9217 | 2.0103 | 1.9729 | 1.9473 | 1.8843 | 1.9394 | 1.9453 | 1.9729 | 1.9433 | 1.8784 | 1.8803 | 1.8705 | 1.9473 | 2.0339 | 1.9059 | 1.9512 | 1.8862 | 1.9 | 1.9906 | 1.9315 | 1.9926 | 2.0556 | 2.0319 | 1.9866 | 2.0674 | 1.9551 | 1.9256 | 1.9079 | 1.8803 | 1.9522 | 2.0784 | 1.9903 | 1.9763 | 2.0343 | 2.0303 | 2.0223 | 2.0223 | 1.9462 | 2.0624 | 2.0624 | 2.0383 | 1.9202 | 2.0143 | 2.0804 | 2.0624 | 1.9663 | 1.9442 | 2.1004 | 1.9743 | 2.0664 | 2.0183 | 1.9262 | 2.0403 | 1.9362 | 2.0704 | 1.9502 | 1.9022 | 2.0464 | 1.9202 | 1.9362 | 2.1004 | 1.9623 | 1.9683 | 1.9643 | 1.9142 | 2.0464 | 1.9462 | 2.0243 | 1.9022 | 1.9302 | 2.0363 | 1.9803 | 2.0624 | 2.0363 | 2.0824 | 2.1024 | 1.9703 | 2.1671 | 2.1441 | 2.1879 | 2.1671 | 1.9919 | 2.0816 | 2.14 | 2.0649 | 2.1754 | 2.1775 | 1.9919 | 2.0962 | 2.1838 | 2.0962 | 2.1316 | 2.1379 | 2.1608 | 2.0211 | 2.1462 | 2.0857 | 2.0649 | 2.1066 | 2.0941 | 2.14 | 2.0565 | 2.0398 | 2.1838 | 2.1441 | 2.1003 | 1.996 | 2.1003 | 2.1775 | 2.0398 | 2.0753 | 2.0753 | 2.069 | 1.9877 | 2.1149 | 1.9835 | 1.9877 | 2.0378 | 2.1587 | 2.0461 | 2.1108 | 1.994 | 2.1379 | 2.1817 | 2.14 | 2.0237 | 2.0704 | 2.1191 | 2.0343 | 2.1064 | 2.0725 | 2.0619 | 2.1382 | 2.0682 | 2.1382 | 2.0852 | 2.1467 | 2.1191 | 2.1848 | 2.1 | 2.0725 | 2.0471 | 2.0237 | 2.1403 | 2.0174 | 2.0386 | 2.1742 | 2.0852 | 2.2251 | 2.0343 | 2.1572 | 2.1954 | 2.0471 | 2.0682 | 2.0937 | 2.1233 | 2.2102 | 2.1 | 2.1806 | 2.0746 | 2.1467 | 2.1678 | 2.0131 | 2.1382 | 2.1255 | 2.1064 | 2.1848 | 2.0916 | 2.1106 | 2.1869 | 2.0937 | 2.0746 | 2.0873 | 2.1085 | 2.0386 | 2.0322 | 2.0916 | 2.1085 | 2.1233 | 2.17 | 2.1975 | 2.0767 | 2.17 | 2.1382 | 2.1742 | 2.0534 | 2.0916 | 2.0428 | 2.2251 | 2.0492 | 2.1509 | 2.1127 | 2.153 | 2.0153 | 2.17 | 2.1 | 2.1848 | 2.0386 | 2.0386 | 2.0131 | 2.1763 | 2.1212 | 2.2039 | 2.0131 | 2.1149 | 2.0449 | 2.0788 | 2.2208 | 2.1996 | 2.0704 | 2.0937 | 2.1021 | 2.0322 | 2.0428 | 2.0449 | 2.1763 | 2.2017 | 2.1233 | 2.0767 | 2.0576
BC_CBK_DSS | 197 | 230 | BC | 0.003434 | 197 | 11098 | 0.38111 | 0.42188 | 0.40665 | 0.39966 | 0.39842 | 0.39801 | 0.40954 | 0.41859 | 0.42353 | 0.3976 | 0.39101 | 0.40707 | 0.42106 | 0.39883 | 0.41489 | 0.41859 | 0.40048 | 0.39678 | 0.42806 | 0.40419 | 0.4046 | 0.40501 | 0.39636 | 0.39966 | 0.40789 | 0.3976 | 0.39595 | 0.40871 | 0.42435 | 0.4083 | 0.39225 | 0.40336 | 0.39678 | 0.41571 | 0.39842 | 0.41118 | 0.40213 | 0.39225 | 0.4046 | 0.42847 | 0.40501 | 0.40089 | 0.42394 | 0.39101 | 0.419 | 0.40995 | 0.4046 | 0.42806 | 0.39513 | 0.46454 | 0.43262 | 0.43891 | 0.44476 | 0.46095 | 0.44026 | 0.44116 | 0.43621 | 0.46589 | 0.46005 | 0.43262 | 0.43127 | 0.43846 | 0.4542 | 0.4614 | 0.46275 | 0.47039 | 0.43756 | 0.44746 | 0.43891 | 0.45915 | 0.4506 | 0.44476 | 0.43037 | 0.44296 | 0.44431 | 0.4506 | 0.44386 | 0.42902 | 0.42947 | 0.42722 | 0.44476 | 0.46454 | 0.43531 | 0.44566 | 0.43082 | 0.43396 | 0.45465 | 0.44116 | 0.4551 | 0.46949 | 0.46409 | 0.45375 | 0.47219 | 0.44656 | 0.43981 | 0.43576 | 0.42947 | 0.44589 | 0.4747 | 0.45458 | 0.45138 | 0.46464 | 0.46373 | 0.4619 | 0.4619 | 0.44452 | 0.47105 | 0.47105 | 0.46556 | 0.43858 | 0.46007 | 0.47516 | 0.47105 | 0.44909 | 0.44406 | 0.47974 | 0.45092 | 0.47196 | 0.46098 | 0.43995 | 0.46602 | 0.44223 | 0.47288 | 0.44544 | 0.43446 | 0.46739 | 0.43858 | 0.44223 | 0.47974 | 0.44818 | 0.44955 | 0.44864 | 0.4372 | 0.46739 | 0.44452 | 0.46236 | 0.43446 | 0.44086 | 0.4651 | 0.4523 | 0.47105 | 0.4651 | 0.47562 | 0.48019 | 0.45001 | 0.49496 | 0.48972 | 0.49972 | 0.49496 | 0.45494 | 0.47543 | 0.48877 | 0.47162 | 0.49687 | 0.49734 | 0.45494 | 0.47876 | 0.49877 | 0.47876 | 0.48686 | 0.48829 | 0.49353 | 0.46161 | 0.4902 | 0.47638 | 0.47162 | 0.48115 | 0.47829 | 0.48877 | 0.46971 | 0.4659 | 0.49877 | 0.48972 | 0.47972 | 0.4559 | 0.47972 | 0.49734 | 0.4659 | 0.474 | 0.474 | 0.47257 | 0.45399 | 0.48305 | 0.45304 | 0.45399 | 0.46542 | 0.49306 | 0.46733 | 0.4821 | 0.45542 | 0.48829 | 0.4983 | 0.48877 | 0.46222 | 0.47287 | 0.484 | 0.46464 | 0.4811 | 0.47336 | 0.47094 | 0.48836 | 0.47239 | 0.48836 | 0.47626 | 0.4903 | 0.484 | 0.49901 | 0.47965 | 0.47336 | 0.46755 | 0.46222 | 0.48884 | 0.46077 | 0.46561 | 0.49659 | 0.47626 | 0.5082 | 0.46464 | 0.49272 | 0.50143 | 0.46755 | 0.47239 | 0.4782 | 0.48497 | 0.50482 | 0.47965 | 0.49804 | 0.47384 | 0.4903 | 0.49514 | 0.4598 | 0.48836 | 0.48546 | 0.4811 | 0.49901 | 0.47771 | 0.48207 | 0.49949 | 0.4782 | 0.47384 | 0.47674 | 0.48158 | 0.46561 | 0.46416 | 0.47771 | 0.48158 | 0.48497 | 0.49562 | 0.50191 | 0.47432 | 0.49562 | 0.48836 | 0.49659 | 0.469 | 0.47771 | 0.46658 | 0.5082 | 0.46803 | 0.49126 | 0.48255 | 0.49175 | 0.46029 | 0.49562 | 0.47965 | 0.49901 | 0.46561 | 0.46561 | 0.4598 | 0.49707 | 0.48449 | 0.50336 | 0.4598 | 0.48304 | 0.46706 | 0.47481 | 0.50724 | 0.5024 | 0.47287 | 0.4782 | 0.48013 | 0.46416 | 0.46658 | 0.46706 | 0.49707 | 0.50288 | 0.48497 | 0.47432 | 0.46997
BC_CBN_DSS | 198 | 230 | BC | 0.006494 | 198 | 11098 | 0.7207 | 0.79782 | 0.76902 | 0.75579 | 0.75345 | 0.75267 | 0.77447 | 0.79159 | 0.80093 | 0.7519 | 0.73944 | 0.7698 | 0.79626 | 0.75423 | 0.78459 | 0.79159 | 0.75734 | 0.75034 | 0.80949 | 0.76435 | 0.76513 | 0.76591 | 0.74956 | 0.75579 | 0.77136 | 0.7519 | 0.74878 | 0.77291 | 0.80249 | 0.77213 | 0.74178 | 0.76279 | 0.75034 | 0.78614 | 0.75345 | 0.77758 | 0.76046 | 0.74178 | 0.76513 | 0.81027 | 0.76591 | 0.75812 | 0.80171 | 0.73944 | 0.79237 | 0.77525 | 0.76513 | 0.80949 | 0.74723 | 0.8785 | 0.81811 | 0.83002 | 0.84108 | 0.87169 | 0.83257 | 0.83427 | 0.82492 | 0.88105 | 0.86999 | 0.81811 | 0.81556 | 0.82917 | 0.85894 | 0.87254 | 0.87509 | 0.88955 | 0.82747 | 0.84618 | 0.83002 | 0.86829 | 0.85213 | 0.84108 | 0.81386 | 0.83767 | 0.84023 | 0.85213 | 0.83938 | 0.81131 | 0.81216 | 0.80791 | 0.84108 | 0.8785 | 0.82322 | 0.84278 | 0.81471 | 0.82067 | 0.85979 | 0.83427 | 0.86064 | 0.88785 | 0.87764 | 0.85808 | 0.89295 | 0.84448 | 0.83172 | 0.82407 | 0.81216 | 0.84322 | 0.89771 | 0.85966 | 0.8536 | 0.87868 | 0.87695 | 0.87349 | 0.87349 | 0.84063 | 0.89079 | 0.89079 | 0.88041 | 0.82939 | 0.87003 | 0.89857 | 0.89079 | 0.84928 | 0.83976 | 0.90722 | 0.85274 | 0.89252 | 0.87176 | 0.83198 | 0.88128 | 0.83631 | 0.89425 | 0.84236 | 0.8216 | 0.88387 | 0.82939 | 0.83631 | 0.90722 | 0.84755 | 0.85014 | 0.84841 | 0.82679 | 0.88387 | 0.84063 | 0.87436 | 0.8216 | 0.83371 | 0.87955 | 0.85533 | 0.89079 | 0.87955 | 0.89944 | 0.90809 | 0.85101 | 0.93601 | 0.9261 | 0.94502 | 0.93601 | 0.86034 | 0.89908 | 0.9243 | 0.89187 | 0.93962 | 0.94052 | 0.86034 | 0.90538 | 0.94322 | 0.90538 | 0.9207 | 0.9234 | 0.93331 | 0.87295 | 0.92701 | 0.90088 | 0.89187 | 0.90989 | 0.90448 | 0.9243 | 0.88827 | 0.88106 | 0.94322 | 0.9261 | 0.90719 | 0.86214 | 0.90719 | 0.94052 | 0.88106 | 0.89638 | 0.89638 | 0.89367 | 0.85854 | 0.91349 | 0.85674 | 0.85854 | 0.88016 | 0.93241 | 0.88376 | 0.91169 | 0.86124 | 0.9234 | 0.94232 | 0.9243 | 0.87411 | 0.89424 | 0.91529 | 0.87868 | 0.9098 | 0.89516 | 0.89058 | 0.92353 | 0.89333 | 0.92353 | 0.90065 | 0.92719 | 0.91529 | 0.94367 | 0.90706 | 0.89516 | 0.88417 | 0.87411 | 0.92445 | 0.87136 | 0.88051 | 0.93909 | 0.90065 | 0.96106 | 0.87868 | 0.93177 | 0.94824 | 0.88417 | 0.89333 | 0.90431 | 0.91712 | 0.95465 | 0.90706 | 0.94184 | 0.89607 | 0.92719 | 0.93635 | 0.86953 | 0.92353 | 0.91804 | 0.9098 | 0.94367 | 0.9034 | 0.91163 | 0.94458 | 0.90431 | 0.89607 | 0.90156 | 0.91072 | 0.88051 | 0.87777 | 0.9034 | 0.91072 | 0.91712 | 0.93726 | 0.94916 | 0.89699 | 0.93726 | 0.92353 | 0.93909 | 0.88692 | 0.9034 | 0.88234 | 0.96106 | 0.88509 | 0.92902 | 0.91255 | 0.92994 | 0.87044 | 0.93726 | 0.90706 | 0.94367 | 0.88051 | 0.88051 | 0.86953 | 0.94001 | 0.91621 | 0.95191 | 0.86953 | 0.91346 | 0.88326 | 0.8979 | 0.95923 | 0.95008 | 0.89424 | 0.90431 | 0.90797 | 0.87777 | 0.88234 | 0.88326 | 0.94001 | 0.95099 | 0.91712 | 0.89699 | 0.88875
BC_CCB_TSS | 199 | 500 | BC | 0.005604 | 199 | 11098 | 0.62193 | 0.68848 | 0.66363 | 0.65221 | 0.65019 | 0.64952 | 0.66833 | 0.68311 | 0.69117 | 0.64885 | 0.6381 | 0.6643 | 0.68714 | 0.65086 | 0.67706 | 0.68311 | 0.65355 | 0.64751 | 0.69855 | 0.6596 | 0.66027 | 0.66094 | 0.64683 | 0.65221 | 0.66564 | 0.64885 | 0.64616 | 0.66698 | 0.69251 | 0.66631 | 0.64012 | 0.65825 | 0.64751 | 0.6784 | 0.65019 | 0.67101 | 0.65624 | 0.64012 | 0.66027 | 0.69923 | 0.66094 | 0.65422 | 0.69184 | 0.6381 | 0.68378 | 0.669 | 0.66027 | 0.69855 | 0.64482 | 0.7581 | 0.70599 | 0.71627 | 0.72581 | 0.75223 | 0.71847 | 0.71994 | 0.71186 | 0.7603 | 0.75076 | 0.70599 | 0.70379 | 0.71553 | 0.74122 | 0.75296 | 0.75516 | 0.76764 | 0.71406 | 0.73021 | 0.71627 | 0.74929 | 0.73535 | 0.72581 | 0.70232 | 0.72287 | 0.72507 | 0.73535 | 0.72434 | 0.70012 | 0.70086 | 0.69719 | 0.72581 | 0.7581 | 0.7104 | 0.72727 | 0.70306 | 0.70819 | 0.74195 | 0.71994 | 0.74269 | 0.76617 | 0.75736 | 0.74048 | 0.77057 | 0.72874 | 0.71773 | 0.71113 | 0.70086 | 0.72766 | 0.77468 | 0.74184 | 0.73662 | 0.75826 | 0.75677 | 0.75378 | 0.75378 | 0.72542 | 0.76871 | 0.76871 | 0.75975 | 0.71572 | 0.7508 | 0.77542 | 0.76871 | 0.73288 | 0.72468 | 0.78289 | 0.73587 | 0.7702 | 0.75229 | 0.71796 | 0.7605 | 0.72169 | 0.77169 | 0.72691 | 0.709 | 0.76274 | 0.71572 | 0.72169 | 0.78289 | 0.73139 | 0.73363 | 0.73214 | 0.71348 | 0.76274 | 0.72542 | 0.75453 | 0.709 | 0.71945 | 0.75901 | 0.73811 | 0.76871 | 0.75901 | 0.77617 | 0.78363 | 0.73438 | 0.80773 | 0.79918 | 0.81551 | 0.80773 | 0.74243 | 0.77586 | 0.79763 | 0.76964 | 0.81084 | 0.81162 | 0.74243 | 0.7813 | 0.81395 | 0.7813 | 0.79452 | 0.79685 | 0.8054 | 0.75332 | 0.79996 | 0.77741 | 0.76964 | 0.78519 | 0.78052 | 0.79763 | 0.76653 | 0.76031 | 0.81395 | 0.79918 | 0.78286 | 0.74399 | 0.78286 | 0.81162 | 0.76031 | 0.77353 | 0.77353 | 0.7712 | 0.74088 | 0.7883 | 0.73932 | 0.74088 | 0.75953 | 0.80462 | 0.76264 | 0.78674 | 0.74321 | 0.79685 | 0.81318 | 0.79763 | 0.75431 | 0.77169 | 0.78985 | 0.75826 | 0.78511 | 0.77248 | 0.76853 | 0.79696 | 0.7709 | 0.79696 | 0.77722 | 0.80012 | 0.78985 | 0.81434 | 0.78274 | 0.77248 | 0.763 | 0.75431 | 0.79775 | 0.75194 | 0.75984 | 0.81039 | 0.77722 | 0.82935 | 0.75826 | 0.80407 | 0.81829 | 0.763 | 0.7709 | 0.78038 | 0.79143 | 0.82382 | 0.78274 | 0.81276 | 0.77327 | 0.80012 | 0.80802 | 0.75036 | 0.79696 | 0.79222 | 0.78511 | 0.81434 | 0.77959 | 0.78669 | 0.81513 | 0.78038 | 0.77327 | 0.77801 | 0.7859 | 0.75984 | 0.75747 | 0.77959 | 0.7859 | 0.79143 | 0.80881 | 0.81908 | 0.77406 | 0.80881 | 0.79696 | 0.81039 | 0.76537 | 0.77959 | 0.76142 | 0.82935 | 0.76379 | 0.8017 | 0.78748 | 0.80249 | 0.75115 | 0.80881 | 0.78274 | 0.81434 | 0.75984 | 0.75984 | 0.75036 | 0.81118 | 0.79064 | 0.82145 | 0.75036 | 0.78827 | 0.76221 | 0.77485 | 0.82777 | 0.81987 | 0.77169 | 0.78038 | 0.78353 | 0.75747 | 0.76142 | 0.76221 | 0.81118 | 0.82066 | 0.79143 | 0.77406 | 0.76695
BC_CKY_DSS | 200 | 230 | BC | 0.003087 | 200 | 11098 | 0.3426 | 0.37925 | 0.36556 | 0.35927 | 0.35816 | 0.35779 | 0.36815 | 0.37629 | 0.38073 | 0.35742 | 0.3515 | 0.36593 | 0.37851 | 0.35853 | 0.37296 | 0.37629 | 0.36001 | 0.35668 | 0.3848 | 0.36334 | 0.36371 | 0.36408 | 0.35631 | 0.35927 | 0.36667 | 0.35742 | 0.35594 | 0.36741 | 0.38147 | 0.36704 | 0.35261 | 0.3626 | 0.35668 | 0.3737 | 0.35816 | 0.36963 | 0.36149 | 0.35261 | 0.36371 | 0.38517 | 0.36408 | 0.36038 | 0.3811 | 0.3515 | 0.37666 | 0.36852 | 0.36371 | 0.3848 | 0.3552 | 0.4176 | 0.3889 | 0.39456 | 0.39982 | 0.41437 | 0.39577 | 0.39658 | 0.39213 | 0.41882 | 0.41356 | 0.3889 | 0.38769 | 0.39416 | 0.40831 | 0.41477 | 0.41599 | 0.42286 | 0.39335 | 0.40224 | 0.39456 | 0.41275 | 0.40507 | 0.39982 | 0.38688 | 0.3982 | 0.39941 | 0.40507 | 0.39901 | 0.38567 | 0.38607 | 0.38405 | 0.39982 | 0.4176 | 0.39133 | 0.40062 | 0.38728 | 0.39011 | 0.40871 | 0.39658 | 0.40911 | 0.42205 | 0.4172 | 0.4079 | 0.42448 | 0.40143 | 0.39537 | 0.39173 | 0.38607 | 0.40084 | 0.42674 | 0.40865 | 0.40577 | 0.41769 | 0.41687 | 0.41523 | 0.41523 | 0.3996 | 0.42345 | 0.42345 | 0.41851 | 0.39426 | 0.41358 | 0.42715 | 0.42345 | 0.40371 | 0.39919 | 0.43126 | 0.40536 | 0.42427 | 0.4144 | 0.39549 | 0.41893 | 0.39755 | 0.42509 | 0.40043 | 0.39056 | 0.42016 | 0.39426 | 0.39755 | 0.43126 | 0.40289 | 0.40413 | 0.4033 | 0.39303 | 0.42016 | 0.3996 | 0.41564 | 0.39056 | 0.39631 | 0.4181 | 0.40659 | 0.42345 | 0.4181 | 0.42756 | 0.43167 | 0.40454 | 0.44495 | 0.44023 | 0.44923 | 0.44495 | 0.40897 | 0.42739 | 0.43938 | 0.42396 | 0.44666 | 0.44709 | 0.40897 | 0.43039 | 0.44837 | 0.43039 | 0.43767 | 0.43895 | 0.44366 | 0.41497 | 0.44066 | 0.42824 | 0.42396 | 0.43253 | 0.42996 | 0.43938 | 0.42225 | 0.41882 | 0.44837 | 0.44023 | 0.43124 | 0.40983 | 0.43124 | 0.44709 | 0.41882 | 0.4261 | 0.4261 | 0.42482 | 0.40812 | 0.43424 | 0.40726 | 0.40812 | 0.41839 | 0.44323 | 0.42011 | 0.43338 | 0.4094 | 0.43895 | 0.44794 | 0.43938 | 0.41552 | 0.42509 | 0.4351 | 0.41769 | 0.43249 | 0.42552 | 0.42335 | 0.43901 | 0.42465 | 0.43901 | 0.42813 | 0.44075 | 0.4351 | 0.44858 | 0.43118 | 0.42552 | 0.4203 | 0.41552 | 0.43945 | 0.41421 | 0.41856 | 0.44641 | 0.42813 | 0.45685 | 0.41769 | 0.44293 | 0.45076 | 0.4203 | 0.42465 | 0.42987 | 0.43597 | 0.45381 | 0.43118 | 0.44771 | 0.42596 | 0.44075 | 0.4451 | 0.41334 | 0.43901 | 0.4364 | 0.43249 | 0.44858 | 0.42944 | 0.43336 | 0.44902 | 0.42987 | 0.42596 | 0.42857 | 0.43292 | 0.41856 | 0.41726 | 0.42944 | 0.43292 | 0.43597 | 0.44554 | 0.45119 | 0.42639 | 0.44554 | 0.43901 | 0.44641 | 0.42161 | 0.42944 | 0.41943 | 0.45685 | 0.42074 | 0.44162 | 0.43379 | 0.44206 | 0.41378 | 0.44554 | 0.43118 | 0.44858 | 0.41856 | 0.41856 | 0.41334 | 0.44684 | 0.43553 | 0.4525 | 0.41334 | 0.43423 | 0.41987 | 0.42683 | 0.45598 | 0.45163 | 0.42509 | 0.42987 | 0.43162 | 0.41726 | 0.41943 | 0.41987 | 0.44684 | 0.45206 | 0.43597 | 0.42639 | 0.42248
BC_CMS_GSS | 201 | 230 | BC | 0.003087 | 201 | 11098 | 0.3426 | 0.37925 | 0.36556 | 0.35927 | 0.35816 | 0.35779 | 0.36815 | 0.37629 | 0.38073 | 0.35742 | 0.3515 | 0.36593 | 0.37851 | 0.35853 | 0.37296 | 0.37629 | 0.36001 | 0.35668 | 0.3848 | 0.36334 | 0.36371 | 0.36408 | 0.35631 | 0.35927 | 0.36667 | 0.35742 | 0.35594 | 0.36741 | 0.38147 | 0.36704 | 0.35261 | 0.3626 | 0.35668 | 0.3737 | 0.35816 | 0.36963 | 0.36149 | 0.35261 | 0.36371 | 0.38517 | 0.36408 | 0.36038 | 0.3811 | 0.3515 | 0.37666 | 0.36852 | 0.36371 | 0.3848 | 0.3552 | 0.4176 | 0.3889 | 0.39456 | 0.39982 | 0.41437 | 0.39577 | 0.39658 | 0.39213 | 0.41882 | 0.41356 | 0.3889 | 0.38769 | 0.39416 | 0.40831 | 0.41477 | 0.41599 | 0.42286 | 0.39335 | 0.40224 | 0.39456 | 0.41275 | 0.40507 | 0.39982 | 0.38688 | 0.3982 | 0.39941 | 0.40507 | 0.39901 | 0.38567 | 0.38607 | 0.38405 | 0.39982 | 0.4176 | 0.39133 | 0.40062 | 0.38728 | 0.39011 | 0.40871 | 0.39658 | 0.40911 | 0.42205 | 0.4172 | 0.4079 | 0.42448 | 0.40143 | 0.39537 | 0.39173 | 0.38607 | 0.40084 | 0.42674 | 0.40865 | 0.40577 | 0.41769 | 0.41687 | 0.41523 | 0.41523 | 0.3996 | 0.42345 | 0.42345 | 0.41851 | 0.39426 | 0.41358 | 0.42715 | 0.42345 | 0.40371 | 0.39919 | 0.43126 | 0.40536 | 0.42427 | 0.4144 | 0.39549 | 0.41893 | 0.39755 | 0.42509 | 0.40043 | 0.39056 | 0.42016 | 0.39426 | 0.39755 | 0.43126 | 0.40289 | 0.40413 | 0.4033 | 0.39303 | 0.42016 | 0.3996 | 0.41564 | 0.39056 | 0.39631 | 0.4181 | 0.40659 | 0.42345 | 0.4181 | 0.42756 | 0.43167 | 0.40454 | 0.44495 | 0.44023 | 0.44923 | 0.44495 | 0.40897 | 0.42739 | 0.43938 | 0.42396 | 0.44666 | 0.44709 | 0.40897 | 0.43039 | 0.44837 | 0.43039 | 0.43767 | 0.43895 | 0.44366 | 0.41497 | 0.44066 | 0.42824 | 0.42396 | 0.43253 | 0.42996 | 0.43938 | 0.42225 | 0.41882 | 0.44837 | 0.44023 | 0.43124 | 0.40983 | 0.43124 | 0.44709 | 0.41882 | 0.4261 | 0.4261 | 0.42482 | 0.40812 | 0.43424 | 0.40726 | 0.40812 | 0.41839 | 0.44323 | 0.42011 | 0.43338 | 0.4094 | 0.43895 | 0.44794 | 0.43938 | 0.41552 | 0.42509 | 0.4351 | 0.41769 | 0.43249 | 0.42552 | 0.42335 | 0.43901 | 0.42465 | 0.43901 | 0.42813 | 0.44075 | 0.4351 | 0.44858 | 0.43118 | 0.42552 | 0.4203 | 0.41552 | 0.43945 | 0.41421 | 0.41856 | 0.44641 | 0.42813 | 0.45685 | 0.41769 | 0.44293 | 0.45076 | 0.4203 | 0.42465 | 0.42987 | 0.43597 | 0.45381 | 0.43118 | 0.44771 | 0.42596 | 0.44075 | 0.4451 | 0.41334 | 0.43901 | 0.4364 | 0.43249 | 0.44858 | 0.42944 | 0.43336 | 0.44902 | 0.42987 | 0.42596 | 0.42857 | 0.43292 | 0.41856 | 0.41726 | 0.42944 | 0.43292 | 0.43597 | 0.44554 | 0.45119 | 0.42639 | 0.44554 | 0.43901 | 0.44641 | 0.42161 | 0.42944 | 0.41943 | 0.45685 | 0.42074 | 0.44162 | 0.43379 | 0.44206 | 0.41378 | 0.44554 | 0.43118 | 0.44858 | 0.41856 | 0.41856 | 0.41334 | 0.44684 | 0.43553 | 0.4525 | 0.41334 | 0.43423 | 0.41987 | 0.42683 | 0.45598 | 0.45163 | 0.42509 | 0.42987 | 0.43162 | 0.41726 | 0.41943 | 0.41987 | 0.44684 | 0.45206 | 0.43597 | 0.42639 | 0.42248
BC_COK_DSS | 202 | 230 | BC | 0.015035 | 202 | 11098 | 1.6686 | 1.8471 | 1.7804 | 1.7498 | 1.7444 | 1.7426 | 1.7931 | 1.8327 | 1.8543 | 1.7408 | 1.712 | 1.7822 | 1.8435 | 1.7462 | 1.8165 | 1.8327 | 1.7534 | 1.7372 | 1.8742 | 1.7696 | 1.7714 | 1.7732 | 1.7354 | 1.7498 | 1.7859 | 1.7408 | 1.7336 | 1.7895 | 1.8579 | 1.7877 | 1.7174 | 1.766 | 1.7372 | 1.8201 | 1.7444 | 1.8003 | 1.7606 | 1.7174 | 1.7714 | 1.876 | 1.7732 | 1.7552 | 1.8561 | 1.712 | 1.8345 | 1.7949 | 1.7714 | 1.8742 | 1.73 | 2.0339 | 1.8941 | 1.9217 | 1.9473 | 2.0182 | 1.9276 | 1.9315 | 1.9099 | 2.0398 | 2.0142 | 1.8941 | 1.8882 | 1.9197 | 1.9886 | 2.0201 | 2.026 | 2.0595 | 1.9158 | 1.9591 | 1.9217 | 2.0103 | 1.9729 | 1.9473 | 1.8843 | 1.9394 | 1.9453 | 1.9729 | 1.9433 | 1.8784 | 1.8803 | 1.8705 | 1.9473 | 2.0339 | 1.9059 | 1.9512 | 1.8862 | 1.9 | 1.9906 | 1.9315 | 1.9926 | 2.0556 | 2.0319 | 1.9866 | 2.0674 | 1.9551 | 1.9256 | 1.9079 | 1.8803 | 1.9522 | 2.0784 | 1.9903 | 1.9763 | 2.0343 | 2.0303 | 2.0223 | 2.0223 | 1.9462 | 2.0624 | 2.0624 | 2.0383 | 1.9202 | 2.0143 | 2.0804 | 2.0624 | 1.9663 | 1.9442 | 2.1004 | 1.9743 | 2.0664 | 2.0183 | 1.9262 | 2.0403 | 1.9362 | 2.0704 | 1.9502 | 1.9022 | 2.0464 | 1.9202 | 1.9362 | 2.1004 | 1.9623 | 1.9683 | 1.9643 | 1.9142 | 2.0464 | 1.9462 | 2.0243 | 1.9022 | 1.9302 | 2.0363 | 1.9803 | 2.0624 | 2.0363 | 2.0824 | 2.1024 | 1.9703 | 2.1671 | 2.1441 | 2.1879 | 2.1671 | 1.9919 | 2.0816 | 2.14 | 2.0649 | 2.1754 | 2.1775 | 1.9919 | 2.0962 | 2.1838 | 2.0962 | 2.1316 | 2.1379 | 2.1608 | 2.0211 | 2.1462 | 2.0857 | 2.0649 | 2.1066 | 2.0941 | 2.14 | 2.0565 | 2.0398 | 2.1838 | 2.1441 | 2.1003 | 1.996 | 2.1003 | 2.1775 | 2.0398 | 2.0753 | 2.0753 | 2.069 | 1.9877 | 2.1149 | 1.9835 | 1.9877 | 2.0378 | 2.1587 | 2.0461 | 2.1108 | 1.994 | 2.1379 | 2.1817 | 2.14 | 2.0237 | 2.0704 | 2.1191 | 2.0343 | 2.1064 | 2.0725 | 2.0619 | 2.1382 | 2.0682 | 2.1382 | 2.0852 | 2.1467 | 2.1191 | 2.1848 | 2.1 | 2.0725 | 2.0471 | 2.0237 | 2.1403 | 2.0174 | 2.0386 | 2.1742 | 2.0852 | 2.2251 | 2.0343 | 2.1572 | 2.1954 | 2.0471 | 2.0682 | 2.0937 | 2.1233 | 2.2102 | 2.1 | 2.1806 | 2.0746 | 2.1467 | 2.1678 | 2.0131 | 2.1382 | 2.1255 | 2.1064 | 2.1848 | 2.0916 | 2.1106 | 2.1869 | 2.0937 | 2.0746 | 2.0873 | 2.1085 | 2.0386 | 2.0322 | 2.0916 | 2.1085 | 2.1233 | 2.17 | 2.1975 | 2.0767 | 2.17 | 2.1382 | 2.1742 | 2.0534 | 2.0916 | 2.0428 | 2.2251 | 2.0492 | 2.1509 | 2.1127 | 2.153 | 2.0153 | 2.17 | 2.1 | 2.1848 | 2.0386 | 2.0386 | 2.0131 | 2.1763 | 2.1212 | 2.2039 | 2.0131 | 2.1149 | 2.0449 | 2.0788 | 2.2208 | 2.1996 | 2.0704 | 2.0937 | 2.1021 | 2.0322 | 2.0428 | 2.0449 | 2.1763 | 2.2017 | 2.1233 | 2.0767 | 2.0576
BC_CSN_DSS | 203 | 230 | BC | 0.015035 | 203 | 11098 | 1.6686 | 1.8471 | 1.7804 | 1.7498 | 1.7444 | 1.7426 | 1.7931 | 1.8327 | 1.8543 | 1.7408 | 1.712 | 1.7822 | 1.8435 | 1.7462 | 1.8165 | 1.8327 | 1.7534 | 1.7372 | 1.8742 | 1.7696 | 1.7714 | 1.7732 | 1.7354 | 1.7498 | 1.7859 | 1.7408 | 1.7336 | 1.7895 | 1.8579 | 1.7877 | 1.7174 | 1.766 | 1.7372 | 1.8201 | 1.7444 | 1.8003 | 1.7606 | 1.7174 | 1.7714 | 1.876 | 1.7732 | 1.7552 | 1.8561 | 1.712 | 1.8345 | 1.7949 | 1.7714 | 1.8742 | 1.73 | 2.0339 | 1.8941 | 1.9217 | 1.9473 | 2.0182 | 1.9276 | 1.9315 | 1.9099 | 2.0398 | 2.0142 | 1.8941 | 1.8882 | 1.9197 | 1.9886 | 2.0201 | 2.026 | 2.0595 | 1.9158 | 1.9591 | 1.9217 | 2.0103 | 1.9729 | 1.9473 | 1.8843 | 1.9394 | 1.9453 | 1.9729 | 1.9433 | 1.8784 | 1.8803 | 1.8705 | 1.9473 | 2.0339 | 1.9059 | 1.9512 | 1.8862 | 1.9 | 1.9906 | 1.9315 | 1.9926 | 2.0556 | 2.0319 | 1.9866 | 2.0674 | 1.9551 | 1.9256 | 1.9079 | 1.8803 | 1.9522 | 2.0784 | 1.9903 | 1.9763 | 2.0343 | 2.0303 | 2.0223 | 2.0223 | 1.9462 | 2.0624 | 2.0624 | 2.0383 | 1.9202 | 2.0143 | 2.0804 | 2.0624 | 1.9663 | 1.9442 | 2.1004 | 1.9743 | 2.0664 | 2.0183 | 1.9262 | 2.0403 | 1.9362 | 2.0704 | 1.9502 | 1.9022 | 2.0464 | 1.9202 | 1.9362 | 2.1004 | 1.9623 | 1.9683 | 1.9643 | 1.9142 | 2.0464 | 1.9462 | 2.0243 | 1.9022 | 1.9302 | 2.0363 | 1.9803 | 2.0624 | 2.0363 | 2.0824 | 2.1024 | 1.9703 | 2.1671 | 2.1441 | 2.1879 | 2.1671 | 1.9919 | 2.0816 | 2.14 | 2.0649 | 2.1754 | 2.1775 | 1.9919 | 2.0962 | 2.1838 | 2.0962 | 2.1316 | 2.1379 | 2.1608 | 2.0211 | 2.1462 | 2.0857 | 2.0649 | 2.1066 | 2.0941 | 2.14 | 2.0565 | 2.0398 | 2.1838 | 2.1441 | 2.1003 | 1.996 | 2.1003 | 2.1775 | 2.0398 | 2.0753 | 2.0753 | 2.069 | 1.9877 | 2.1149 | 1.9835 | 1.9877 | 2.0378 | 2.1587 | 2.0461 | 2.1108 | 1.994 | 2.1379 | 2.1817 | 2.14 | 2.0237 | 2.0704 | 2.1191 | 2.0343 | 2.1064 | 2.0725 | 2.0619 | 2.1382 | 2.0682 | 2.1382 | 2.0852 | 2.1467 | 2.1191 | 2.1848 | 2.1 | 2.0725 | 2.0471 | 2.0237 | 2.1403 | 2.0174 | 2.0386 | 2.1742 | 2.0852 | 2.2251 | 2.0343 | 2.1572 | 2.1954 | 2.0471 | 2.0682 | 2.0937 | 2.1233 | 2.2102 | 2.1 | 2.1806 | 2.0746 | 2.1467 | 2.1678 | 2.0131 | 2.1382 | 2.1255 | 2.1064 | 2.1848 | 2.0916 | 2.1106 | 2.1869 | 2.0937 | 2.0746 | 2.0873 | 2.1085 | 2.0386 | 2.0322 | 2.0916 | 2.1085 | 2.1233 | 2.17 | 2.1975 | 2.0767 | 2.17 | 2.1382 | 2.1742 | 2.0534 | 2.0916 | 2.0428 | 2.2251 | 2.0492 | 2.1509 | 2.1127 | 2.153 | 2.0153 | 2.17 | 2.1 | 2.1848 | 2.0386 | 2.0386 | 2.0131 | 2.1763 | 2.1212 | 2.2039 | 2.0131 | 2.1149 | 2.0449 | 2.0788 | 2.2208 | 2.1996 | 2.0704 | 2.0937 | 2.1021 | 2.0322 | 2.0428 | 2.0449 | 2.1763 | 2.2017 | 2.1233 | 2.0767 | 2.0576
BC_CSQ_DSS | 204 | 230 | BC | 0.015035 | 204 | 11098 | 1.6686 | 1.8471 | 1.7804 | 1.7498 | 1.7444 | 1.7426 | 1.7931 | 1.8327 | 1.8543 | 1.7408 | 1.712 | 1.7822 | 1.8435 | 1.7462 | 1.8165 | 1.8327 | 1.7534 | 1.7372 | 1.8742 | 1.7696 | 1.7714 | 1.7732 | 1.7354 | 1.7498 | 1.7859 | 1.7408 | 1.7336 | 1.7895 | 1.8579 | 1.7877 | 1.7174 | 1.766 | 1.7372 | 1.8201 | 1.7444 | 1.8003 | 1.7606 | 1.7174 | 1.7714 | 1.876 | 1.7732 | 1.7552 | 1.8561 | 1.712 | 1.8345 | 1.7949 | 1.7714 | 1.8742 | 1.73 | 2.0339 | 1.8941 | 1.9217 | 1.9473 | 2.0182 | 1.9276 | 1.9315 | 1.9099 | 2.0398 | 2.0142 | 1.8941 | 1.8882 | 1.9197 | 1.9886 | 2.0201 | 2.026 | 2.0595 | 1.9158 | 1.9591 | 1.9217 | 2.0103 | 1.9729 | 1.9473 | 1.8843 | 1.9394 | 1.9453 | 1.9729 | 1.9433 | 1.8784 | 1.8803 | 1.8705 | 1.9473 | 2.0339 | 1.9059 | 1.9512 | 1.8862 | 1.9 | 1.9906 | 1.9315 | 1.9926 | 2.0556 | 2.0319 | 1.9866 | 2.0674 | 1.9551 | 1.9256 | 1.9079 | 1.8803 | 1.9522 | 2.0784 | 1.9903 | 1.9763 | 2.0343 | 2.0303 | 2.0223 | 2.0223 | 1.9462 | 2.0624 | 2.0624 | 2.0383 | 1.9202 | 2.0143 | 2.0804 | 2.0624 | 1.9663 | 1.9442 | 2.1004 | 1.9743 | 2.0664 | 2.0183 | 1.9262 | 2.0403 | 1.9362 | 2.0704 | 1.9502 | 1.9022 | 2.0464 | 1.9202 | 1.9362 | 2.1004 | 1.9623 | 1.9683 | 1.9643 | 1.9142 | 2.0464 | 1.9462 | 2.0243 | 1.9022 | 1.9302 | 2.0363 | 1.9803 | 2.0624 | 2.0363 | 2.0824 | 2.1024 | 1.9703 | 2.1671 | 2.1441 | 2.1879 | 2.1671 | 1.9919 | 2.0816 | 2.14 | 2.0649 | 2.1754 | 2.1775 | 1.9919 | 2.0962 | 2.1838 | 2.0962 | 2.1316 | 2.1379 | 2.1608 | 2.0211 | 2.1462 | 2.0857 | 2.0649 | 2.1066 | 2.0941 | 2.14 | 2.0565 | 2.0398 | 2.1838 | 2.1441 | 2.1003 | 1.996 | 2.1003 | 2.1775 | 2.0398 | 2.0753 | 2.0753 | 2.069 | 1.9877 | 2.1149 | 1.9835 | 1.9877 | 2.0378 | 2.1587 | 2.0461 | 2.1108 | 1.994 | 2.1379 | 2.1817 | 2.14 | 2.0237 | 2.0704 | 2.1191 | 2.0343 | 2.1064 | 2.0725 | 2.0619 | 2.1382 | 2.0682 | 2.1382 | 2.0852 | 2.1467 | 2.1191 | 2.1848 | 2.1 | 2.0725 | 2.0471 | 2.0237 | 2.1403 | 2.0174 | 2.0386 | 2.1742 | 2.0852 | 2.2251 | 2.0343 | 2.1572 | 2.1954 | 2.0471 | 2.0682 | 2.0937 | 2.1233 | 2.2102 | 2.1 | 2.1806 | 2.0746 | 2.1467 | 2.1678 | 2.0131 | 2.1382 | 2.1255 | 2.1064 | 2.1848 | 2.0916 | 2.1106 | 2.1869 | 2.0937 | 2.0746 | 2.0873 | 2.1085 | 2.0386 | 2.0322 | 2.0916 | 2.1085 | 2.1233 | 2.17 | 2.1975 | 2.0767 | 2.17 | 2.1382 | 2.1742 | 2.0534 | 2.0916 | 2.0428 | 2.2251 | 2.0492 | 2.1509 | 2.1127 | 2.153 | 2.0153 | 2.17 | 2.1 | 2.1848 | 2.0386 | 2.0386 | 2.0131 | 2.1763 | 2.1212 | 2.2039 | 2.0131 | 2.1149 | 2.0449 | 2.0788 | 2.2208 | 2.1996 | 2.0704 | 2.0937 | 2.1021 | 2.0322 | 2.0428 | 2.0449 | 2.1763 | 2.2017 | 2.1233 | 2.0767 | 2.0576
BC_CYP_DSS | 205 | 230 | BC | 0.015035 | 205 | 11098 | 1.6686 | 1.8471 | 1.7804 | 1.7498 | 1.7444 | 1.7426 | 1.7931 | 1.8327 | 1.8543 | 1.7408 | 1.712 | 1.7822 | 1.8435 | 1.7462 | 1.8165 | 1.8327 | 1.7534 | 1.7372 | 1.8742 | 1.7696 | 1.7714 | 1.7732 | 1.7354 | 1.7498 | 1.7859 | 1.7408 | 1.7336 | 1.7895 | 1.8579 | 1.7877 | 1.7174 | 1.766 | 1.7372 | 1.8201 | 1.7444 | 1.8003 | 1.7606 | 1.7174 | 1.7714 | 1.876 | 1.7732 | 1.7552 | 1.8561 | 1.712 | 1.8345 | 1.7949 | 1.7714 | 1.8742 | 1.73 | 2.0339 | 1.8941 | 1.9217 | 1.9473 | 2.0182 | 1.9276 | 1.9315 | 1.9099 | 2.0398 | 2.0142 | 1.8941 | 1.8882 | 1.9197 | 1.9886 | 2.0201 | 2.026 | 2.0595 | 1.9158 | 1.9591 | 1.9217 | 2.0103 | 1.9729 | 1.9473 | 1.8843 | 1.9394 | 1.9453 | 1.9729 | 1.9433 | 1.8784 | 1.8803 | 1.8705 | 1.9473 | 2.0339 | 1.9059 | 1.9512 | 1.8862 | 1.9 | 1.9906 | 1.9315 | 1.9926 | 2.0556 | 2.0319 | 1.9866 | 2.0674 | 1.9551 | 1.9256 | 1.9079 | 1.8803 | 1.9522 | 2.0784 | 1.9903 | 1.9763 | 2.0343 | 2.0303 | 2.0223 | 2.0223 | 1.9462 | 2.0624 | 2.0624 | 2.0383 | 1.9202 | 2.0143 | 2.0804 | 2.0624 | 1.9663 | 1.9442 | 2.1004 | 1.9743 | 2.0664 | 2.0183 | 1.9262 | 2.0403 | 1.9362 | 2.0704 | 1.9502 | 1.9022 | 2.0464 | 1.9202 | 1.9362 | 2.1004 | 1.9623 | 1.9683 | 1.9643 | 1.9142 | 2.0464 | 1.9462 | 2.0243 | 1.9022 | 1.9302 | 2.0363 | 1.9803 | 2.0624 | 2.0363 | 2.0824 | 2.1024 | 1.9703 | 2.1671 | 2.1441 | 2.1879 | 2.1671 | 1.9919 | 2.0816 | 2.14 | 2.0649 | 2.1754 | 2.1775 | 1.9919 | 2.0962 | 2.1838 | 2.0962 | 2.1316 | 2.1379 | 2.1608 | 2.0211 | 2.1462 | 2.0857 | 2.0649 | 2.1066 | 2.0941 | 2.14 | 2.0565 | 2.0398 | 2.1838 | 2.1441 | 2.1003 | 1.996 | 2.1003 | 2.1775 | 2.0398 | 2.0753 | 2.0753 | 2.069 | 1.9877 | 2.1149 | 1.9835 | 1.9877 | 2.0378 | 2.1587 | 2.0461 | 2.1108 | 1.994 | 2.1379 | 2.1817 | 2.14 | 2.0237 | 2.0704 | 2.1191 | 2.0343 | 2.1064 | 2.0725 | 2.0619 | 2.1382 | 2.0682 | 2.1382 | 2.0852 | 2.1467 | 2.1191 | 2.1848 | 2.1 | 2.0725 | 2.0471 | 2.0237 | 2.1403 | 2.0174 | 2.0386 | 2.1742 | 2.0852 | 2.2251 | 2.0343 | 2.1572 | 2.1954 | 2.0471 | 2.0682 | 2.0937 | 2.1233 | 2.2102 | 2.1 | 2.1806 | 2.0746 | 2.1467 | 2.1678 | 2.0131 | 2.1382 | 2.1255 | 2.1064 | 2.1848 | 2.0916 | 2.1106 | 2.1869 | 2.0937 | 2.0746 | 2.0873 | 2.1085 | 2.0386 | 2.0322 | 2.0916 | 2.1085 | 2.1233 | 2.17 | 2.1975 | 2.0767 | 2.17 | 2.1382 | 2.1742 | 2.0534 | 2.0916 | 2.0428 | 2.2251 | 2.0492 | 2.1509 | 2.1127 | 2.153 | 2.0153 | 2.17 | 2.1 | 2.1848 | 2.0386 | 2.0386 | 2.0131 | 2.1763 | 2.1212 | 2.2039 | 2.0131 | 2.1149 | 2.0449 | 2.0788 | 2.2208 | 2.1996 | 2.0704 | 2.0937 | 2.1021 | 2.0322 | 2.0428 | 2.0449 | 2.1763 | 2.2017 | 2.1233 | 2.0767 | 2.0576
BC_DGB_TSS | 206 | 230 | BC | 0.005584 | 206 | 11098 | 0.61971 | 0.68602 | 0.66126 | 0.64988 | 0.64787 | 0.6472 | 0.66594 | 0.68067 | 0.6887 | 0.64653 | 0.63582 | 0.66193 | 0.68468 | 0.64854 | 0.67464 | 0.68067 | 0.65122 | 0.64519 | 0.69606 | 0.65724 | 0.65791 | 0.65858 | 0.64453 | 0.64988 | 0.66327 | 0.64653 | 0.64386 | 0.6646 | 0.69004 | 0.66393 | 0.63783 | 0.6559 | 0.64519 | 0.67598 | 0.64787 | 0.66862 | 0.6539 | 0.63783 | 0.65791 | 0.69673 | 0.65858 | 0.65189 | 0.68937 | 0.63582 | 0.68134 | 0.66661 | 0.65791 | 0.69606 | 0.64252 | 0.75539 | 0.70347 | 0.71371 | 0.72322 | 0.74954 | 0.7159 | 0.71737 | 0.70932 | 0.75759 | 0.74808 | 0.70347 | 0.70128 | 0.71298 | 0.73857 | 0.75027 | 0.75247 | 0.7649 | 0.71152 | 0.7276 | 0.71371 | 0.74662 | 0.73272 | 0.72322 | 0.69982 | 0.72029 | 0.72249 | 0.73272 | 0.72175 | 0.69762 | 0.69835 | 0.6947 | 0.72322 | 0.75539 | 0.70786 | 0.72468 | 0.70055 | 0.70567 | 0.7393 | 0.71737 | 0.74004 | 0.76344 | 0.75466 | 0.73784 | 0.76782 | 0.72614 | 0.71517 | 0.70859 | 0.69835 | 0.72506 | 0.77191 | 0.73919 | 0.73399 | 0.75555 | 0.75407 | 0.75109 | 0.75109 | 0.72283 | 0.76596 | 0.76596 | 0.75704 | 0.71316 | 0.74812 | 0.77266 | 0.76596 | 0.73027 | 0.72209 | 0.78009 | 0.73324 | 0.76745 | 0.7496 | 0.7154 | 0.75778 | 0.71911 | 0.76894 | 0.72432 | 0.70647 | 0.76002 | 0.71316 | 0.71911 | 0.78009 | 0.72878 | 0.73101 | 0.72953 | 0.71093 | 0.76002 | 0.72283 | 0.75183 | 0.70647 | 0.71688 | 0.7563 | 0.73547 | 0.76596 | 0.7563 | 0.7734 | 0.78084 | 0.73176 | 0.80485 | 0.79633 | 0.8126 | 0.80485 | 0.73978 | 0.77309 | 0.79478 | 0.76689 | 0.80795 | 0.80872 | 0.73978 | 0.77851 | 0.81105 | 0.77851 | 0.79168 | 0.79401 | 0.80253 | 0.75063 | 0.7971 | 0.77464 | 0.76689 | 0.78239 | 0.77774 | 0.79478 | 0.7638 | 0.7576 | 0.81105 | 0.79633 | 0.78006 | 0.74133 | 0.78006 | 0.80872 | 0.7576 | 0.77077 | 0.77077 | 0.76844 | 0.73823 | 0.78549 | 0.73668 | 0.73823 | 0.75682 | 0.80175 | 0.75992 | 0.78394 | 0.74056 | 0.79401 | 0.81027 | 0.79478 | 0.75162 | 0.76893 | 0.78703 | 0.75555 | 0.78231 | 0.76972 | 0.76578 | 0.79412 | 0.76815 | 0.79412 | 0.77444 | 0.79727 | 0.78703 | 0.81143 | 0.77995 | 0.76972 | 0.76028 | 0.75162 | 0.7949 | 0.74926 | 0.75713 | 0.8075 | 0.77444 | 0.82639 | 0.75555 | 0.8012 | 0.81537 | 0.76028 | 0.76815 | 0.77759 | 0.78861 | 0.82088 | 0.77995 | 0.80986 | 0.77051 | 0.79727 | 0.80514 | 0.74768 | 0.79412 | 0.7894 | 0.78231 | 0.81143 | 0.7768 | 0.78389 | 0.81222 | 0.77759 | 0.77051 | 0.77523 | 0.7831 | 0.75713 | 0.75477 | 0.7768 | 0.7831 | 0.78861 | 0.80592 | 0.81615 | 0.77129 | 0.80592 | 0.79412 | 0.8075 | 0.76264 | 0.7768 | 0.7587 | 0.82639 | 0.76106 | 0.79884 | 0.78467 | 0.79963 | 0.74847 | 0.80592 | 0.77995 | 0.81143 | 0.75713 | 0.75713 | 0.74768 | 0.80828 | 0.78782 | 0.81852 | 0.74768 | 0.78546 | 0.75949 | 0.77208 | 0.82481 | 0.81694 | 0.76893 | 0.77759 | 0.78074 | 0.75477 | 0.7587 | 0.75949 | 0.80828 | 0.81773 | 0.78861 | 0.77129 | 0.76421
BC_DKT_DSS | 207 | 230 | BC | 0.003341 | 207 | 11098 | 0.37078 | 0.41046 | 0.39564 | 0.38883 | 0.38763 | 0.38723 | 0.39844 | 0.40725 | 0.41206 | 0.38683 | 0.38042 | 0.39604 | 0.40966 | 0.38803 | 0.40365 | 0.40725 | 0.38963 | 0.38603 | 0.41646 | 0.39324 | 0.39364 | 0.39404 | 0.38563 | 0.38883 | 0.39684 | 0.38683 | 0.38523 | 0.39764 | 0.41286 | 0.39724 | 0.38163 | 0.39244 | 0.38603 | 0.40445 | 0.38763 | 0.40005 | 0.39124 | 0.38163 | 0.39364 | 0.41687 | 0.39404 | 0.39004 | 0.41246 | 0.38042 | 0.40765 | 0.39885 | 0.39364 | 0.41646 | 0.38443 | 0.45196 | 0.4209 | 0.42702 | 0.43271 | 0.44846 | 0.42834 | 0.42921 | 0.4244 | 0.45328 | 0.44759 | 0.4209 | 0.41959 | 0.42659 | 0.4419 | 0.4489 | 0.45021 | 0.45765 | 0.42571 | 0.43534 | 0.42702 | 0.44671 | 0.4384 | 0.43271 | 0.41871 | 0.43096 | 0.43228 | 0.4384 | 0.43184 | 0.4174 | 0.41784 | 0.41565 | 0.43271 | 0.45196 | 0.42352 | 0.43359 | 0.41915 | 0.42221 | 0.44234 | 0.42921 | 0.44278 | 0.45678 | 0.45153 | 0.44146 | 0.4594 | 0.43446 | 0.4279 | 0.42396 | 0.41784 | 0.43382 | 0.46185 | 0.44227 | 0.43916 | 0.45206 | 0.45117 | 0.44939 | 0.44939 | 0.43248 | 0.45829 | 0.45829 | 0.45295 | 0.4267 | 0.44761 | 0.46229 | 0.45829 | 0.43693 | 0.43204 | 0.46674 | 0.43871 | 0.45918 | 0.4485 | 0.42803 | 0.45339 | 0.43026 | 0.46007 | 0.43337 | 0.42269 | 0.45473 | 0.4267 | 0.43026 | 0.46674 | 0.43604 | 0.43738 | 0.43649 | 0.42536 | 0.45473 | 0.43248 | 0.44984 | 0.42269 | 0.42892 | 0.45251 | 0.44005 | 0.45829 | 0.45251 | 0.46274 | 0.46719 | 0.43782 | 0.48156 | 0.47646 | 0.48619 | 0.48156 | 0.44262 | 0.46255 | 0.47553 | 0.45885 | 0.48341 | 0.48387 | 0.44262 | 0.4658 | 0.48526 | 0.4658 | 0.47368 | 0.47507 | 0.48017 | 0.44911 | 0.47692 | 0.46348 | 0.45885 | 0.46812 | 0.46533 | 0.47553 | 0.45699 | 0.45328 | 0.48526 | 0.47646 | 0.46672 | 0.44355 | 0.46672 | 0.48387 | 0.45328 | 0.46116 | 0.46116 | 0.45977 | 0.4417 | 0.46997 | 0.44077 | 0.4417 | 0.45282 | 0.4797 | 0.45467 | 0.46904 | 0.44309 | 0.47507 | 0.4848 | 0.47553 | 0.44971 | 0.46007 | 0.4709 | 0.45206 | 0.46807 | 0.46054 | 0.45818 | 0.47513 | 0.45959 | 0.47513 | 0.46336 | 0.47702 | 0.4709 | 0.48549 | 0.46666 | 0.46054 | 0.45489 | 0.44971 | 0.4756 | 0.44829 | 0.453 | 0.48314 | 0.46336 | 0.49444 | 0.45206 | 0.47937 | 0.48785 | 0.45489 | 0.45959 | 0.46525 | 0.47184 | 0.49114 | 0.46666 | 0.48455 | 0.46101 | 0.47702 | 0.48173 | 0.44735 | 0.47513 | 0.47231 | 0.46807 | 0.48549 | 0.46477 | 0.46901 | 0.48596 | 0.46525 | 0.46101 | 0.46383 | 0.46854 | 0.453 | 0.45159 | 0.46477 | 0.46854 | 0.47184 | 0.4822 | 0.48832 | 0.46148 | 0.4822 | 0.47513 | 0.48314 | 0.4563 | 0.46477 | 0.45394 | 0.49444 | 0.45536 | 0.47796 | 0.46948 | 0.47843 | 0.44782 | 0.4822 | 0.46666 | 0.48549 | 0.453 | 0.453 | 0.44735 | 0.48361 | 0.47137 | 0.48973 | 0.44735 | 0.46995 | 0.45441 | 0.46195 | 0.4935 | 0.48879 | 0.46007 | 0.46525 | 0.46713 | 0.45159 | 0.45394 | 0.45441 | 0.48361 | 0.48926 | 0.47184 | 0.46148 | 0.45724
BC_DKW_GSS | 208 | 230 | BC | 0.003341 | 208 | 11098 | 0.37078 | 0.41046 | 0.39564 | 0.38883 | 0.38763 | 0.38723 | 0.39844 | 0.40725 | 0.41206 | 0.38683 | 0.38042 | 0.39604 | 0.40966 | 0.38803 | 0.40365 | 0.40725 | 0.38963 | 0.38603 | 0.41646 | 0.39324 | 0.39364 | 0.39404 | 0.38563 | 0.38883 | 0.39684 | 0.38683 | 0.38523 | 0.39764 | 0.41286 | 0.39724 | 0.38163 | 0.39244 | 0.38603 | 0.40445 | 0.38763 | 0.40005 | 0.39124 | 0.38163 | 0.39364 | 0.41687 | 0.39404 | 0.39004 | 0.41246 | 0.38042 | 0.40765 | 0.39885 | 0.39364 | 0.41646 | 0.38443 | 0.45196 | 0.4209 | 0.42702 | 0.43271 | 0.44846 | 0.42834 | 0.42921 | 0.4244 | 0.45328 | 0.44759 | 0.4209 | 0.41959 | 0.42659 | 0.4419 | 0.4489 | 0.45021 | 0.45765 | 0.42571 | 0.43534 | 0.42702 | 0.44671 | 0.4384 | 0.43271 | 0.41871 | 0.43096 | 0.43228 | 0.4384 | 0.43184 | 0.4174 | 0.41784 | 0.41565 | 0.43271 | 0.45196 | 0.42352 | 0.43359 | 0.41915 | 0.42221 | 0.44234 | 0.42921 | 0.44278 | 0.45678 | 0.45153 | 0.44146 | 0.4594 | 0.43446 | 0.4279 | 0.42396 | 0.41784 | 0.43382 | 0.46185 | 0.44227 | 0.43916 | 0.45206 | 0.45117 | 0.44939 | 0.44939 | 0.43248 | 0.45829 | 0.45829 | 0.45295 | 0.4267 | 0.44761 | 0.46229 | 0.45829 | 0.43693 | 0.43204 | 0.46674 | 0.43871 | 0.45918 | 0.4485 | 0.42803 | 0.45339 | 0.43026 | 0.46007 | 0.43337 | 0.42269 | 0.45473 | 0.4267 | 0.43026 | 0.46674 | 0.43604 | 0.43738 | 0.43649 | 0.42536 | 0.45473 | 0.43248 | 0.44984 | 0.42269 | 0.42892 | 0.45251 | 0.44005 | 0.45829 | 0.45251 | 0.46274 | 0.46719 | 0.43782 | 0.48156 | 0.47646 | 0.48619 | 0.48156 | 0.44262 | 0.46255 | 0.47553 | 0.45885 | 0.48341 | 0.48387 | 0.44262 | 0.4658 | 0.48526 | 0.4658 | 0.47368 | 0.47507 | 0.48017 | 0.44911 | 0.47692 | 0.46348 | 0.45885 | 0.46812 | 0.46533 | 0.47553 | 0.45699 | 0.45328 | 0.48526 | 0.47646 | 0.46672 | 0.44355 | 0.46672 | 0.48387 | 0.45328 | 0.46116 | 0.46116 | 0.45977 | 0.4417 | 0.46997 | 0.44077 | 0.4417 | 0.45282 | 0.4797 | 0.45467 | 0.46904 | 0.44309 | 0.47507 | 0.4848 | 0.47553 | 0.44971 | 0.46007 | 0.4709 | 0.45206 | 0.46807 | 0.46054 | 0.45818 | 0.47513 | 0.45959 | 0.47513 | 0.46336 | 0.47702 | 0.4709 | 0.48549 | 0.46666 | 0.46054 | 0.45489 | 0.44971 | 0.4756 | 0.44829 | 0.453 | 0.48314 | 0.46336 | 0.49444 | 0.45206 | 0.47937 | 0.48785 | 0.45489 | 0.45959 | 0.46525 | 0.47184 | 0.49114 | 0.46666 | 0.48455 | 0.46101 | 0.47702 | 0.48173 | 0.44735 | 0.47513 | 0.47231 | 0.46807 | 0.48549 | 0.46477 | 0.46901 | 0.48596 | 0.46525 | 0.46101 | 0.46383 | 0.46854 | 0.453 | 0.45159 | 0.46477 | 0.46854 | 0.47184 | 0.4822 | 0.48832 | 0.46148 | 0.4822 | 0.47513 | 0.48314 | 0.4563 | 0.46477 | 0.45394 | 0.49444 | 0.45536 | 0.47796 | 0.46948 | 0.47843 | 0.44782 | 0.4822 | 0.46666 | 0.48549 | 0.453 | 0.453 | 0.44735 | 0.48361 | 0.47137 | 0.48973 | 0.44735 | 0.46995 | 0.45441 | 0.46195 | 0.4935 | 0.48879 | 0.46007 | 0.46525 | 0.46713 | 0.45159 | 0.45394 | 0.45441 | 0.48361 | 0.48926 | 0.47184 | 0.46148 | 0.45724
BC_DMR_DSS | 209 | 230 | BC | 0.005022 | 209 | 11098 | 0.55734 | 0.61698 | 0.59471 | 0.58447 | 0.58267 | 0.58207 | 0.59892 | 0.61216 | 0.61938 | 0.58146 | 0.57183 | 0.59531 | 0.61577 | 0.58327 | 0.60674 | 0.61216 | 0.58568 | 0.58026 | 0.62601 | 0.59109 | 0.5917 | 0.5923 | 0.57966 | 0.58447 | 0.59651 | 0.58146 | 0.57906 | 0.59772 | 0.62059 | 0.59711 | 0.57364 | 0.58989 | 0.58026 | 0.60795 | 0.58267 | 0.60133 | 0.58808 | 0.57364 | 0.5917 | 0.62661 | 0.5923 | 0.58628 | 0.61999 | 0.57183 | 0.61276 | 0.59952 | 0.5917 | 0.62601 | 0.57785 | 0.67937 | 0.63267 | 0.64188 | 0.65043 | 0.6741 | 0.64385 | 0.64517 | 0.63793 | 0.68134 | 0.67279 | 0.63267 | 0.6307 | 0.64122 | 0.66424 | 0.67476 | 0.67674 | 0.68792 | 0.63991 | 0.65437 | 0.64188 | 0.67147 | 0.65898 | 0.65043 | 0.62938 | 0.6478 | 0.64977 | 0.65898 | 0.64911 | 0.62741 | 0.62807 | 0.62478 | 0.65043 | 0.67937 | 0.63662 | 0.65174 | 0.63004 | 0.63464 | 0.6649 | 0.64517 | 0.66555 | 0.6866 | 0.67871 | 0.66358 | 0.69055 | 0.65306 | 0.64319 | 0.63728 | 0.62807 | 0.65209 | 0.69422 | 0.6648 | 0.66012 | 0.67951 | 0.67817 | 0.6755 | 0.6755 | 0.65008 | 0.68887 | 0.68887 | 0.68085 | 0.64139 | 0.67282 | 0.69489 | 0.68887 | 0.65677 | 0.64941 | 0.70158 | 0.65945 | 0.69021 | 0.67416 | 0.6434 | 0.68152 | 0.64674 | 0.69155 | 0.65142 | 0.63537 | 0.68352 | 0.64139 | 0.64674 | 0.70158 | 0.65543 | 0.65744 | 0.6561 | 0.63938 | 0.68352 | 0.65008 | 0.67617 | 0.63537 | 0.64473 | 0.68018 | 0.66145 | 0.68887 | 0.68018 | 0.69556 | 0.70225 | 0.65811 | 0.72385 | 0.71618 | 0.73081 | 0.72385 | 0.66533 | 0.69528 | 0.71479 | 0.68971 | 0.72663 | 0.72733 | 0.66533 | 0.70016 | 0.72942 | 0.70016 | 0.712 | 0.71409 | 0.72176 | 0.67508 | 0.71688 | 0.69668 | 0.68971 | 0.70364 | 0.69946 | 0.71479 | 0.68692 | 0.68135 | 0.72942 | 0.71618 | 0.70155 | 0.66672 | 0.70155 | 0.72733 | 0.68135 | 0.69319 | 0.69319 | 0.6911 | 0.66393 | 0.70643 | 0.66254 | 0.66393 | 0.68065 | 0.72106 | 0.68344 | 0.70504 | 0.66602 | 0.71409 | 0.72872 | 0.71479 | 0.67597 | 0.69154 | 0.70782 | 0.67951 | 0.70358 | 0.69225 | 0.68871 | 0.71419 | 0.69084 | 0.71419 | 0.6965 | 0.71703 | 0.70782 | 0.72977 | 0.70145 | 0.69225 | 0.68376 | 0.67597 | 0.7149 | 0.67385 | 0.68093 | 0.72623 | 0.6965 | 0.74321 | 0.67951 | 0.72056 | 0.73331 | 0.68376 | 0.69084 | 0.69933 | 0.70924 | 0.73826 | 0.70145 | 0.72835 | 0.69296 | 0.71703 | 0.7241 | 0.67243 | 0.71419 | 0.70995 | 0.70358 | 0.72977 | 0.69862 | 0.70499 | 0.73047 | 0.69933 | 0.69296 | 0.69721 | 0.70428 | 0.68093 | 0.6788 | 0.69862 | 0.70428 | 0.70924 | 0.72481 | 0.73401 | 0.69367 | 0.72481 | 0.71419 | 0.72623 | 0.68588 | 0.69862 | 0.68234 | 0.74321 | 0.68447 | 0.71844 | 0.7057 | 0.71915 | 0.67314 | 0.72481 | 0.70145 | 0.72977 | 0.68093 | 0.68093 | 0.67243 | 0.72694 | 0.70853 | 0.73614 | 0.67243 | 0.70641 | 0.68305 | 0.69438 | 0.7418 | 0.73472 | 0.69154 | 0.69933 | 0.70216 | 0.6788 | 0.68234 | 0.68305 | 0.72694 | 0.73543 | 0.70924 | 0.69367 | 0.6873
BC_EBT_TSS | 210 | 230 | BC | 0.015035 | 210 | 11098 | 1.6686 | 1.8471 | 1.7804 | 1.7498 | 1.7444 | 1.7426 | 1.7931 | 1.8327 | 1.8543 | 1.7408 | 1.712 | 1.7822 | 1.8435 | 1.7462 | 1.8165 | 1.8327 | 1.7534 | 1.7372 | 1.8742 | 1.7696 | 1.7714 | 1.7732 | 1.7354 | 1.7498 | 1.7859 | 1.7408 | 1.7336 | 1.7895 | 1.8579 | 1.7877 | 1.7174 | 1.766 | 1.7372 | 1.8201 | 1.7444 | 1.8003 | 1.7606 | 1.7174 | 1.7714 | 1.876 | 1.7732 | 1.7552 | 1.8561 | 1.712 | 1.8345 | 1.7949 | 1.7714 | 1.8742 | 1.73 | 2.0339 | 1.8941 | 1.9217 | 1.9473 | 2.0182 | 1.9276 | 1.9315 | 1.9099 | 2.0398 | 2.0142 | 1.8941 | 1.8882 | 1.9197 | 1.9886 | 2.0201 | 2.026 | 2.0595 | 1.9158 | 1.9591 | 1.9217 | 2.0103 | 1.9729 | 1.9473 | 1.8843 | 1.9394 | 1.9453 | 1.9729 | 1.9433 | 1.8784 | 1.8803 | 1.8705 | 1.9473 | 2.0339 | 1.9059 | 1.9512 | 1.8862 | 1.9 | 1.9906 | 1.9315 | 1.9926 | 2.0556 | 2.0319 | 1.9866 | 2.0674 | 1.9551 | 1.9256 | 1.9079 | 1.8803 | 1.9522 | 2.0784 | 1.9903 | 1.9763 | 2.0343 | 2.0303 | 2.0223 | 2.0223 | 1.9462 | 2.0624 | 2.0624 | 2.0383 | 1.9202 | 2.0143 | 2.0804 | 2.0624 | 1.9663 | 1.9442 | 2.1004 | 1.9743 | 2.0664 | 2.0183 | 1.9262 | 2.0403 | 1.9362 | 2.0704 | 1.9502 | 1.9022 | 2.0464 | 1.9202 | 1.9362 | 2.1004 | 1.9623 | 1.9683 | 1.9643 | 1.9142 | 2.0464 | 1.9462 | 2.0243 | 1.9022 | 1.9302 | 2.0363 | 1.9803 | 2.0624 | 2.0363 | 2.0824 | 2.1024 | 1.9703 | 2.1671 | 2.1441 | 2.1879 | 2.1671 | 1.9919 | 2.0816 | 2.14 | 2.0649 | 2.1754 | 2.1775 | 1.9919 | 2.0962 | 2.1838 | 2.0962 | 2.1316 | 2.1379 | 2.1608 | 2.0211 | 2.1462 | 2.0857 | 2.0649 | 2.1066 | 2.0941 | 2.14 | 2.0565 | 2.0398 | 2.1838 | 2.1441 | 2.1003 | 1.996 | 2.1003 | 2.1775 | 2.0398 | 2.0753 | 2.0753 | 2.069 | 1.9877 | 2.1149 | 1.9835 | 1.9877 | 2.0378 | 2.1587 | 2.0461 | 2.1108 | 1.994 | 2.1379 | 2.1817 | 2.14 | 2.0237 | 2.0704 | 2.1191 | 2.0343 | 2.1064 | 2.0725 | 2.0619 | 2.1382 | 2.0682 | 2.1382 | 2.0852 | 2.1467 | 2.1191 | 2.1848 | 2.1 | 2.0725 | 2.0471 | 2.0237 | 2.1403 | 2.0174 | 2.0386 | 2.1742 | 2.0852 | 2.2251 | 2.0343 | 2.1572 | 2.1954 | 2.0471 | 2.0682 | 2.0937 | 2.1233 | 2.2102 | 2.1 | 2.1806 | 2.0746 | 2.1467 | 2.1678 | 2.0131 | 2.1382 | 2.1255 | 2.1064 | 2.1848 | 2.0916 | 2.1106 | 2.1869 | 2.0937 | 2.0746 | 2.0873 | 2.1085 | 2.0386 | 2.0322 | 2.0916 | 2.1085 | 2.1233 | 2.17 | 2.1975 | 2.0767 | 2.17 | 2.1382 | 2.1742 | 2.0534 | 2.0916 | 2.0428 | 2.2251 | 2.0492 | 2.1509 | 2.1127 | 2.153 | 2.0153 | 2.17 | 2.1 | 2.1848 | 2.0386 | 2.0386 | 2.0131 | 2.1763 | 2.1212 | 2.2039 | 2.0131 | 2.1149 | 2.0449 | 2.0788 | 2.2208 | 2.1996 | 2.0704 | 2.0937 | 2.1021 | 2.0322 | 2.0428 | 2.0449 | 2.1763 | 2.2017 | 2.1233 | 2.0767 | 2.0576
BC_ESQ_DSS | 211 | 230 | BC | 0.007173 | 211 | 11098 | 0.79606 | 0.88124 | 0.84943 | 0.83481 | 0.83223 | 0.83137 | 0.85545 | 0.87436 | 0.88468 | 0.83051 | 0.81676 | 0.85029 | 0.87952 | 0.83309 | 0.86662 | 0.87436 | 0.83653 | 0.82879 | 0.89413 | 0.84427 | 0.84513 | 0.84599 | 0.82793 | 0.83481 | 0.85201 | 0.83051 | 0.82707 | 0.85373 | 0.8864 | 0.85287 | 0.81934 | 0.84255 | 0.82879 | 0.86834 | 0.83223 | 0.85888 | 0.83997 | 0.81934 | 0.84513 | 0.89499 | 0.84599 | 0.83739 | 0.88554 | 0.81676 | 0.87522 | 0.85631 | 0.84513 | 0.89413 | 0.82535 | 0.97035 | 0.90365 | 0.91681 | 0.92902 | 0.96283 | 0.91962 | 0.9215 | 0.91117 | 0.97317 | 0.96096 | 0.90365 | 0.90084 | 0.91587 | 0.94874 | 0.96377 | 0.96659 | 0.98256 | 0.91399 | 0.93465 | 0.91681 | 0.95908 | 0.94123 | 0.92902 | 0.89896 | 0.92526 | 0.92808 | 0.94123 | 0.92714 | 0.89614 | 0.89708 | 0.89238 | 0.92902 | 0.97035 | 0.90929 | 0.9309 | 0.8999 | 0.90647 | 0.94968 | 0.9215 | 0.95062 | 0.98068 | 0.96941 | 0.9478 | 0.98632 | 0.93277 | 0.91868 | 0.91023 | 0.89708 | 0.93139 | 0.99157 | 0.94954 | 0.94285 | 0.97056 | 0.96865 | 0.96482 | 0.96482 | 0.92852 | 0.98393 | 0.98393 | 0.97247 | 0.91611 | 0.961 | 0.99253 | 0.98393 | 0.93808 | 0.92757 | 1.0021 | 0.9419 | 0.98584 | 0.96291 | 0.91897 | 0.97342 | 0.92375 | 0.98775 | 0.93043 | 0.90751 | 0.97629 | 0.91611 | 0.92375 | 1.0021 | 0.93617 | 0.93903 | 0.93712 | 0.91324 | 0.97629 | 0.92852 | 0.96578 | 0.90751 | 0.92088 | 0.97151 | 0.94476 | 0.98393 | 0.97151 | 0.99348 | 1.003 | 0.93999 | 1.0339 | 1.0229 | 1.0438 | 1.0339 | 0.9503 | 0.99308 | 1.0209 | 0.98512 | 1.0379 | 1.0389 | 0.9503 | 1 | 1.0418 | 1 | 1.017 | 1.02 | 1.0309 | 0.96423 | 1.0239 | 0.99507 | 0.98512 | 1.005 | 0.99905 | 1.0209 | 0.98114 | 0.97318 | 1.0418 | 1.0229 | 1.002 | 0.95229 | 1.002 | 1.0389 | 0.97318 | 0.9901 | 0.9901 | 0.98711 | 0.94831 | 1.009 | 0.94632 | 0.94831 | 0.97219 | 1.0299 | 0.97617 | 1.007 | 0.95129 | 1.02 | 1.0408 | 1.0209 | 0.9655 | 0.98774 | 1.011 | 0.97056 | 1.0049 | 0.98875 | 0.9837 | 1.0201 | 0.98673 | 1.0201 | 0.99482 | 1.0241 | 1.011 | 1.0423 | 1.0019 | 0.98875 | 0.97662 | 0.9655 | 1.0211 | 0.96247 | 0.97258 | 1.0373 | 0.99482 | 1.0615 | 0.97056 | 1.0292 | 1.0474 | 0.97662 | 0.98673 | 0.99886 | 1.013 | 1.0545 | 1.0019 | 1.0403 | 0.98976 | 1.0241 | 1.0342 | 0.96045 | 1.0201 | 1.014 | 1.0049 | 1.0423 | 0.99785 | 1.007 | 1.0433 | 0.99886 | 0.98976 | 0.99583 | 1.0059 | 0.97258 | 0.96954 | 0.99785 | 1.0059 | 1.013 | 1.0353 | 1.0484 | 0.99078 | 1.0353 | 1.0201 | 1.0373 | 0.97965 | 0.99785 | 0.9746 | 1.0615 | 0.97763 | 1.0262 | 1.008 | 1.0272 | 0.96146 | 1.0353 | 1.0019 | 1.0423 | 0.97258 | 0.97258 | 0.96045 | 1.0383 | 1.012 | 1.0514 | 0.96045 | 1.009 | 0.97561 | 0.99179 | 1.0595 | 1.0494 | 0.98774 | 0.99886 | 1.0029 | 0.96954 | 0.9746 | 0.97561 | 1.0383 | 1.0504 | 1.013 | 0.99078 | 0.98168
BC_ETR_GSS | 212 | 230 | BC | 0.002194 | 212 | 11098 | 0.24349 | 0.26954 | 0.25981 | 0.25534 | 0.25455 | 0.25429 | 0.26165 | 0.26744 | 0.2706 | 0.25403 | 0.24982 | 0.26008 | 0.26902 | 0.25482 | 0.26507 | 0.26744 | 0.25587 | 0.2535 | 0.27349 | 0.25824 | 0.2585 | 0.25876 | 0.25324 | 0.25534 | 0.2606 | 0.25403 | 0.25298 | 0.26113 | 0.27112 | 0.26087 | 0.25061 | 0.25771 | 0.2535 | 0.2656 | 0.25455 | 0.26271 | 0.25692 | 0.25061 | 0.2585 | 0.27375 | 0.25876 | 0.25613 | 0.27086 | 0.24982 | 0.2677 | 0.26192 | 0.2585 | 0.27349 | 0.25245 | 0.2968 | 0.2764 | 0.28042 | 0.28416 | 0.2945 | 0.28128 | 0.28186 | 0.2787 | 0.29766 | 0.29393 | 0.2764 | 0.27554 | 0.28014 | 0.29019 | 0.29479 | 0.29565 | 0.30053 | 0.27956 | 0.28588 | 0.28042 | 0.29335 | 0.28789 | 0.28416 | 0.27496 | 0.28301 | 0.28387 | 0.28789 | 0.28358 | 0.2741 | 0.27439 | 0.27295 | 0.28416 | 0.2968 | 0.27812 | 0.28473 | 0.27525 | 0.27726 | 0.29048 | 0.28186 | 0.29077 | 0.29996 | 0.29651 | 0.2899 | 0.30168 | 0.28531 | 0.281 | 0.27841 | 0.27439 | 0.28488 | 0.30329 | 0.29044 | 0.28839 | 0.29686 | 0.29628 | 0.29511 | 0.29511 | 0.28401 | 0.30095 | 0.30095 | 0.29745 | 0.28021 | 0.29394 | 0.30358 | 0.30095 | 0.28693 | 0.28371 | 0.30651 | 0.2881 | 0.30154 | 0.29453 | 0.28108 | 0.29774 | 0.28255 | 0.30212 | 0.28459 | 0.27758 | 0.29862 | 0.28021 | 0.28255 | 0.30651 | 0.28634 | 0.28722 | 0.28664 | 0.27933 | 0.29862 | 0.28401 | 0.2954 | 0.27758 | 0.28167 | 0.29716 | 0.28897 | 0.30095 | 0.29716 | 0.30388 | 0.3068 | 0.28751 | 0.31623 | 0.31288 | 0.31928 | 0.31623 | 0.29067 | 0.30375 | 0.31228 | 0.30132 | 0.31745 | 0.31775 | 0.29067 | 0.30588 | 0.31867 | 0.30588 | 0.31106 | 0.31197 | 0.31532 | 0.29493 | 0.31319 | 0.30436 | 0.30132 | 0.30741 | 0.30558 | 0.31228 | 0.3001 | 0.29767 | 0.31867 | 0.31288 | 0.30649 | 0.29128 | 0.30649 | 0.31775 | 0.29767 | 0.30284 | 0.30284 | 0.30193 | 0.29006 | 0.30862 | 0.28945 | 0.29006 | 0.29736 | 0.31502 | 0.29858 | 0.30802 | 0.29097 | 0.31197 | 0.31836 | 0.31228 | 0.29532 | 0.30212 | 0.30923 | 0.29686 | 0.30738 | 0.30243 | 0.30088 | 0.31202 | 0.30181 | 0.31202 | 0.30428 | 0.31325 | 0.30923 | 0.31882 | 0.30645 | 0.30243 | 0.29872 | 0.29532 | 0.31232 | 0.29439 | 0.29748 | 0.31727 | 0.30428 | 0.32469 | 0.29686 | 0.3148 | 0.32036 | 0.29872 | 0.30181 | 0.30552 | 0.30985 | 0.32253 | 0.30645 | 0.3182 | 0.30274 | 0.31325 | 0.31634 | 0.29377 | 0.31202 | 0.31016 | 0.30738 | 0.31882 | 0.30521 | 0.308 | 0.31913 | 0.30552 | 0.30274 | 0.30459 | 0.30769 | 0.29748 | 0.29655 | 0.30521 | 0.30769 | 0.30985 | 0.31665 | 0.32067 | 0.30305 | 0.31665 | 0.31202 | 0.31727 | 0.29965 | 0.30521 | 0.2981 | 0.32469 | 0.29903 | 0.31387 | 0.3083 | 0.31418 | 0.29408 | 0.31665 | 0.30645 | 0.31882 | 0.29748 | 0.29748 | 0.29377 | 0.31758 | 0.30954 | 0.3216 | 0.29377 | 0.30861 | 0.29841 | 0.30336 | 0.32408 | 0.32098 | 0.30212 | 0.30552 | 0.30676 | 0.29655 | 0.2981 | 0.29841 | 0.31758 | 0.32129 | 0.30985 | 0.30305 | 0.30026
BC_EUR_ISS | 213 | 287 | BC | 0.003431 | 213 | 11098 | 0.38077 | 0.42152 | 0.4063 | 0.39931 | 0.39807 | 0.39766 | 0.40918 | 0.41823 | 0.42316 | 0.39725 | 0.39067 | 0.40671 | 0.42069 | 0.39849 | 0.41452 | 0.41823 | 0.40013 | 0.39643 | 0.42768 | 0.40383 | 0.40424 | 0.40465 | 0.39602 | 0.39931 | 0.40753 | 0.39725 | 0.39561 | 0.40836 | 0.42398 | 0.40794 | 0.39191 | 0.40301 | 0.39643 | 0.41535 | 0.39807 | 0.41082 | 0.40178 | 0.39191 | 0.40424 | 0.42809 | 0.40465 | 0.40054 | 0.42357 | 0.39067 | 0.41864 | 0.40959 | 0.40424 | 0.42768 | 0.39478 | 0.46414 | 0.43224 | 0.43853 | 0.44437 | 0.46054 | 0.43988 | 0.44077 | 0.43583 | 0.46549 | 0.45965 | 0.43224 | 0.43089 | 0.43808 | 0.4538 | 0.46099 | 0.46234 | 0.46998 | 0.43718 | 0.44706 | 0.43853 | 0.45875 | 0.45021 | 0.44437 | 0.42999 | 0.44257 | 0.44392 | 0.45021 | 0.44347 | 0.42864 | 0.42909 | 0.42685 | 0.44437 | 0.46414 | 0.43493 | 0.44527 | 0.43044 | 0.43359 | 0.45425 | 0.44077 | 0.4547 | 0.46908 | 0.46369 | 0.45336 | 0.47178 | 0.44617 | 0.43943 | 0.43538 | 0.42909 | 0.4455 | 0.47429 | 0.45419 | 0.45099 | 0.46424 | 0.46332 | 0.4615 | 0.4615 | 0.44413 | 0.47063 | 0.47063 | 0.46515 | 0.43819 | 0.45967 | 0.47475 | 0.47063 | 0.4487 | 0.44368 | 0.47932 | 0.45053 | 0.47155 | 0.46058 | 0.43956 | 0.46561 | 0.44185 | 0.47246 | 0.44505 | 0.43408 | 0.46698 | 0.43819 | 0.44185 | 0.47932 | 0.44779 | 0.44916 | 0.44825 | 0.43682 | 0.46698 | 0.44413 | 0.46195 | 0.43408 | 0.44048 | 0.46469 | 0.4519 | 0.47063 | 0.46469 | 0.4752 | 0.47977 | 0.44962 | 0.49453 | 0.48929 | 0.49929 | 0.49453 | 0.45455 | 0.47501 | 0.48834 | 0.47121 | 0.49643 | 0.49691 | 0.45455 | 0.47835 | 0.49834 | 0.47835 | 0.48644 | 0.48786 | 0.4931 | 0.46121 | 0.48977 | 0.47597 | 0.47121 | 0.48073 | 0.47787 | 0.48834 | 0.4693 | 0.46549 | 0.49834 | 0.48929 | 0.4793 | 0.4555 | 0.4793 | 0.49691 | 0.46549 | 0.47359 | 0.47359 | 0.47216 | 0.4536 | 0.48263 | 0.45264 | 0.4536 | 0.46502 | 0.49262 | 0.46692 | 0.48168 | 0.45502 | 0.48786 | 0.49786 | 0.48834 | 0.46182 | 0.47246 | 0.48358 | 0.46424 | 0.48068 | 0.47294 | 0.47052 | 0.48793 | 0.47197 | 0.48793 | 0.47584 | 0.48987 | 0.48358 | 0.49857 | 0.47923 | 0.47294 | 0.46714 | 0.46182 | 0.48842 | 0.46037 | 0.4652 | 0.49615 | 0.47584 | 0.50776 | 0.46424 | 0.49229 | 0.50099 | 0.46714 | 0.47197 | 0.47778 | 0.48455 | 0.50437 | 0.47923 | 0.4976 | 0.47343 | 0.48987 | 0.4947 | 0.4594 | 0.48793 | 0.48503 | 0.48068 | 0.49857 | 0.47729 | 0.48165 | 0.49906 | 0.47778 | 0.47343 | 0.47633 | 0.48116 | 0.4652 | 0.46375 | 0.47729 | 0.48116 | 0.48455 | 0.49519 | 0.50147 | 0.47391 | 0.49519 | 0.48793 | 0.49615 | 0.46859 | 0.47729 | 0.46617 | 0.50776 | 0.46762 | 0.49083 | 0.48213 | 0.49132 | 0.45989 | 0.49519 | 0.47923 | 0.49857 | 0.4652 | 0.4652 | 0.4594 | 0.49664 | 0.48406 | 0.50292 | 0.4594 | 0.48261 | 0.46666 | 0.47439 | 0.50679 | 0.50196 | 0.47246 | 0.47778 | 0.47971 | 0.46375 | 0.46617 | 0.46666 | 0.49664 | 0.50244 | 0.48455 | 0.47391 | 0.46956
BC_FCN_DSS | 214 | 230 | BC | 0.003087 | 214 | 11098 | 0.3426 | 0.37925 | 0.36556 | 0.35927 | 0.35816 | 0.35779 | 0.36815 | 0.37629 | 0.38073 | 0.35742 | 0.3515 | 0.36593 | 0.37851 | 0.35853 | 0.37296 | 0.37629 | 0.36001 | 0.35668 | 0.3848 | 0.36334 | 0.36371 | 0.36408 | 0.35631 | 0.35927 | 0.36667 | 0.35742 | 0.35594 | 0.36741 | 0.38147 | 0.36704 | 0.35261 | 0.3626 | 0.35668 | 0.3737 | 0.35816 | 0.36963 | 0.36149 | 0.35261 | 0.36371 | 0.38517 | 0.36408 | 0.36038 | 0.3811 | 0.3515 | 0.37666 | 0.36852 | 0.36371 | 0.3848 | 0.3552 | 0.4176 | 0.3889 | 0.39456 | 0.39982 | 0.41437 | 0.39577 | 0.39658 | 0.39213 | 0.41882 | 0.41356 | 0.3889 | 0.38769 | 0.39416 | 0.40831 | 0.41477 | 0.41599 | 0.42286 | 0.39335 | 0.40224 | 0.39456 | 0.41275 | 0.40507 | 0.39982 | 0.38688 | 0.3982 | 0.39941 | 0.40507 | 0.39901 | 0.38567 | 0.38607 | 0.38405 | 0.39982 | 0.4176 | 0.39133 | 0.40062 | 0.38728 | 0.39011 | 0.40871 | 0.39658 | 0.40911 | 0.42205 | 0.4172 | 0.4079 | 0.42448 | 0.40143 | 0.39537 | 0.39173 | 0.38607 | 0.40084 | 0.42674 | 0.40865 | 0.40577 | 0.41769 | 0.41687 | 0.41523 | 0.41523 | 0.3996 | 0.42345 | 0.42345 | 0.41851 | 0.39426 | 0.41358 | 0.42715 | 0.42345 | 0.40371 | 0.39919 | 0.43126 | 0.40536 | 0.42427 | 0.4144 | 0.39549 | 0.41893 | 0.39755 | 0.42509 | 0.40043 | 0.39056 | 0.42016 | 0.39426 | 0.39755 | 0.43126 | 0.40289 | 0.40413 | 0.4033 | 0.39303 | 0.42016 | 0.3996 | 0.41564 | 0.39056 | 0.39631 | 0.4181 | 0.40659 | 0.42345 | 0.4181 | 0.42756 | 0.43167 | 0.40454 | 0.44495 | 0.44023 | 0.44923 | 0.44495 | 0.40897 | 0.42739 | 0.43938 | 0.42396 | 0.44666 | 0.44709 | 0.40897 | 0.43039 | 0.44837 | 0.43039 | 0.43767 | 0.43895 | 0.44366 | 0.41497 | 0.44066 | 0.42824 | 0.42396 | 0.43253 | 0.42996 | 0.43938 | 0.42225 | 0.41882 | 0.44837 | 0.44023 | 0.43124 | 0.40983 | 0.43124 | 0.44709 | 0.41882 | 0.4261 | 0.4261 | 0.42482 | 0.40812 | 0.43424 | 0.40726 | 0.40812 | 0.41839 | 0.44323 | 0.42011 | 0.43338 | 0.4094 | 0.43895 | 0.44794 | 0.43938 | 0.41552 | 0.42509 | 0.4351 | 0.41769 | 0.43249 | 0.42552 | 0.42335 | 0.43901 | 0.42465 | 0.43901 | 0.42813 | 0.44075 | 0.4351 | 0.44858 | 0.43118 | 0.42552 | 0.4203 | 0.41552 | 0.43945 | 0.41421 | 0.41856 | 0.44641 | 0.42813 | 0.45685 | 0.41769 | 0.44293 | 0.45076 | 0.4203 | 0.42465 | 0.42987 | 0.43597 | 0.45381 | 0.43118 | 0.44771 | 0.42596 | 0.44075 | 0.4451 | 0.41334 | 0.43901 | 0.4364 | 0.43249 | 0.44858 | 0.42944 | 0.43336 | 0.44902 | 0.42987 | 0.42596 | 0.42857 | 0.43292 | 0.41856 | 0.41726 | 0.42944 | 0.43292 | 0.43597 | 0.44554 | 0.45119 | 0.42639 | 0.44554 | 0.43901 | 0.44641 | 0.42161 | 0.42944 | 0.41943 | 0.45685 | 0.42074 | 0.44162 | 0.43379 | 0.44206 | 0.41378 | 0.44554 | 0.43118 | 0.44858 | 0.41856 | 0.41856 | 0.41334 | 0.44684 | 0.43553 | 0.4525 | 0.41334 | 0.43423 | 0.41987 | 0.42683 | 0.45598 | 0.45163 | 0.42509 | 0.42987 | 0.43162 | 0.41726 | 0.41943 | 0.41987 | 0.44684 | 0.45206 | 0.43597 | 0.42639 | 0.42248
BC_FKR_GSS | 215 | 287 | BC | 0.003431 | 215 | 11098 | 0.38077 | 0.42152 | 0.4063 | 0.39931 | 0.39807 | 0.39766 | 0.40918 | 0.41823 | 0.42316 | 0.39725 | 0.39067 | 0.40671 | 0.42069 | 0.39849 | 0.41452 | 0.41823 | 0.40013 | 0.39643 | 0.42768 | 0.40383 | 0.40424 | 0.40465 | 0.39602 | 0.39931 | 0.40753 | 0.39725 | 0.39561 | 0.40836 | 0.42398 | 0.40794 | 0.39191 | 0.40301 | 0.39643 | 0.41535 | 0.39807 | 0.41082 | 0.40178 | 0.39191 | 0.40424 | 0.42809 | 0.40465 | 0.40054 | 0.42357 | 0.39067 | 0.41864 | 0.40959 | 0.40424 | 0.42768 | 0.39478 | 0.46414 | 0.43224 | 0.43853 | 0.44437 | 0.46054 | 0.43988 | 0.44077 | 0.43583 | 0.46549 | 0.45965 | 0.43224 | 0.43089 | 0.43808 | 0.4538 | 0.46099 | 0.46234 | 0.46998 | 0.43718 | 0.44706 | 0.43853 | 0.45875 | 0.45021 | 0.44437 | 0.42999 | 0.44257 | 0.44392 | 0.45021 | 0.44347 | 0.42864 | 0.42909 | 0.42685 | 0.44437 | 0.46414 | 0.43493 | 0.44527 | 0.43044 | 0.43359 | 0.45425 | 0.44077 | 0.4547 | 0.46908 | 0.46369 | 0.45336 | 0.47178 | 0.44617 | 0.43943 | 0.43538 | 0.42909 | 0.4455 | 0.47429 | 0.45419 | 0.45099 | 0.46424 | 0.46332 | 0.4615 | 0.4615 | 0.44413 | 0.47063 | 0.47063 | 0.46515 | 0.43819 | 0.45967 | 0.47475 | 0.47063 | 0.4487 | 0.44368 | 0.47932 | 0.45053 | 0.47155 | 0.46058 | 0.43956 | 0.46561 | 0.44185 | 0.47246 | 0.44505 | 0.43408 | 0.46698 | 0.43819 | 0.44185 | 0.47932 | 0.44779 | 0.44916 | 0.44825 | 0.43682 | 0.46698 | 0.44413 | 0.46195 | 0.43408 | 0.44048 | 0.46469 | 0.4519 | 0.47063 | 0.46469 | 0.4752 | 0.47977 | 0.44962 | 0.49453 | 0.48929 | 0.49929 | 0.49453 | 0.45455 | 0.47501 | 0.48834 | 0.47121 | 0.49643 | 0.49691 | 0.45455 | 0.47835 | 0.49834 | 0.47835 | 0.48644 | 0.48786 | 0.4931 | 0.46121 | 0.48977 | 0.47597 | 0.47121 | 0.48073 | 0.47787 | 0.48834 | 0.4693 | 0.46549 | 0.49834 | 0.48929 | 0.4793 | 0.4555 | 0.4793 | 0.49691 | 0.46549 | 0.47359 | 0.47359 | 0.47216 | 0.4536 | 0.48263 | 0.45264 | 0.4536 | 0.46502 | 0.49262 | 0.46692 | 0.48168 | 0.45502 | 0.48786 | 0.49786 | 0.48834 | 0.46182 | 0.47246 | 0.48358 | 0.46424 | 0.48068 | 0.47294 | 0.47052 | 0.48793 | 0.47197 | 0.48793 | 0.47584 | 0.48987 | 0.48358 | 0.49857 | 0.47923 | 0.47294 | 0.46714 | 0.46182 | 0.48842 | 0.46037 | 0.4652 | 0.49615 | 0.47584 | 0.50776 | 0.46424 | 0.49229 | 0.50099 | 0.46714 | 0.47197 | 0.47778 | 0.48455 | 0.50437 | 0.47923 | 0.4976 | 0.47343 | 0.48987 | 0.4947 | 0.4594 | 0.48793 | 0.48503 | 0.48068 | 0.49857 | 0.47729 | 0.48165 | 0.49906 | 0.47778 | 0.47343 | 0.47633 | 0.48116 | 0.4652 | 0.46375 | 0.47729 | 0.48116 | 0.48455 | 0.49519 | 0.50147 | 0.47391 | 0.49519 | 0.48793 | 0.49615 | 0.46859 | 0.47729 | 0.46617 | 0.50776 | 0.46762 | 0.49083 | 0.48213 | 0.49132 | 0.45989 | 0.49519 | 0.47923 | 0.49857 | 0.4652 | 0.4652 | 0.4594 | 0.49664 | 0.48406 | 0.50292 | 0.4594 | 0.48261 | 0.46666 | 0.47439 | 0.50679 | 0.50196 | 0.47246 | 0.47778 | 0.47971 | 0.46375 | 0.46617 | 0.46666 | 0.49664 | 0.50244 | 0.48455 | 0.47391 | 0.46956
BC_FLW_DSS | 216 | 230 | BC | 0.015035 | 216 | 11098 | 1.6686 | 1.8471 | 1.7804 | 1.7498 | 1.7444 | 1.7426 | 1.7931 | 1.8327 | 1.8543 | 1.7408 | 1.712 | 1.7822 | 1.8435 | 1.7462 | 1.8165 | 1.8327 | 1.7534 | 1.7372 | 1.8742 | 1.7696 | 1.7714 | 1.7732 | 1.7354 | 1.7498 | 1.7859 | 1.7408 | 1.7336 | 1.7895 | 1.8579 | 1.7877 | 1.7174 | 1.766 | 1.7372 | 1.8201 | 1.7444 | 1.8003 | 1.7606 | 1.7174 | 1.7714 | 1.876 | 1.7732 | 1.7552 | 1.8561 | 1.712 | 1.8345 | 1.7949 | 1.7714 | 1.8742 | 1.73 | 2.0339 | 1.8941 | 1.9217 | 1.9473 | 2.0182 | 1.9276 | 1.9315 | 1.9099 | 2.0398 | 2.0142 | 1.8941 | 1.8882 | 1.9197 | 1.9886 | 2.0201 | 2.026 | 2.0595 | 1.9158 | 1.9591 | 1.9217 | 2.0103 | 1.9729 | 1.9473 | 1.8843 | 1.9394 | 1.9453 | 1.9729 | 1.9433 | 1.8784 | 1.8803 | 1.8705 | 1.9473 | 2.0339 | 1.9059 | 1.9512 | 1.8862 | 1.9 | 1.9906 | 1.9315 | 1.9926 | 2.0556 | 2.0319 | 1.9866 | 2.0674 | 1.9551 | 1.9256 | 1.9079 | 1.8803 | 1.9522 | 2.0784 | 1.9903 | 1.9763 | 2.0343 | 2.0303 | 2.0223 | 2.0223 | 1.9462 | 2.0624 | 2.0624 | 2.0383 | 1.9202 | 2.0143 | 2.0804 | 2.0624 | 1.9663 | 1.9442 | 2.1004 | 1.9743 | 2.0664 | 2.0183 | 1.9262 | 2.0403 | 1.9362 | 2.0704 | 1.9502 | 1.9022 | 2.0464 | 1.9202 | 1.9362 | 2.1004 | 1.9623 | 1.9683 | 1.9643 | 1.9142 | 2.0464 | 1.9462 | 2.0243 | 1.9022 | 1.9302 | 2.0363 | 1.9803 | 2.0624 | 2.0363 | 2.0824 | 2.1024 | 1.9703 | 2.1671 | 2.1441 | 2.1879 | 2.1671 | 1.9919 | 2.0816 | 2.14 | 2.0649 | 2.1754 | 2.1775 | 1.9919 | 2.0962 | 2.1838 | 2.0962 | 2.1316 | 2.1379 | 2.1608 | 2.0211 | 2.1462 | 2.0857 | 2.0649 | 2.1066 | 2.0941 | 2.14 | 2.0565 | 2.0398 | 2.1838 | 2.1441 | 2.1003 | 1.996 | 2.1003 | 2.1775 | 2.0398 | 2.0753 | 2.0753 | 2.069 | 1.9877 | 2.1149 | 1.9835 | 1.9877 | 2.0378 | 2.1587 | 2.0461 | 2.1108 | 1.994 | 2.1379 | 2.1817 | 2.14 | 2.0237 | 2.0704 | 2.1191 | 2.0343 | 2.1064 | 2.0725 | 2.0619 | 2.1382 | 2.0682 | 2.1382 | 2.0852 | 2.1467 | 2.1191 | 2.1848 | 2.1 | 2.0725 | 2.0471 | 2.0237 | 2.1403 | 2.0174 | 2.0386 | 2.1742 | 2.0852 | 2.2251 | 2.0343 | 2.1572 | 2.1954 | 2.0471 | 2.0682 | 2.0937 | 2.1233 | 2.2102 | 2.1 | 2.1806 | 2.0746 | 2.1467 | 2.1678 | 2.0131 | 2.1382 | 2.1255 | 2.1064 | 2.1848 | 2.0916 | 2.1106 | 2.1869 | 2.0937 | 2.0746 | 2.0873 | 2.1085 | 2.0386 | 2.0322 | 2.0916 | 2.1085 | 2.1233 | 2.17 | 2.1975 | 2.0767 | 2.17 | 2.1382 | 2.1742 | 2.0534 | 2.0916 | 2.0428 | 2.2251 | 2.0492 | 2.1509 | 2.1127 | 2.153 | 2.0153 | 2.17 | 2.1 | 2.1848 | 2.0386 | 2.0386 | 2.0131 | 2.1763 | 2.1212 | 2.2039 | 2.0131 | 2.1149 | 2.0449 | 2.0788 | 2.2208 | 2.1996 | 2.0704 | 2.0937 | 2.1021 | 2.0322 | 2.0428 | 2.0449 | 2.1763 | 2.2017 | 2.1233 | 2.0767 | 2.0576
BC_GLD_DSS | 217 | 230 | BC | 0.003029 | 217 | 11098 | 0.33616 | 0.37213 | 0.35869 | 0.35252 | 0.35143 | 0.35107 | 0.36124 | 0.36922 | 0.37358 | 0.35071 | 0.3449 | 0.35906 | 0.3714 | 0.3518 | 0.36596 | 0.36922 | 0.35325 | 0.34998 | 0.37757 | 0.35652 | 0.35688 | 0.35724 | 0.34962 | 0.35252 | 0.35978 | 0.35071 | 0.34926 | 0.36051 | 0.37431 | 0.36015 | 0.34599 | 0.35579 | 0.34998 | 0.36668 | 0.35143 | 0.36269 | 0.3547 | 0.34599 | 0.35688 | 0.37794 | 0.35724 | 0.35361 | 0.37394 | 0.3449 | 0.36959 | 0.3616 | 0.35688 | 0.37757 | 0.34853 | 0.40976 | 0.38159 | 0.38715 | 0.3923 | 0.40658 | 0.38834 | 0.38913 | 0.38477 | 0.41095 | 0.40579 | 0.38159 | 0.3804 | 0.38675 | 0.40063 | 0.40698 | 0.40817 | 0.41491 | 0.38596 | 0.39468 | 0.38715 | 0.405 | 0.39746 | 0.3923 | 0.37961 | 0.39072 | 0.39191 | 0.39746 | 0.39151 | 0.37842 | 0.37882 | 0.37683 | 0.3923 | 0.40976 | 0.38397 | 0.3931 | 0.38001 | 0.38278 | 0.40103 | 0.38913 | 0.40143 | 0.41412 | 0.40936 | 0.40024 | 0.4165 | 0.39389 | 0.38794 | 0.38437 | 0.37882 | 0.39331 | 0.41872 | 0.40097 | 0.39815 | 0.40984 | 0.40904 | 0.40742 | 0.40742 | 0.3921 | 0.41549 | 0.41549 | 0.41065 | 0.38685 | 0.40581 | 0.41912 | 0.41549 | 0.39613 | 0.39169 | 0.42316 | 0.39774 | 0.4163 | 0.40662 | 0.38806 | 0.41105 | 0.39008 | 0.41711 | 0.3929 | 0.38322 | 0.41226 | 0.38685 | 0.39008 | 0.42316 | 0.39532 | 0.39653 | 0.39573 | 0.38564 | 0.41226 | 0.3921 | 0.40783 | 0.38322 | 0.38887 | 0.41025 | 0.39895 | 0.41549 | 0.41025 | 0.41953 | 0.42356 | 0.39694 | 0.43659 | 0.43196 | 0.44079 | 0.43659 | 0.40129 | 0.41936 | 0.43112 | 0.416 | 0.43827 | 0.43869 | 0.40129 | 0.4223 | 0.43995 | 0.4223 | 0.42944 | 0.4307 | 0.43533 | 0.40717 | 0.43238 | 0.4202 | 0.416 | 0.4244 | 0.42188 | 0.43112 | 0.41432 | 0.41095 | 0.43995 | 0.43196 | 0.42314 | 0.40213 | 0.42314 | 0.43869 | 0.41095 | 0.4181 | 0.4181 | 0.41684 | 0.40045 | 0.42608 | 0.39961 | 0.40045 | 0.41053 | 0.4349 | 0.41221 | 0.42524 | 0.40171 | 0.4307 | 0.43953 | 0.43112 | 0.40771 | 0.4171 | 0.42692 | 0.40984 | 0.42436 | 0.41753 | 0.41539 | 0.43076 | 0.41668 | 0.43076 | 0.42009 | 0.43247 | 0.42692 | 0.44016 | 0.42308 | 0.41753 | 0.41241 | 0.40771 | 0.43119 | 0.40643 | 0.4107 | 0.43802 | 0.42009 | 0.44827 | 0.40984 | 0.43461 | 0.44229 | 0.41241 | 0.41668 | 0.4218 | 0.42778 | 0.44528 | 0.42308 | 0.4393 | 0.41796 | 0.43247 | 0.43674 | 0.40558 | 0.43076 | 0.4282 | 0.42436 | 0.44016 | 0.42137 | 0.42521 | 0.44058 | 0.4218 | 0.41796 | 0.42052 | 0.42479 | 0.4107 | 0.40942 | 0.42137 | 0.42479 | 0.42778 | 0.43717 | 0.44272 | 0.41838 | 0.43717 | 0.43076 | 0.43802 | 0.41369 | 0.42137 | 0.41155 | 0.44827 | 0.41283 | 0.43333 | 0.42564 | 0.43375 | 0.406 | 0.43717 | 0.42308 | 0.44016 | 0.4107 | 0.4107 | 0.40558 | 0.43845 | 0.42735 | 0.444 | 0.40558 | 0.42607 | 0.41198 | 0.41881 | 0.44741 | 0.44314 | 0.4171 | 0.4218 | 0.42351 | 0.40942 | 0.41155 | 0.41198 | 0.43845 | 0.44357 | 0.42778 | 0.41838 | 0.41454
BC_GLN_DSS | 218 | 230 | BC | 0.002748 | 218 | 11098 | 0.30497 | 0.33761 | 0.32542 | 0.31982 | 0.31883 | 0.3185 | 0.32772 | 0.33497 | 0.33892 | 0.31817 | 0.3129 | 0.32575 | 0.33695 | 0.31916 | 0.33201 | 0.33497 | 0.32048 | 0.31751 | 0.34255 | 0.32344 | 0.32377 | 0.3241 | 0.31718 | 0.31982 | 0.32641 | 0.31817 | 0.31685 | 0.32707 | 0.33958 | 0.32674 | 0.31389 | 0.32278 | 0.31751 | 0.33266 | 0.31883 | 0.32904 | 0.3218 | 0.31389 | 0.32377 | 0.34288 | 0.3241 | 0.32081 | 0.33925 | 0.3129 | 0.3353 | 0.32805 | 0.32377 | 0.34255 | 0.3162 | 0.37174 | 0.34619 | 0.35123 | 0.35591 | 0.36886 | 0.35231 | 0.35303 | 0.34907 | 0.37282 | 0.36815 | 0.34619 | 0.34511 | 0.35087 | 0.36347 | 0.36922 | 0.3703 | 0.37642 | 0.35015 | 0.35807 | 0.35123 | 0.36743 | 0.36059 | 0.35591 | 0.34439 | 0.35447 | 0.35555 | 0.36059 | 0.35519 | 0.34331 | 0.34367 | 0.34187 | 0.35591 | 0.37174 | 0.34835 | 0.35663 | 0.34475 | 0.34727 | 0.36383 | 0.35303 | 0.36419 | 0.3757 | 0.37138 | 0.36311 | 0.37786 | 0.35735 | 0.35195 | 0.34871 | 0.34367 | 0.35682 | 0.37987 | 0.36377 | 0.36121 | 0.37182 | 0.37109 | 0.36963 | 0.36963 | 0.35572 | 0.37695 | 0.37695 | 0.37256 | 0.35096 | 0.36816 | 0.38024 | 0.37695 | 0.35938 | 0.35535 | 0.3839 | 0.36084 | 0.37768 | 0.3689 | 0.35206 | 0.37292 | 0.35389 | 0.37841 | 0.35645 | 0.34767 | 0.37402 | 0.35096 | 0.35389 | 0.3839 | 0.35865 | 0.35975 | 0.35901 | 0.34987 | 0.37402 | 0.35572 | 0.36999 | 0.34767 | 0.35279 | 0.37219 | 0.36194 | 0.37695 | 0.37219 | 0.38061 | 0.38427 | 0.36011 | 0.39608 | 0.39189 | 0.3999 | 0.39608 | 0.36406 | 0.38045 | 0.39113 | 0.3774 | 0.39761 | 0.39799 | 0.36406 | 0.38312 | 0.39913 | 0.38312 | 0.3896 | 0.39075 | 0.39494 | 0.3694 | 0.39227 | 0.38122 | 0.3774 | 0.38503 | 0.38274 | 0.39113 | 0.37588 | 0.37283 | 0.39913 | 0.39189 | 0.38388 | 0.36482 | 0.38388 | 0.39799 | 0.37283 | 0.37931 | 0.37931 | 0.37817 | 0.3633 | 0.38655 | 0.36254 | 0.3633 | 0.37245 | 0.39456 | 0.37397 | 0.38579 | 0.36444 | 0.39075 | 0.39875 | 0.39113 | 0.36989 | 0.37841 | 0.38732 | 0.37182 | 0.38499 | 0.37879 | 0.37686 | 0.3908 | 0.37802 | 0.3908 | 0.38112 | 0.39235 | 0.38732 | 0.39932 | 0.38383 | 0.37879 | 0.37415 | 0.36989 | 0.39119 | 0.36872 | 0.3726 | 0.39739 | 0.38112 | 0.40668 | 0.37182 | 0.39429 | 0.40126 | 0.37415 | 0.37802 | 0.38267 | 0.38809 | 0.40397 | 0.38383 | 0.39855 | 0.37918 | 0.39235 | 0.39622 | 0.36795 | 0.3908 | 0.38848 | 0.38499 | 0.39932 | 0.38228 | 0.38577 | 0.39971 | 0.38267 | 0.37918 | 0.38151 | 0.38538 | 0.3726 | 0.37144 | 0.38228 | 0.38538 | 0.38809 | 0.39661 | 0.40165 | 0.37957 | 0.39661 | 0.3908 | 0.39739 | 0.37531 | 0.38228 | 0.37337 | 0.40668 | 0.37453 | 0.39313 | 0.38615 | 0.39351 | 0.36834 | 0.39661 | 0.38383 | 0.39932 | 0.3726 | 0.3726 | 0.36795 | 0.39777 | 0.3877 | 0.40281 | 0.36795 | 0.38654 | 0.37376 | 0.37996 | 0.40591 | 0.40203 | 0.37841 | 0.38267 | 0.38422 | 0.37144 | 0.37337 | 0.37376 | 0.39777 | 0.40242 | 0.38809 | 0.37957 | 0.37608
BC_GMS_GSS | 219 | 230 | BC | 0.003341 | 219 | 11098 | 0.37078 | 0.41046 | 0.39564 | 0.38883 | 0.38763 | 0.38723 | 0.39844 | 0.40725 | 0.41206 | 0.38683 | 0.38042 | 0.39604 | 0.40966 | 0.38803 | 0.40365 | 0.40725 | 0.38963 | 0.38603 | 0.41646 | 0.39324 | 0.39364 | 0.39404 | 0.38563 | 0.38883 | 0.39684 | 0.38683 | 0.38523 | 0.39764 | 0.41286 | 0.39724 | 0.38163 | 0.39244 | 0.38603 | 0.40445 | 0.38763 | 0.40005 | 0.39124 | 0.38163 | 0.39364 | 0.41687 | 0.39404 | 0.39004 | 0.41246 | 0.38042 | 0.40765 | 0.39885 | 0.39364 | 0.41646 | 0.38443 | 0.45196 | 0.4209 | 0.42702 | 0.43271 | 0.44846 | 0.42834 | 0.42921 | 0.4244 | 0.45328 | 0.44759 | 0.4209 | 0.41959 | 0.42659 | 0.4419 | 0.4489 | 0.45021 | 0.45765 | 0.42571 | 0.43534 | 0.42702 | 0.44671 | 0.4384 | 0.43271 | 0.41871 | 0.43096 | 0.43228 | 0.4384 | 0.43184 | 0.4174 | 0.41784 | 0.41565 | 0.43271 | 0.45196 | 0.42352 | 0.43359 | 0.41915 | 0.42221 | 0.44234 | 0.42921 | 0.44278 | 0.45678 | 0.45153 | 0.44146 | 0.4594 | 0.43446 | 0.4279 | 0.42396 | 0.41784 | 0.43382 | 0.46185 | 0.44227 | 0.43916 | 0.45206 | 0.45117 | 0.44939 | 0.44939 | 0.43248 | 0.45829 | 0.45829 | 0.45295 | 0.4267 | 0.44761 | 0.46229 | 0.45829 | 0.43693 | 0.43204 | 0.46674 | 0.43871 | 0.45918 | 0.4485 | 0.42803 | 0.45339 | 0.43026 | 0.46007 | 0.43337 | 0.42269 | 0.45473 | 0.4267 | 0.43026 | 0.46674 | 0.43604 | 0.43738 | 0.43649 | 0.42536 | 0.45473 | 0.43248 | 0.44984 | 0.42269 | 0.42892 | 0.45251 | 0.44005 | 0.45829 | 0.45251 | 0.46274 | 0.46719 | 0.43782 | 0.48156 | 0.47646 | 0.48619 | 0.48156 | 0.44262 | 0.46255 | 0.47553 | 0.45885 | 0.48341 | 0.48387 | 0.44262 | 0.4658 | 0.48526 | 0.4658 | 0.47368 | 0.47507 | 0.48017 | 0.44911 | 0.47692 | 0.46348 | 0.45885 | 0.46812 | 0.46533 | 0.47553 | 0.45699 | 0.45328 | 0.48526 | 0.47646 | 0.46672 | 0.44355 | 0.46672 | 0.48387 | 0.45328 | 0.46116 | 0.46116 | 0.45977 | 0.4417 | 0.46997 | 0.44077 | 0.4417 | 0.45282 | 0.4797 | 0.45467 | 0.46904 | 0.44309 | 0.47507 | 0.4848 | 0.47553 | 0.44971 | 0.46007 | 0.4709 | 0.45206 | 0.46807 | 0.46054 | 0.45818 | 0.47513 | 0.45959 | 0.47513 | 0.46336 | 0.47702 | 0.4709 | 0.48549 | 0.46666 | 0.46054 | 0.45489 | 0.44971 | 0.4756 | 0.44829 | 0.453 | 0.48314 | 0.46336 | 0.49444 | 0.45206 | 0.47937 | 0.48785 | 0.45489 | 0.45959 | 0.46525 | 0.47184 | 0.49114 | 0.46666 | 0.48455 | 0.46101 | 0.47702 | 0.48173 | 0.44735 | 0.47513 | 0.47231 | 0.46807 | 0.48549 | 0.46477 | 0.46901 | 0.48596 | 0.46525 | 0.46101 | 0.46383 | 0.46854 | 0.453 | 0.45159 | 0.46477 | 0.46854 | 0.47184 | 0.4822 | 0.48832 | 0.46148 | 0.4822 | 0.47513 | 0.48314 | 0.4563 | 0.46477 | 0.45394 | 0.49444 | 0.45536 | 0.47796 | 0.46948 | 0.47843 | 0.44782 | 0.4822 | 0.46666 | 0.48549 | 0.453 | 0.453 | 0.44735 | 0.48361 | 0.47137 | 0.48973 | 0.44735 | 0.46995 | 0.45441 | 0.46195 | 0.4935 | 0.48879 | 0.46007 | 0.46525 | 0.46713 | 0.45159 | 0.45394 | 0.45441 | 0.48361 | 0.48926 | 0.47184 | 0.46148 | 0.45724
BC_GOW_DSS | 220 | 230 | BC | 0.007173 | 220 | 11098 | 0.79606 | 0.88124 | 0.84943 | 0.83481 | 0.83223 | 0.83137 | 0.85545 | 0.87436 | 0.88468 | 0.83051 | 0.81676 | 0.85029 | 0.87952 | 0.83309 | 0.86662 | 0.87436 | 0.83653 | 0.82879 | 0.89413 | 0.84427 | 0.84513 | 0.84599 | 0.82793 | 0.83481 | 0.85201 | 0.83051 | 0.82707 | 0.85373 | 0.8864 | 0.85287 | 0.81934 | 0.84255 | 0.82879 | 0.86834 | 0.83223 | 0.85888 | 0.83997 | 0.81934 | 0.84513 | 0.89499 | 0.84599 | 0.83739 | 0.88554 | 0.81676 | 0.87522 | 0.85631 | 0.84513 | 0.89413 | 0.82535 | 0.97035 | 0.90365 | 0.91681 | 0.92902 | 0.96283 | 0.91962 | 0.9215 | 0.91117 | 0.97317 | 0.96096 | 0.90365 | 0.90084 | 0.91587 | 0.94874 | 0.96377 | 0.96659 | 0.98256 | 0.91399 | 0.93465 | 0.91681 | 0.95908 | 0.94123 | 0.92902 | 0.89896 | 0.92526 | 0.92808 | 0.94123 | 0.92714 | 0.89614 | 0.89708 | 0.89238 | 0.92902 | 0.97035 | 0.90929 | 0.9309 | 0.8999 | 0.90647 | 0.94968 | 0.9215 | 0.95062 | 0.98068 | 0.96941 | 0.9478 | 0.98632 | 0.93277 | 0.91868 | 0.91023 | 0.89708 | 0.93139 | 0.99157 | 0.94954 | 0.94285 | 0.97056 | 0.96865 | 0.96482 | 0.96482 | 0.92852 | 0.98393 | 0.98393 | 0.97247 | 0.91611 | 0.961 | 0.99253 | 0.98393 | 0.93808 | 0.92757 | 1.0021 | 0.9419 | 0.98584 | 0.96291 | 0.91897 | 0.97342 | 0.92375 | 0.98775 | 0.93043 | 0.90751 | 0.97629 | 0.91611 | 0.92375 | 1.0021 | 0.93617 | 0.93903 | 0.93712 | 0.91324 | 0.97629 | 0.92852 | 0.96578 | 0.90751 | 0.92088 | 0.97151 | 0.94476 | 0.98393 | 0.97151 | 0.99348 | 1.003 | 0.93999 | 1.0339 | 1.0229 | 1.0438 | 1.0339 | 0.9503 | 0.99308 | 1.0209 | 0.98512 | 1.0379 | 1.0389 | 0.9503 | 1 | 1.0418 | 1 | 1.017 | 1.02 | 1.0309 | 0.96423 | 1.0239 | 0.99507 | 0.98512 | 1.005 | 0.99905 | 1.0209 | 0.98114 | 0.97318 | 1.0418 | 1.0229 | 1.002 | 0.95229 | 1.002 | 1.0389 | 0.97318 | 0.9901 | 0.9901 | 0.98711 | 0.94831 | 1.009 | 0.94632 | 0.94831 | 0.97219 | 1.0299 | 0.97617 | 1.007 | 0.95129 | 1.02 | 1.0408 | 1.0209 | 0.9655 | 0.98774 | 1.011 | 0.97056 | 1.0049 | 0.98875 | 0.9837 | 1.0201 | 0.98673 | 1.0201 | 0.99482 | 1.0241 | 1.011 | 1.0423 | 1.0019 | 0.98875 | 0.97662 | 0.9655 | 1.0211 | 0.96247 | 0.97258 | 1.0373 | 0.99482 | 1.0615 | 0.97056 | 1.0292 | 1.0474 | 0.97662 | 0.98673 | 0.99886 | 1.013 | 1.0545 | 1.0019 | 1.0403 | 0.98976 | 1.0241 | 1.0342 | 0.96045 | 1.0201 | 1.014 | 1.0049 | 1.0423 | 0.99785 | 1.007 | 1.0433 | 0.99886 | 0.98976 | 0.99583 | 1.0059 | 0.97258 | 0.96954 | 0.99785 | 1.0059 | 1.013 | 1.0353 | 1.0484 | 0.99078 | 1.0353 | 1.0201 | 1.0373 | 0.97965 | 0.99785 | 0.9746 | 1.0615 | 0.97763 | 1.0262 | 1.008 | 1.0272 | 0.96146 | 1.0353 | 1.0019 | 1.0423 | 0.97258 | 0.97258 | 0.96045 | 1.0383 | 1.012 | 1.0514 | 0.96045 | 1.009 | 0.97561 | 0.99179 | 1.0595 | 1.0494 | 0.98774 | 0.99886 | 1.0029 | 0.96954 | 0.9746 | 0.97561 | 1.0383 | 1.0504 | 1.013 | 0.99078 | 0.98168
BC_GTP_DSS | 221 | 230 | BC | 0.007173 | 221 | 11098 | 0.79606 | 0.88124 | 0.84943 | 0.83481 | 0.83223 | 0.83137 | 0.85545 | 0.87436 | 0.88468 | 0.83051 | 0.81676 | 0.85029 | 0.87952 | 0.83309 | 0.86662 | 0.87436 | 0.83653 | 0.82879 | 0.89413 | 0.84427 | 0.84513 | 0.84599 | 0.82793 | 0.83481 | 0.85201 | 0.83051 | 0.82707 | 0.85373 | 0.8864 | 0.85287 | 0.81934 | 0.84255 | 0.82879 | 0.86834 | 0.83223 | 0.85888 | 0.83997 | 0.81934 | 0.84513 | 0.89499 | 0.84599 | 0.83739 | 0.88554 | 0.81676 | 0.87522 | 0.85631 | 0.84513 | 0.89413 | 0.82535 | 0.97035 | 0.90365 | 0.91681 | 0.92902 | 0.96283 | 0.91962 | 0.9215 | 0.91117 | 0.97317 | 0.96096 | 0.90365 | 0.90084 | 0.91587 | 0.94874 | 0.96377 | 0.96659 | 0.98256 | 0.91399 | 0.93465 | 0.91681 | 0.95908 | 0.94123 | 0.92902 | 0.89896 | 0.92526 | 0.92808 | 0.94123 | 0.92714 | 0.89614 | 0.89708 | 0.89238 | 0.92902 | 0.97035 | 0.90929 | 0.9309 | 0.8999 | 0.90647 | 0.94968 | 0.9215 | 0.95062 | 0.98068 | 0.96941 | 0.9478 | 0.98632 | 0.93277 | 0.91868 | 0.91023 | 0.89708 | 0.93139 | 0.99157 | 0.94954 | 0.94285 | 0.97056 | 0.96865 | 0.96482 | 0.96482 | 0.92852 | 0.98393 | 0.98393 | 0.97247 | 0.91611 | 0.961 | 0.99253 | 0.98393 | 0.93808 | 0.92757 | 1.0021 | 0.9419 | 0.98584 | 0.96291 | 0.91897 | 0.97342 | 0.92375 | 0.98775 | 0.93043 | 0.90751 | 0.97629 | 0.91611 | 0.92375 | 1.0021 | 0.93617 | 0.93903 | 0.93712 | 0.91324 | 0.97629 | 0.92852 | 0.96578 | 0.90751 | 0.92088 | 0.97151 | 0.94476 | 0.98393 | 0.97151 | 0.99348 | 1.003 | 0.93999 | 1.0339 | 1.0229 | 1.0438 | 1.0339 | 0.9503 | 0.99308 | 1.0209 | 0.98512 | 1.0379 | 1.0389 | 0.9503 | 1 | 1.0418 | 1 | 1.017 | 1.02 | 1.0309 | 0.96423 | 1.0239 | 0.99507 | 0.98512 | 1.005 | 0.99905 | 1.0209 | 0.98114 | 0.97318 | 1.0418 | 1.0229 | 1.002 | 0.95229 | 1.002 | 1.0389 | 0.97318 | 0.9901 | 0.9901 | 0.98711 | 0.94831 | 1.009 | 0.94632 | 0.94831 | 0.97219 | 1.0299 | 0.97617 | 1.007 | 0.95129 | 1.02 | 1.0408 | 1.0209 | 0.9655 | 0.98774 | 1.011 | 0.97056 | 1.0049 | 0.98875 | 0.9837 | 1.0201 | 0.98673 | 1.0201 | 0.99482 | 1.0241 | 1.011 | 1.0423 | 1.0019 | 0.98875 | 0.97662 | 0.9655 | 1.0211 | 0.96247 | 0.97258 | 1.0373 | 0.99482 | 1.0615 | 0.97056 | 1.0292 | 1.0474 | 0.97662 | 0.98673 | 0.99886 | 1.013 | 1.0545 | 1.0019 | 1.0403 | 0.98976 | 1.0241 | 1.0342 | 0.96045 | 1.0201 | 1.014 | 1.0049 | 1.0423 | 0.99785 | 1.007 | 1.0433 | 0.99886 | 0.98976 | 0.99583 | 1.0059 | 0.97258 | 0.96954 | 0.99785 | 1.0059 | 1.013 | 1.0353 | 1.0484 | 0.99078 | 1.0353 | 1.0201 | 1.0373 | 0.97965 | 0.99785 | 0.9746 | 1.0615 | 0.97763 | 1.0262 | 1.008 | 1.0272 | 0.96146 | 1.0353 | 1.0019 | 1.0423 | 0.97258 | 0.97258 | 0.96045 | 1.0383 | 1.012 | 1.0514 | 0.96045 | 1.009 | 0.97561 | 0.99179 | 1.0595 | 1.0494 | 0.98774 | 0.99886 | 1.0029 | 0.96954 | 0.9746 | 0.97561 | 1.0383 | 1.0504 | 1.013 | 0.99078 | 0.98168
BC_HLT_TSS | 222 | 230 | BC | 0.015035 | 222 | 11098 | 1.6686 | 1.8471 | 1.7804 | 1.7498 | 1.7444 | 1.7426 | 1.7931 | 1.8327 | 1.8543 | 1.7408 | 1.712 | 1.7822 | 1.8435 | 1.7462 | 1.8165 | 1.8327 | 1.7534 | 1.7372 | 1.8742 | 1.7696 | 1.7714 | 1.7732 | 1.7354 | 1.7498 | 1.7859 | 1.7408 | 1.7336 | 1.7895 | 1.8579 | 1.7877 | 1.7174 | 1.766 | 1.7372 | 1.8201 | 1.7444 | 1.8003 | 1.7606 | 1.7174 | 1.7714 | 1.876 | 1.7732 | 1.7552 | 1.8561 | 1.712 | 1.8345 | 1.7949 | 1.7714 | 1.8742 | 1.73 | 2.0339 | 1.8941 | 1.9217 | 1.9473 | 2.0182 | 1.9276 | 1.9315 | 1.9099 | 2.0398 | 2.0142 | 1.8941 | 1.8882 | 1.9197 | 1.9886 | 2.0201 | 2.026 | 2.0595 | 1.9158 | 1.9591 | 1.9217 | 2.0103 | 1.9729 | 1.9473 | 1.8843 | 1.9394 | 1.9453 | 1.9729 | 1.9433 | 1.8784 | 1.8803 | 1.8705 | 1.9473 | 2.0339 | 1.9059 | 1.9512 | 1.8862 | 1.9 | 1.9906 | 1.9315 | 1.9926 | 2.0556 | 2.0319 | 1.9866 | 2.0674 | 1.9551 | 1.9256 | 1.9079 | 1.8803 | 1.9522 | 2.0784 | 1.9903 | 1.9763 | 2.0343 | 2.0303 | 2.0223 | 2.0223 | 1.9462 | 2.0624 | 2.0624 | 2.0383 | 1.9202 | 2.0143 | 2.0804 | 2.0624 | 1.9663 | 1.9442 | 2.1004 | 1.9743 | 2.0664 | 2.0183 | 1.9262 | 2.0403 | 1.9362 | 2.0704 | 1.9502 | 1.9022 | 2.0464 | 1.9202 | 1.9362 | 2.1004 | 1.9623 | 1.9683 | 1.9643 | 1.9142 | 2.0464 | 1.9462 | 2.0243 | 1.9022 | 1.9302 | 2.0363 | 1.9803 | 2.0624 | 2.0363 | 2.0824 | 2.1024 | 1.9703 | 2.1671 | 2.1441 | 2.1879 | 2.1671 | 1.9919 | 2.0816 | 2.14 | 2.0649 | 2.1754 | 2.1775 | 1.9919 | 2.0962 | 2.1838 | 2.0962 | 2.1316 | 2.1379 | 2.1608 | 2.0211 | 2.1462 | 2.0857 | 2.0649 | 2.1066 | 2.0941 | 2.14 | 2.0565 | 2.0398 | 2.1838 | 2.1441 | 2.1003 | 1.996 | 2.1003 | 2.1775 | 2.0398 | 2.0753 | 2.0753 | 2.069 | 1.9877 | 2.1149 | 1.9835 | 1.9877 | 2.0378 | 2.1587 | 2.0461 | 2.1108 | 1.994 | 2.1379 | 2.1817 | 2.14 | 2.0237 | 2.0704 | 2.1191 | 2.0343 | 2.1064 | 2.0725 | 2.0619 | 2.1382 | 2.0682 | 2.1382 | 2.0852 | 2.1467 | 2.1191 | 2.1848 | 2.1 | 2.0725 | 2.0471 | 2.0237 | 2.1403 | 2.0174 | 2.0386 | 2.1742 | 2.0852 | 2.2251 | 2.0343 | 2.1572 | 2.1954 | 2.0471 | 2.0682 | 2.0937 | 2.1233 | 2.2102 | 2.1 | 2.1806 | 2.0746 | 2.1467 | 2.1678 | 2.0131 | 2.1382 | 2.1255 | 2.1064 | 2.1848 | 2.0916 | 2.1106 | 2.1869 | 2.0937 | 2.0746 | 2.0873 | 2.1085 | 2.0386 | 2.0322 | 2.0916 | 2.1085 | 2.1233 | 2.17 | 2.1975 | 2.0767 | 2.17 | 2.1382 | 2.1742 | 2.0534 | 2.0916 | 2.0428 | 2.2251 | 2.0492 | 2.1509 | 2.1127 | 2.153 | 2.0153 | 2.17 | 2.1 | 2.1848 | 2.0386 | 2.0386 | 2.0131 | 2.1763 | 2.1212 | 2.2039 | 2.0131 | 2.1149 | 2.0449 | 2.0788 | 2.2208 | 2.1996 | 2.0704 | 2.0937 | 2.1021 | 2.0322 | 2.0428 | 2.0449 | 2.1763 | 2.2017 | 2.1233 | 2.0767 | 2.0576
BC_HMH_DSS | 223 | 230 | BC | 0.003372 | 223 | 11098 | 0.37422 | 0.41427 | 0.39931 | 0.39244 | 0.39123 | 0.39083 | 0.40214 | 0.41103 | 0.41588 | 0.39042 | 0.38395 | 0.39972 | 0.41346 | 0.39163 | 0.4074 | 0.41103 | 0.39325 | 0.38961 | 0.42033 | 0.39689 | 0.39729 | 0.3977 | 0.38921 | 0.39244 | 0.40053 | 0.39042 | 0.3888 | 0.40133 | 0.41669 | 0.40093 | 0.38517 | 0.39608 | 0.38961 | 0.4082 | 0.39123 | 0.40376 | 0.39487 | 0.38517 | 0.39729 | 0.42073 | 0.3977 | 0.39365 | 0.41629 | 0.38395 | 0.41144 | 0.40255 | 0.39729 | 0.42033 | 0.388 | 0.45616 | 0.4248 | 0.43099 | 0.43673 | 0.45262 | 0.43231 | 0.43319 | 0.42834 | 0.45748 | 0.45174 | 0.4248 | 0.42348 | 0.43055 | 0.446 | 0.45307 | 0.45439 | 0.4619 | 0.42966 | 0.43938 | 0.43099 | 0.45086 | 0.44247 | 0.43673 | 0.4226 | 0.43496 | 0.43629 | 0.44247 | 0.43584 | 0.42127 | 0.42171 | 0.41951 | 0.43673 | 0.45616 | 0.42745 | 0.43761 | 0.42304 | 0.42613 | 0.44644 | 0.43319 | 0.44688 | 0.46101 | 0.45572 | 0.44556 | 0.46366 | 0.43849 | 0.43187 | 0.4279 | 0.42171 | 0.43784 | 0.46613 | 0.44638 | 0.44323 | 0.45625 | 0.45536 | 0.45356 | 0.45356 | 0.4365 | 0.46254 | 0.46254 | 0.45715 | 0.43066 | 0.45176 | 0.46658 | 0.46254 | 0.44099 | 0.43605 | 0.47107 | 0.44278 | 0.46344 | 0.45266 | 0.432 | 0.4576 | 0.43425 | 0.46434 | 0.43739 | 0.42662 | 0.45895 | 0.43066 | 0.43425 | 0.47107 | 0.44009 | 0.44144 | 0.44054 | 0.42931 | 0.45895 | 0.4365 | 0.45401 | 0.42662 | 0.4329 | 0.4567 | 0.44413 | 0.46254 | 0.4567 | 0.46703 | 0.47152 | 0.44188 | 0.48602 | 0.48088 | 0.4907 | 0.48602 | 0.44673 | 0.46685 | 0.47994 | 0.4631 | 0.4879 | 0.48836 | 0.44673 | 0.47012 | 0.48977 | 0.47012 | 0.47807 | 0.47948 | 0.48462 | 0.45328 | 0.48135 | 0.46778 | 0.4631 | 0.47246 | 0.46965 | 0.47994 | 0.46123 | 0.45749 | 0.48977 | 0.48088 | 0.47106 | 0.44767 | 0.47106 | 0.48836 | 0.45749 | 0.46544 | 0.46544 | 0.46404 | 0.4458 | 0.47433 | 0.44486 | 0.4458 | 0.45702 | 0.48415 | 0.45889 | 0.47339 | 0.4472 | 0.47948 | 0.4893 | 0.47994 | 0.45388 | 0.46433 | 0.47527 | 0.45625 | 0.47241 | 0.46481 | 0.46243 | 0.47954 | 0.46386 | 0.47954 | 0.46766 | 0.48144 | 0.47527 | 0.49 | 0.47099 | 0.46481 | 0.45911 | 0.45388 | 0.48002 | 0.45245 | 0.45721 | 0.48762 | 0.46766 | 0.49903 | 0.45625 | 0.48382 | 0.49237 | 0.45911 | 0.46386 | 0.46956 | 0.47622 | 0.4957 | 0.47099 | 0.48905 | 0.46528 | 0.48144 | 0.4862 | 0.4515 | 0.47954 | 0.47669 | 0.47241 | 0.49 | 0.46909 | 0.47336 | 0.49047 | 0.46956 | 0.46528 | 0.46814 | 0.47289 | 0.45721 | 0.45578 | 0.46909 | 0.47289 | 0.47622 | 0.48667 | 0.49285 | 0.46576 | 0.48667 | 0.47954 | 0.48762 | 0.46053 | 0.46909 | 0.45816 | 0.49903 | 0.45958 | 0.48239 | 0.47384 | 0.48287 | 0.45198 | 0.48667 | 0.47099 | 0.49 | 0.45721 | 0.45721 | 0.4515 | 0.4881 | 0.47574 | 0.49428 | 0.4515 | 0.47431 | 0.45863 | 0.46624 | 0.49808 | 0.49333 | 0.46433 | 0.46956 | 0.47146 | 0.45578 | 0.45816 | 0.45863 | 0.4881 | 0.4938 | 0.47622 | 0.46576 | 0.46148
BC_HPN_DSS | 224 | 230 | BC | 0.015035 | 224 | 11098 | 1.6686 | 1.8471 | 1.7804 | 1.7498 | 1.7444 | 1.7426 | 1.7931 | 1.8327 | 1.8543 | 1.7408 | 1.712 | 1.7822 | 1.8435 | 1.7462 | 1.8165 | 1.8327 | 1.7534 | 1.7372 | 1.8742 | 1.7696 | 1.7714 | 1.7732 | 1.7354 | 1.7498 | 1.7859 | 1.7408 | 1.7336 | 1.7895 | 1.8579 | 1.7877 | 1.7174 | 1.766 | 1.7372 | 1.8201 | 1.7444 | 1.8003 | 1.7606 | 1.7174 | 1.7714 | 1.876 | 1.7732 | 1.7552 | 1.8561 | 1.712 | 1.8345 | 1.7949 | 1.7714 | 1.8742 | 1.73 | 2.0339 | 1.8941 | 1.9217 | 1.9473 | 2.0182 | 1.9276 | 1.9315 | 1.9099 | 2.0398 | 2.0142 | 1.8941 | 1.8882 | 1.9197 | 1.9886 | 2.0201 | 2.026 | 2.0595 | 1.9158 | 1.9591 | 1.9217 | 2.0103 | 1.9729 | 1.9473 | 1.8843 | 1.9394 | 1.9453 | 1.9729 | 1.9433 | 1.8784 | 1.8803 | 1.8705 | 1.9473 | 2.0339 | 1.9059 | 1.9512 | 1.8862 | 1.9 | 1.9906 | 1.9315 | 1.9926 | 2.0556 | 2.0319 | 1.9866 | 2.0674 | 1.9551 | 1.9256 | 1.9079 | 1.8803 | 1.9522 | 2.0784 | 1.9903 | 1.9763 | 2.0343 | 2.0303 | 2.0223 | 2.0223 | 1.9462 | 2.0624 | 2.0624 | 2.0383 | 1.9202 | 2.0143 | 2.0804 | 2.0624 | 1.9663 | 1.9442 | 2.1004 | 1.9743 | 2.0664 | 2.0183 | 1.9262 | 2.0403 | 1.9362 | 2.0704 | 1.9502 | 1.9022 | 2.0464 | 1.9202 | 1.9362 | 2.1004 | 1.9623 | 1.9683 | 1.9643 | 1.9142 | 2.0464 | 1.9462 | 2.0243 | 1.9022 | 1.9302 | 2.0363 | 1.9803 | 2.0624 | 2.0363 | 2.0824 | 2.1024 | 1.9703 | 2.1671 | 2.1441 | 2.1879 | 2.1671 | 1.9919 | 2.0816 | 2.14 | 2.0649 | 2.1754 | 2.1775 | 1.9919 | 2.0962 | 2.1838 | 2.0962 | 2.1316 | 2.1379 | 2.1608 | 2.0211 | 2.1462 | 2.0857 | 2.0649 | 2.1066 | 2.0941 | 2.14 | 2.0565 | 2.0398 | 2.1838 | 2.1441 | 2.1003 | 1.996 | 2.1003 | 2.1775 | 2.0398 | 2.0753 | 2.0753 | 2.069 | 1.9877 | 2.1149 | 1.9835 | 1.9877 | 2.0378 | 2.1587 | 2.0461 | 2.1108 | 1.994 | 2.1379 | 2.1817 | 2.14 | 2.0237 | 2.0704 | 2.1191 | 2.0343 | 2.1064 | 2.0725 | 2.0619 | 2.1382 | 2.0682 | 2.1382 | 2.0852 | 2.1467 | 2.1191 | 2.1848 | 2.1 | 2.0725 | 2.0471 | 2.0237 | 2.1403 | 2.0174 | 2.0386 | 2.1742 | 2.0852 | 2.2251 | 2.0343 | 2.1572 | 2.1954 | 2.0471 | 2.0682 | 2.0937 | 2.1233 | 2.2102 | 2.1 | 2.1806 | 2.0746 | 2.1467 | 2.1678 | 2.0131 | 2.1382 | 2.1255 | 2.1064 | 2.1848 | 2.0916 | 2.1106 | 2.1869 | 2.0937 | 2.0746 | 2.0873 | 2.1085 | 2.0386 | 2.0322 | 2.0916 | 2.1085 | 2.1233 | 2.17 | 2.1975 | 2.0767 | 2.17 | 2.1382 | 2.1742 | 2.0534 | 2.0916 | 2.0428 | 2.2251 | 2.0492 | 2.1509 | 2.1127 | 2.153 | 2.0153 | 2.17 | 2.1 | 2.1848 | 2.0386 | 2.0386 | 2.0131 | 2.1763 | 2.1212 | 2.2039 | 2.0131 | 2.1149 | 2.0449 | 2.0788 | 2.2208 | 2.1996 | 2.0704 | 2.0937 | 2.1021 | 2.0322 | 2.0428 | 2.0449 | 2.1763 | 2.2017 | 2.1233 | 2.0767 | 2.0576
BC_HSP_ISS | 225 | 230 | BC | 0.002578 | 225 | 11098 | 0.28611 | 0.31672 | 0.30529 | 0.30003 | 0.29911 | 0.2988 | 0.30745 | 0.31425 | 0.31796 | 0.29849 | 0.29355 | 0.3056 | 0.3161 | 0.29942 | 0.31147 | 0.31425 | 0.30065 | 0.29787 | 0.32135 | 0.30343 | 0.30374 | 0.30405 | 0.29756 | 0.30003 | 0.30621 | 0.29849 | 0.29725 | 0.30683 | 0.31857 | 0.30652 | 0.29447 | 0.30282 | 0.29787 | 0.31208 | 0.29911 | 0.30869 | 0.30189 | 0.29447 | 0.30374 | 0.32166 | 0.30405 | 0.30096 | 0.31826 | 0.29355 | 0.31456 | 0.30776 | 0.30374 | 0.32135 | 0.29664 | 0.34875 | 0.32478 | 0.3295 | 0.33389 | 0.34605 | 0.33052 | 0.33119 | 0.32748 | 0.34976 | 0.34537 | 0.32478 | 0.32376 | 0.32917 | 0.34098 | 0.34638 | 0.3474 | 0.35314 | 0.32849 | 0.33592 | 0.3295 | 0.3447 | 0.33828 | 0.33389 | 0.32309 | 0.33254 | 0.33355 | 0.33828 | 0.33322 | 0.32208 | 0.32241 | 0.32073 | 0.33389 | 0.34875 | 0.3268 | 0.33457 | 0.32343 | 0.32579 | 0.34132 | 0.33119 | 0.34166 | 0.35246 | 0.34841 | 0.34064 | 0.35449 | 0.33524 | 0.33018 | 0.32714 | 0.32241 | 0.33474 | 0.35637 | 0.34127 | 0.33886 | 0.34882 | 0.34813 | 0.34676 | 0.34676 | 0.33371 | 0.35363 | 0.35363 | 0.34951 | 0.32925 | 0.34539 | 0.35672 | 0.35363 | 0.33715 | 0.33337 | 0.36015 | 0.33852 | 0.35431 | 0.34607 | 0.33028 | 0.34985 | 0.332 | 0.355 | 0.3344 | 0.32616 | 0.35088 | 0.32925 | 0.332 | 0.36015 | 0.33646 | 0.33749 | 0.3368 | 0.32822 | 0.35088 | 0.33371 | 0.3471 | 0.32616 | 0.33097 | 0.34916 | 0.33955 | 0.35363 | 0.34916 | 0.35706 | 0.36049 | 0.33783 | 0.37158 | 0.36765 | 0.37516 | 0.37158 | 0.34154 | 0.35692 | 0.36693 | 0.35406 | 0.37301 | 0.37337 | 0.34154 | 0.35942 | 0.37444 | 0.35942 | 0.3655 | 0.36657 | 0.37051 | 0.34655 | 0.368 | 0.35763 | 0.35406 | 0.36121 | 0.35906 | 0.36693 | 0.35263 | 0.34977 | 0.37444 | 0.36765 | 0.36014 | 0.34225 | 0.36014 | 0.37337 | 0.34977 | 0.35584 | 0.35584 | 0.35477 | 0.34082 | 0.36264 | 0.34011 | 0.34082 | 0.34941 | 0.37015 | 0.35084 | 0.36192 | 0.3419 | 0.36657 | 0.37408 | 0.36693 | 0.347 | 0.355 | 0.36336 | 0.34882 | 0.36118 | 0.35536 | 0.35354 | 0.36663 | 0.35463 | 0.36663 | 0.35754 | 0.36808 | 0.36336 | 0.37462 | 0.36008 | 0.35536 | 0.351 | 0.347 | 0.36699 | 0.34591 | 0.34955 | 0.3728 | 0.35754 | 0.38152 | 0.34882 | 0.3699 | 0.37644 | 0.351 | 0.35463 | 0.35899 | 0.36408 | 0.37898 | 0.36008 | 0.37389 | 0.35572 | 0.36808 | 0.37171 | 0.34519 | 0.36663 | 0.36445 | 0.36118 | 0.37462 | 0.35863 | 0.3619 | 0.37498 | 0.35899 | 0.35572 | 0.3579 | 0.36154 | 0.34955 | 0.34846 | 0.35863 | 0.36154 | 0.36408 | 0.37208 | 0.3768 | 0.35609 | 0.37208 | 0.36663 | 0.3728 | 0.35209 | 0.35863 | 0.35027 | 0.38152 | 0.35136 | 0.36881 | 0.36227 | 0.36917 | 0.34555 | 0.37208 | 0.36008 | 0.37462 | 0.34955 | 0.34955 | 0.34519 | 0.37317 | 0.36372 | 0.37789 | 0.34519 | 0.36263 | 0.35064 | 0.35645 | 0.3808 | 0.37716 | 0.355 | 0.35899 | 0.36045 | 0.34846 | 0.35027 | 0.35064 | 0.37317 | 0.37753 | 0.36408 | 0.35609 | 0.35282
BC_HSY_DSS | 226 | 230 | BC | 0.007173 | 226 | 11098 | 0.79606 | 0.88124 | 0.84943 | 0.83481 | 0.83223 | 0.83137 | 0.85545 | 0.87436 | 0.88468 | 0.83051 | 0.81676 | 0.85029 | 0.87952 | 0.83309 | 0.86662 | 0.87436 | 0.83653 | 0.82879 | 0.89413 | 0.84427 | 0.84513 | 0.84599 | 0.82793 | 0.83481 | 0.85201 | 0.83051 | 0.82707 | 0.85373 | 0.8864 | 0.85287 | 0.81934 | 0.84255 | 0.82879 | 0.86834 | 0.83223 | 0.85888 | 0.83997 | 0.81934 | 0.84513 | 0.89499 | 0.84599 | 0.83739 | 0.88554 | 0.81676 | 0.87522 | 0.85631 | 0.84513 | 0.89413 | 0.82535 | 0.97035 | 0.90365 | 0.91681 | 0.92902 | 0.96283 | 0.91962 | 0.9215 | 0.91117 | 0.97317 | 0.96096 | 0.90365 | 0.90084 | 0.91587 | 0.94874 | 0.96377 | 0.96659 | 0.98256 | 0.91399 | 0.93465 | 0.91681 | 0.95908 | 0.94123 | 0.92902 | 0.89896 | 0.92526 | 0.92808 | 0.94123 | 0.92714 | 0.89614 | 0.89708 | 0.89238 | 0.92902 | 0.97035 | 0.90929 | 0.9309 | 0.8999 | 0.90647 | 0.94968 | 0.9215 | 0.95062 | 0.98068 | 0.96941 | 0.9478 | 0.98632 | 0.93277 | 0.91868 | 0.91023 | 0.89708 | 0.93139 | 0.99157 | 0.94954 | 0.94285 | 0.97056 | 0.96865 | 0.96482 | 0.96482 | 0.92852 | 0.98393 | 0.98393 | 0.97247 | 0.91611 | 0.961 | 0.99253 | 0.98393 | 0.93808 | 0.92757 | 1.0021 | 0.9419 | 0.98584 | 0.96291 | 0.91897 | 0.97342 | 0.92375 | 0.98775 | 0.93043 | 0.90751 | 0.97629 | 0.91611 | 0.92375 | 1.0021 | 0.93617 | 0.93903 | 0.93712 | 0.91324 | 0.97629 | 0.92852 | 0.96578 | 0.90751 | 0.92088 | 0.97151 | 0.94476 | 0.98393 | 0.97151 | 0.99348 | 1.003 | 0.93999 | 1.0339 | 1.0229 | 1.0438 | 1.0339 | 0.9503 | 0.99308 | 1.0209 | 0.98512 | 1.0379 | 1.0389 | 0.9503 | 1 | 1.0418 | 1 | 1.017 | 1.02 | 1.0309 | 0.96423 | 1.0239 | 0.99507 | 0.98512 | 1.005 | 0.99905 | 1.0209 | 0.98114 | 0.97318 | 1.0418 | 1.0229 | 1.002 | 0.95229 | 1.002 | 1.0389 | 0.97318 | 0.9901 | 0.9901 | 0.98711 | 0.94831 | 1.009 | 0.94632 | 0.94831 | 0.97219 | 1.0299 | 0.97617 | 1.007 | 0.95129 | 1.02 | 1.0408 | 1.0209 | 0.9655 | 0.98774 | 1.011 | 0.97056 | 1.0049 | 0.98875 | 0.9837 | 1.0201 | 0.98673 | 1.0201 | 0.99482 | 1.0241 | 1.011 | 1.0423 | 1.0019 | 0.98875 | 0.97662 | 0.9655 | 1.0211 | 0.96247 | 0.97258 | 1.0373 | 0.99482 | 1.0615 | 0.97056 | 1.0292 | 1.0474 | 0.97662 | 0.98673 | 0.99886 | 1.013 | 1.0545 | 1.0019 | 1.0403 | 0.98976 | 1.0241 | 1.0342 | 0.96045 | 1.0201 | 1.014 | 1.0049 | 1.0423 | 0.99785 | 1.007 | 1.0433 | 0.99886 | 0.98976 | 0.99583 | 1.0059 | 0.97258 | 0.96954 | 0.99785 | 1.0059 | 1.013 | 1.0353 | 1.0484 | 0.99078 | 1.0353 | 1.0201 | 1.0373 | 0.97965 | 0.99785 | 0.9746 | 1.0615 | 0.97763 | 1.0262 | 1.008 | 1.0272 | 0.96146 | 1.0353 | 1.0019 | 1.0423 | 0.97258 | 0.97258 | 0.96045 | 1.0383 | 1.012 | 1.0514 | 0.96045 | 1.009 | 0.97561 | 0.99179 | 1.0595 | 1.0494 | 0.98774 | 0.99886 | 1.0029 | 0.96954 | 0.9746 | 0.97561 | 1.0383 | 1.0504 | 1.013 | 0.99078 | 0.98168
BC_HWW_DSS | 227 | 230 | BC | 0.005022 | 227 | 11098 | 0.55734 | 0.61698 | 0.59471 | 0.58447 | 0.58267 | 0.58207 | 0.59892 | 0.61216 | 0.61938 | 0.58146 | 0.57183 | 0.59531 | 0.61577 | 0.58327 | 0.60674 | 0.61216 | 0.58568 | 0.58026 | 0.62601 | 0.59109 | 0.5917 | 0.5923 | 0.57966 | 0.58447 | 0.59651 | 0.58146 | 0.57906 | 0.59772 | 0.62059 | 0.59711 | 0.57364 | 0.58989 | 0.58026 | 0.60795 | 0.58267 | 0.60133 | 0.58808 | 0.57364 | 0.5917 | 0.62661 | 0.5923 | 0.58628 | 0.61999 | 0.57183 | 0.61276 | 0.59952 | 0.5917 | 0.62601 | 0.57785 | 0.67937 | 0.63267 | 0.64188 | 0.65043 | 0.6741 | 0.64385 | 0.64517 | 0.63793 | 0.68134 | 0.67279 | 0.63267 | 0.6307 | 0.64122 | 0.66424 | 0.67476 | 0.67674 | 0.68792 | 0.63991 | 0.65437 | 0.64188 | 0.67147 | 0.65898 | 0.65043 | 0.62938 | 0.6478 | 0.64977 | 0.65898 | 0.64911 | 0.62741 | 0.62807 | 0.62478 | 0.65043 | 0.67937 | 0.63662 | 0.65174 | 0.63004 | 0.63464 | 0.6649 | 0.64517 | 0.66555 | 0.6866 | 0.67871 | 0.66358 | 0.69055 | 0.65306 | 0.64319 | 0.63728 | 0.62807 | 0.65209 | 0.69422 | 0.6648 | 0.66012 | 0.67951 | 0.67817 | 0.6755 | 0.6755 | 0.65008 | 0.68887 | 0.68887 | 0.68085 | 0.64139 | 0.67282 | 0.69489 | 0.68887 | 0.65677 | 0.64941 | 0.70158 | 0.65945 | 0.69021 | 0.67416 | 0.6434 | 0.68152 | 0.64674 | 0.69155 | 0.65142 | 0.63537 | 0.68352 | 0.64139 | 0.64674 | 0.70158 | 0.65543 | 0.65744 | 0.6561 | 0.63938 | 0.68352 | 0.65008 | 0.67617 | 0.63537 | 0.64473 | 0.68018 | 0.66145 | 0.68887 | 0.68018 | 0.69556 | 0.70225 | 0.65811 | 0.72385 | 0.71618 | 0.73081 | 0.72385 | 0.66533 | 0.69528 | 0.71479 | 0.68971 | 0.72663 | 0.72733 | 0.66533 | 0.70016 | 0.72942 | 0.70016 | 0.712 | 0.71409 | 0.72176 | 0.67508 | 0.71688 | 0.69668 | 0.68971 | 0.70364 | 0.69946 | 0.71479 | 0.68692 | 0.68135 | 0.72942 | 0.71618 | 0.70155 | 0.66672 | 0.70155 | 0.72733 | 0.68135 | 0.69319 | 0.69319 | 0.6911 | 0.66393 | 0.70643 | 0.66254 | 0.66393 | 0.68065 | 0.72106 | 0.68344 | 0.70504 | 0.66602 | 0.71409 | 0.72872 | 0.71479 | 0.67597 | 0.69154 | 0.70782 | 0.67951 | 0.70358 | 0.69225 | 0.68871 | 0.71419 | 0.69084 | 0.71419 | 0.6965 | 0.71703 | 0.70782 | 0.72977 | 0.70145 | 0.69225 | 0.68376 | 0.67597 | 0.7149 | 0.67385 | 0.68093 | 0.72623 | 0.6965 | 0.74321 | 0.67951 | 0.72056 | 0.73331 | 0.68376 | 0.69084 | 0.69933 | 0.70924 | 0.73826 | 0.70145 | 0.72835 | 0.69296 | 0.71703 | 0.7241 | 0.67243 | 0.71419 | 0.70995 | 0.70358 | 0.72977 | 0.69862 | 0.70499 | 0.73047 | 0.69933 | 0.69296 | 0.69721 | 0.70428 | 0.68093 | 0.6788 | 0.69862 | 0.70428 | 0.70924 | 0.72481 | 0.73401 | 0.69367 | 0.72481 | 0.71419 | 0.72623 | 0.68588 | 0.69862 | 0.68234 | 0.74321 | 0.68447 | 0.71844 | 0.7057 | 0.71915 | 0.67314 | 0.72481 | 0.70145 | 0.72977 | 0.68093 | 0.68093 | 0.67243 | 0.72694 | 0.70853 | 0.73614 | 0.67243 | 0.70641 | 0.68305 | 0.69438 | 0.7418 | 0.73472 | 0.69154 | 0.69933 | 0.70216 | 0.6788 | 0.68234 | 0.68305 | 0.72694 | 0.73543 | 0.70924 | 0.69367 | 0.6873
BC_HWW_JCT | 228 | 230 | BC | 0.005022 | 228 | 11098 | 0.55734 | 0.61698 | 0.59471 | 0.58447 | 0.58267 | 0.58207 | 0.59892 | 0.61216 | 0.61938 | 0.58146 | 0.57183 | 0.59531 | 0.61577 | 0.58327 | 0.60674 | 0.61216 | 0.58568 | 0.58026 | 0.62601 | 0.59109 | 0.5917 | 0.5923 | 0.57966 | 0.58447 | 0.59651 | 0.58146 | 0.57906 | 0.59772 | 0.62059 | 0.59711 | 0.57364 | 0.58989 | 0.58026 | 0.60795 | 0.58267 | 0.60133 | 0.58808 | 0.57364 | 0.5917 | 0.62661 | 0.5923 | 0.58628 | 0.61999 | 0.57183 | 0.61276 | 0.59952 | 0.5917 | 0.62601 | 0.57785 | 0.67937 | 0.63267 | 0.64188 | 0.65043 | 0.6741 | 0.64385 | 0.64517 | 0.63793 | 0.68134 | 0.67279 | 0.63267 | 0.6307 | 0.64122 | 0.66424 | 0.67476 | 0.67674 | 0.68792 | 0.63991 | 0.65437 | 0.64188 | 0.67147 | 0.65898 | 0.65043 | 0.62938 | 0.6478 | 0.64977 | 0.65898 | 0.64911 | 0.62741 | 0.62807 | 0.62478 | 0.65043 | 0.67937 | 0.63662 | 0.65174 | 0.63004 | 0.63464 | 0.6649 | 0.64517 | 0.66555 | 0.6866 | 0.67871 | 0.66358 | 0.69055 | 0.65306 | 0.64319 | 0.63728 | 0.62807 | 0.65209 | 0.69422 | 0.6648 | 0.66012 | 0.67951 | 0.67817 | 0.6755 | 0.6755 | 0.65008 | 0.68887 | 0.68887 | 0.68085 | 0.64139 | 0.67282 | 0.69489 | 0.68887 | 0.65677 | 0.64941 | 0.70158 | 0.65945 | 0.69021 | 0.67416 | 0.6434 | 0.68152 | 0.64674 | 0.69155 | 0.65142 | 0.63537 | 0.68352 | 0.64139 | 0.64674 | 0.70158 | 0.65543 | 0.65744 | 0.6561 | 0.63938 | 0.68352 | 0.65008 | 0.67617 | 0.63537 | 0.64473 | 0.68018 | 0.66145 | 0.68887 | 0.68018 | 0.69556 | 0.70225 | 0.65811 | 0.72385 | 0.71618 | 0.73081 | 0.72385 | 0.66533 | 0.69528 | 0.71479 | 0.68971 | 0.72663 | 0.72733 | 0.66533 | 0.70016 | 0.72942 | 0.70016 | 0.712 | 0.71409 | 0.72176 | 0.67508 | 0.71688 | 0.69668 | 0.68971 | 0.70364 | 0.69946 | 0.71479 | 0.68692 | 0.68135 | 0.72942 | 0.71618 | 0.70155 | 0.66672 | 0.70155 | 0.72733 | 0.68135 | 0.69319 | 0.69319 | 0.6911 | 0.66393 | 0.70643 | 0.66254 | 0.66393 | 0.68065 | 0.72106 | 0.68344 | 0.70504 | 0.66602 | 0.71409 | 0.72872 | 0.71479 | 0.67597 | 0.69154 | 0.70782 | 0.67951 | 0.70358 | 0.69225 | 0.68871 | 0.71419 | 0.69084 | 0.71419 | 0.6965 | 0.71703 | 0.70782 | 0.72977 | 0.70145 | 0.69225 | 0.68376 | 0.67597 | 0.7149 | 0.67385 | 0.68093 | 0.72623 | 0.6965 | 0.74321 | 0.67951 | 0.72056 | 0.73331 | 0.68376 | 0.69084 | 0.69933 | 0.70924 | 0.73826 | 0.70145 | 0.72835 | 0.69296 | 0.71703 | 0.7241 | 0.67243 | 0.71419 | 0.70995 | 0.70358 | 0.72977 | 0.69862 | 0.70499 | 0.73047 | 0.69933 | 0.69296 | 0.69721 | 0.70428 | 0.68093 | 0.6788 | 0.69862 | 0.70428 | 0.70924 | 0.72481 | 0.73401 | 0.69367 | 0.72481 | 0.71419 | 0.72623 | 0.68588 | 0.69862 | 0.68234 | 0.74321 | 0.68447 | 0.71844 | 0.7057 | 0.71915 | 0.67314 | 0.72481 | 0.70145 | 0.72977 | 0.68093 | 0.68093 | 0.67243 | 0.72694 | 0.70853 | 0.73614 | 0.67243 | 0.70641 | 0.68305 | 0.69438 | 0.7418 | 0.73472 | 0.69154 | 0.69933 | 0.70216 | 0.6788 | 0.68234 | 0.68305 | 0.72694 | 0.73543 | 0.70924 | 0.69367 | 0.6873
BC_ILL_DSS | 229 | 230 | BC | 0.003241 | 229 | 11098 | 0.35969 | 0.39817 | 0.3838 | 0.3772 | 0.37603 | 0.37564 | 0.38652 | 0.39506 | 0.39973 | 0.37525 | 0.36904 | 0.38419 | 0.3974 | 0.37642 | 0.39157 | 0.39506 | 0.37797 | 0.37448 | 0.404 | 0.38147 | 0.38186 | 0.38225 | 0.37409 | 0.3772 | 0.38496 | 0.37525 | 0.3737 | 0.38574 | 0.4005 | 0.38535 | 0.3702 | 0.38069 | 0.37448 | 0.39235 | 0.37603 | 0.38807 | 0.37953 | 0.3702 | 0.38186 | 0.40439 | 0.38225 | 0.37836 | 0.40011 | 0.36904 | 0.39545 | 0.38691 | 0.38186 | 0.404 | 0.37292 | 0.43844 | 0.4083 | 0.41424 | 0.41976 | 0.43504 | 0.41552 | 0.41637 | 0.4117 | 0.43971 | 0.43419 | 0.4083 | 0.40703 | 0.41382 | 0.42867 | 0.43546 | 0.43674 | 0.44395 | 0.41297 | 0.42231 | 0.41424 | 0.43334 | 0.42528 | 0.41976 | 0.40618 | 0.41806 | 0.41934 | 0.42528 | 0.41891 | 0.40491 | 0.40533 | 0.40321 | 0.41976 | 0.43844 | 0.41085 | 0.42061 | 0.4066 | 0.40957 | 0.4291 | 0.41637 | 0.42952 | 0.4431 | 0.43801 | 0.42825 | 0.44565 | 0.42146 | 0.41509 | 0.41127 | 0.40533 | 0.42083 | 0.44803 | 0.42903 | 0.42601 | 0.43853 | 0.43767 | 0.43594 | 0.43594 | 0.41954 | 0.44457 | 0.44457 | 0.43939 | 0.41393 | 0.43421 | 0.44846 | 0.44457 | 0.42385 | 0.41911 | 0.45277 | 0.42558 | 0.44544 | 0.43508 | 0.41522 | 0.43982 | 0.41738 | 0.4463 | 0.4204 | 0.41004 | 0.44112 | 0.41393 | 0.41738 | 0.45277 | 0.42299 | 0.42429 | 0.42342 | 0.41263 | 0.44112 | 0.41954 | 0.43637 | 0.41004 | 0.41608 | 0.43896 | 0.42688 | 0.44457 | 0.43896 | 0.44889 | 0.4532 | 0.42472 | 0.46714 | 0.4622 | 0.47164 | 0.46714 | 0.42938 | 0.44871 | 0.4613 | 0.44511 | 0.46894 | 0.46939 | 0.42938 | 0.45186 | 0.47074 | 0.45186 | 0.4595 | 0.46085 | 0.46579 | 0.43567 | 0.46265 | 0.44961 | 0.44511 | 0.4541 | 0.45141 | 0.4613 | 0.44331 | 0.43972 | 0.47074 | 0.4622 | 0.45275 | 0.43027 | 0.45275 | 0.46939 | 0.43972 | 0.44736 | 0.44736 | 0.44601 | 0.42848 | 0.4559 | 0.42758 | 0.42848 | 0.43927 | 0.46534 | 0.44107 | 0.455 | 0.42982 | 0.46085 | 0.47029 | 0.4613 | 0.43625 | 0.4463 | 0.4568 | 0.43853 | 0.45406 | 0.44675 | 0.44447 | 0.46091 | 0.44584 | 0.46091 | 0.44949 | 0.46274 | 0.4568 | 0.47096 | 0.45269 | 0.44675 | 0.44127 | 0.43625 | 0.46137 | 0.43487 | 0.43944 | 0.46868 | 0.44949 | 0.47964 | 0.43853 | 0.46502 | 0.47325 | 0.44127 | 0.44584 | 0.45132 | 0.45772 | 0.47644 | 0.45269 | 0.47005 | 0.44721 | 0.46274 | 0.46731 | 0.43396 | 0.46091 | 0.45817 | 0.45406 | 0.47096 | 0.45086 | 0.45497 | 0.47142 | 0.45132 | 0.44721 | 0.44995 | 0.45452 | 0.43944 | 0.43807 | 0.45086 | 0.45452 | 0.45772 | 0.46776 | 0.4737 | 0.44767 | 0.46776 | 0.46091 | 0.46868 | 0.44264 | 0.45086 | 0.44036 | 0.47964 | 0.44173 | 0.46365 | 0.45543 | 0.46411 | 0.43442 | 0.46776 | 0.45269 | 0.47096 | 0.43944 | 0.43944 | 0.43396 | 0.46914 | 0.45726 | 0.47507 | 0.43396 | 0.45589 | 0.44081 | 0.44812 | 0.47873 | 0.47416 | 0.4463 | 0.45132 | 0.45315 | 0.43807 | 0.44036 | 0.44081 | 0.46914 | 0.47462 | 0.45772 | 0.44767 | 0.44355
BC_ING_DSS | 230 | 230 | BC | 0.015035 | 230 | 11098 | 1.6686 | 1.8471 | 1.7804 | 1.7498 | 1.7444 | 1.7426 | 1.7931 | 1.8327 | 1.8543 | 1.7408 | 1.712 | 1.7822 | 1.8435 | 1.7462 | 1.8165 | 1.8327 | 1.7534 | 1.7372 | 1.8742 | 1.7696 | 1.7714 | 1.7732 | 1.7354 | 1.7498 | 1.7859 | 1.7408 | 1.7336 | 1.7895 | 1.8579 | 1.7877 | 1.7174 | 1.766 | 1.7372 | 1.8201 | 1.7444 | 1.8003 | 1.7606 | 1.7174 | 1.7714 | 1.876 | 1.7732 | 1.7552 | 1.8561 | 1.712 | 1.8345 | 1.7949 | 1.7714 | 1.8742 | 1.73 | 2.0339 | 1.8941 | 1.9217 | 1.9473 | 2.0182 | 1.9276 | 1.9315 | 1.9099 | 2.0398 | 2.0142 | 1.8941 | 1.8882 | 1.9197 | 1.9886 | 2.0201 | 2.026 | 2.0595 | 1.9158 | 1.9591 | 1.9217 | 2.0103 | 1.9729 | 1.9473 | 1.8843 | 1.9394 | 1.9453 | 1.9729 | 1.9433 | 1.8784 | 1.8803 | 1.8705 | 1.9473 | 2.0339 | 1.9059 | 1.9512 | 1.8862 | 1.9 | 1.9906 | 1.9315 | 1.9926 | 2.0556 | 2.0319 | 1.9866 | 2.0674 | 1.9551 | 1.9256 | 1.9079 | 1.8803 | 1.9522 | 2.0784 | 1.9903 | 1.9763 | 2.0343 | 2.0303 | 2.0223 | 2.0223 | 1.9462 | 2.0624 | 2.0624 | 2.0383 | 1.9202 | 2.0143 | 2.0804 | 2.0624 | 1.9663 | 1.9442 | 2.1004 | 1.9743 | 2.0664 | 2.0183 | 1.9262 | 2.0403 | 1.9362 | 2.0704 | 1.9502 | 1.9022 | 2.0464 | 1.9202 | 1.9362 | 2.1004 | 1.9623 | 1.9683 | 1.9643 | 1.9142 | 2.0464 | 1.9462 | 2.0243 | 1.9022 | 1.9302 | 2.0363 | 1.9803 | 2.0624 | 2.0363 | 2.0824 | 2.1024 | 1.9703 | 2.1671 | 2.1441 | 2.1879 | 2.1671 | 1.9919 | 2.0816 | 2.14 | 2.0649 | 2.1754 | 2.1775 | 1.9919 | 2.0962 | 2.1838 | 2.0962 | 2.1316 | 2.1379 | 2.1608 | 2.0211 | 2.1462 | 2.0857 | 2.0649 | 2.1066 | 2.0941 | 2.14 | 2.0565 | 2.0398 | 2.1838 | 2.1441 | 2.1003 | 1.996 | 2.1003 | 2.1775 | 2.0398 | 2.0753 | 2.0753 | 2.069 | 1.9877 | 2.1149 | 1.9835 | 1.9877 | 2.0378 | 2.1587 | 2.0461 | 2.1108 | 1.994 | 2.1379 | 2.1817 | 2.14 | 2.0237 | 2.0704 | 2.1191 | 2.0343 | 2.1064 | 2.0725 | 2.0619 | 2.1382 | 2.0682 | 2.1382 | 2.0852 | 2.1467 | 2.1191 | 2.1848 | 2.1 | 2.0725 | 2.0471 | 2.0237 | 2.1403 | 2.0174 | 2.0386 | 2.1742 | 2.0852 | 2.2251 | 2.0343 | 2.1572 | 2.1954 | 2.0471 | 2.0682 | 2.0937 | 2.1233 | 2.2102 | 2.1 | 2.1806 | 2.0746 | 2.1467 | 2.1678 | 2.0131 | 2.1382 | 2.1255 | 2.1064 | 2.1848 | 2.0916 | 2.1106 | 2.1869 | 2.0937 | 2.0746 | 2.0873 | 2.1085 | 2.0386 | 2.0322 | 2.0916 | 2.1085 | 2.1233 | 2.17 | 2.1975 | 2.0767 | 2.17 | 2.1382 | 2.1742 | 2.0534 | 2.0916 | 2.0428 | 2.2251 | 2.0492 | 2.1509 | 2.1127 | 2.153 | 2.0153 | 2.17 | 2.1 | 2.1848 | 2.0386 | 2.0386 | 2.0131 | 2.1763 | 2.1212 | 2.2039 | 2.0131 | 2.1149 | 2.0449 | 2.0788 | 2.2208 | 2.1996 | 2.0704 | 2.0937 | 2.1021 | 2.0322 | 2.0428 | 2.0449 | 2.1763 | 2.2017 | 2.1233 | 2.0767 | 2.0576
BC_INV_DSS | 231 | 230 | BC | 0.003434 | 231 | 11098 | 0.38111 | 0.42188 | 0.40665 | 0.39966 | 0.39842 | 0.39801 | 0.40954 | 0.41859 | 0.42353 | 0.3976 | 0.39101 | 0.40707 | 0.42106 | 0.39883 | 0.41489 | 0.41859 | 0.40048 | 0.39678 | 0.42806 | 0.40419 | 0.4046 | 0.40501 | 0.39636 | 0.39966 | 0.40789 | 0.3976 | 0.39595 | 0.40871 | 0.42435 | 0.4083 | 0.39225 | 0.40336 | 0.39678 | 0.41571 | 0.39842 | 0.41118 | 0.40213 | 0.39225 | 0.4046 | 0.42847 | 0.40501 | 0.40089 | 0.42394 | 0.39101 | 0.419 | 0.40995 | 0.4046 | 0.42806 | 0.39513 | 0.46454 | 0.43262 | 0.43891 | 0.44476 | 0.46095 | 0.44026 | 0.44116 | 0.43621 | 0.46589 | 0.46005 | 0.43262 | 0.43127 | 0.43846 | 0.4542 | 0.4614 | 0.46275 | 0.47039 | 0.43756 | 0.44746 | 0.43891 | 0.45915 | 0.4506 | 0.44476 | 0.43037 | 0.44296 | 0.44431 | 0.4506 | 0.44386 | 0.42902 | 0.42947 | 0.42722 | 0.44476 | 0.46454 | 0.43531 | 0.44566 | 0.43082 | 0.43396 | 0.45465 | 0.44116 | 0.4551 | 0.46949 | 0.46409 | 0.45375 | 0.47219 | 0.44656 | 0.43981 | 0.43576 | 0.42947 | 0.44589 | 0.4747 | 0.45458 | 0.45138 | 0.46464 | 0.46373 | 0.4619 | 0.4619 | 0.44452 | 0.47105 | 0.47105 | 0.46556 | 0.43858 | 0.46007 | 0.47516 | 0.47105 | 0.44909 | 0.44406 | 0.47974 | 0.45092 | 0.47196 | 0.46098 | 0.43995 | 0.46602 | 0.44223 | 0.47288 | 0.44544 | 0.43446 | 0.46739 | 0.43858 | 0.44223 | 0.47974 | 0.44818 | 0.44955 | 0.44864 | 0.4372 | 0.46739 | 0.44452 | 0.46236 | 0.43446 | 0.44086 | 0.4651 | 0.4523 | 0.47105 | 0.4651 | 0.47562 | 0.48019 | 0.45001 | 0.49496 | 0.48972 | 0.49972 | 0.49496 | 0.45494 | 0.47543 | 0.48877 | 0.47162 | 0.49687 | 0.49734 | 0.45494 | 0.47876 | 0.49877 | 0.47876 | 0.48686 | 0.48829 | 0.49353 | 0.46161 | 0.4902 | 0.47638 | 0.47162 | 0.48115 | 0.47829 | 0.48877 | 0.46971 | 0.4659 | 0.49877 | 0.48972 | 0.47972 | 0.4559 | 0.47972 | 0.49734 | 0.4659 | 0.474 | 0.474 | 0.47257 | 0.45399 | 0.48305 | 0.45304 | 0.45399 | 0.46542 | 0.49306 | 0.46733 | 0.4821 | 0.45542 | 0.48829 | 0.4983 | 0.48877 | 0.46222 | 0.47287 | 0.484 | 0.46464 | 0.4811 | 0.47336 | 0.47094 | 0.48836 | 0.47239 | 0.48836 | 0.47626 | 0.4903 | 0.484 | 0.49901 | 0.47965 | 0.47336 | 0.46755 | 0.46222 | 0.48884 | 0.46077 | 0.46561 | 0.49659 | 0.47626 | 0.5082 | 0.46464 | 0.49272 | 0.50143 | 0.46755 | 0.47239 | 0.4782 | 0.48497 | 0.50482 | 0.47965 | 0.49804 | 0.47384 | 0.4903 | 0.49514 | 0.4598 | 0.48836 | 0.48546 | 0.4811 | 0.49901 | 0.47771 | 0.48207 | 0.49949 | 0.4782 | 0.47384 | 0.47674 | 0.48158 | 0.46561 | 0.46416 | 0.47771 | 0.48158 | 0.48497 | 0.49562 | 0.50191 | 0.47432 | 0.49562 | 0.48836 | 0.49659 | 0.469 | 0.47771 | 0.46658 | 0.5082 | 0.46803 | 0.49126 | 0.48255 | 0.49175 | 0.46029 | 0.49562 | 0.47965 | 0.49901 | 0.46561 | 0.46561 | 0.4598 | 0.49707 | 0.48449 | 0.50336 | 0.4598 | 0.48304 | 0.46706 | 0.47481 | 0.50724 | 0.5024 | 0.47287 | 0.4782 | 0.48013 | 0.46416 | 0.46658 | 0.46706 | 0.49707 | 0.50288 | 0.48497 | 0.47432 | 0.46997
BC_JMC_GSS | 232 | 230 | BC | 0.002194 | 232 | 11098 | 0.24349 | 0.26954 | 0.25981 | 0.25534 | 0.25455 | 0.25429 | 0.26165 | 0.26744 | 0.2706 | 0.25403 | 0.24982 | 0.26008 | 0.26902 | 0.25482 | 0.26507 | 0.26744 | 0.25587 | 0.2535 | 0.27349 | 0.25824 | 0.2585 | 0.25876 | 0.25324 | 0.25534 | 0.2606 | 0.25403 | 0.25298 | 0.26113 | 0.27112 | 0.26087 | 0.25061 | 0.25771 | 0.2535 | 0.2656 | 0.25455 | 0.26271 | 0.25692 | 0.25061 | 0.2585 | 0.27375 | 0.25876 | 0.25613 | 0.27086 | 0.24982 | 0.2677 | 0.26192 | 0.2585 | 0.27349 | 0.25245 | 0.2968 | 0.2764 | 0.28042 | 0.28416 | 0.2945 | 0.28128 | 0.28186 | 0.2787 | 0.29766 | 0.29393 | 0.2764 | 0.27554 | 0.28014 | 0.29019 | 0.29479 | 0.29565 | 0.30053 | 0.27956 | 0.28588 | 0.28042 | 0.29335 | 0.28789 | 0.28416 | 0.27496 | 0.28301 | 0.28387 | 0.28789 | 0.28358 | 0.2741 | 0.27439 | 0.27295 | 0.28416 | 0.2968 | 0.27812 | 0.28473 | 0.27525 | 0.27726 | 0.29048 | 0.28186 | 0.29077 | 0.29996 | 0.29651 | 0.2899 | 0.30168 | 0.28531 | 0.281 | 0.27841 | 0.27439 | 0.28488 | 0.30329 | 0.29044 | 0.28839 | 0.29686 | 0.29628 | 0.29511 | 0.29511 | 0.28401 | 0.30095 | 0.30095 | 0.29745 | 0.28021 | 0.29394 | 0.30358 | 0.30095 | 0.28693 | 0.28371 | 0.30651 | 0.2881 | 0.30154 | 0.29453 | 0.28108 | 0.29774 | 0.28255 | 0.30212 | 0.28459 | 0.27758 | 0.29862 | 0.28021 | 0.28255 | 0.30651 | 0.28634 | 0.28722 | 0.28664 | 0.27933 | 0.29862 | 0.28401 | 0.2954 | 0.27758 | 0.28167 | 0.29716 | 0.28897 | 0.30095 | 0.29716 | 0.30388 | 0.3068 | 0.28751 | 0.31623 | 0.31288 | 0.31928 | 0.31623 | 0.29067 | 0.30375 | 0.31228 | 0.30132 | 0.31745 | 0.31775 | 0.29067 | 0.30588 | 0.31867 | 0.30588 | 0.31106 | 0.31197 | 0.31532 | 0.29493 | 0.31319 | 0.30436 | 0.30132 | 0.30741 | 0.30558 | 0.31228 | 0.3001 | 0.29767 | 0.31867 | 0.31288 | 0.30649 | 0.29128 | 0.30649 | 0.31775 | 0.29767 | 0.30284 | 0.30284 | 0.30193 | 0.29006 | 0.30862 | 0.28945 | 0.29006 | 0.29736 | 0.31502 | 0.29858 | 0.30802 | 0.29097 | 0.31197 | 0.31836 | 0.31228 | 0.29532 | 0.30212 | 0.30923 | 0.29686 | 0.30738 | 0.30243 | 0.30088 | 0.31202 | 0.30181 | 0.31202 | 0.30428 | 0.31325 | 0.30923 | 0.31882 | 0.30645 | 0.30243 | 0.29872 | 0.29532 | 0.31232 | 0.29439 | 0.29748 | 0.31727 | 0.30428 | 0.32469 | 0.29686 | 0.3148 | 0.32036 | 0.29872 | 0.30181 | 0.30552 | 0.30985 | 0.32253 | 0.30645 | 0.3182 | 0.30274 | 0.31325 | 0.31634 | 0.29377 | 0.31202 | 0.31016 | 0.30738 | 0.31882 | 0.30521 | 0.308 | 0.31913 | 0.30552 | 0.30274 | 0.30459 | 0.30769 | 0.29748 | 0.29655 | 0.30521 | 0.30769 | 0.30985 | 0.31665 | 0.32067 | 0.30305 | 0.31665 | 0.31202 | 0.31727 | 0.29965 | 0.30521 | 0.2981 | 0.32469 | 0.29903 | 0.31387 | 0.3083 | 0.31418 | 0.29408 | 0.31665 | 0.30645 | 0.31882 | 0.29748 | 0.29748 | 0.29377 | 0.31758 | 0.30954 | 0.3216 | 0.29377 | 0.30861 | 0.29841 | 0.30336 | 0.32408 | 0.32098 | 0.30212 | 0.30552 | 0.30676 | 0.29655 | 0.2981 | 0.29841 | 0.31758 | 0.32129 | 0.30985 | 0.30305 | 0.30026
BC_KCH_GSS | 233 | 500 | BC | 0.010197 | 233 | 11098 | 1.1317 | 1.2528 | 1.2075 | 1.1868 | 1.1831 | 1.1819 | 1.2161 | 1.243 | 1.2576 | 1.1806 | 1.1611 | 1.2088 | 1.2503 | 1.1843 | 1.232 | 1.243 | 1.1892 | 1.1782 | 1.2711 | 1.2002 | 1.2014 | 1.2026 | 1.177 | 1.1868 | 1.2112 | 1.1806 | 1.1758 | 1.2136 | 1.2601 | 1.2124 | 1.1648 | 1.1978 | 1.1782 | 1.2344 | 1.1831 | 1.221 | 1.1941 | 1.1648 | 1.2014 | 1.2723 | 1.2026 | 1.1904 | 1.2589 | 1.1611 | 1.2442 | 1.2173 | 1.2014 | 1.2711 | 1.1733 | 1.3794 | 1.2846 | 1.3033 | 1.3207 | 1.3687 | 1.3073 | 1.31 | 1.2953 | 1.3834 | 1.3661 | 1.2846 | 1.2806 | 1.302 | 1.3487 | 1.3701 | 1.3741 | 1.3968 | 1.2993 | 1.3287 | 1.3033 | 1.3634 | 1.338 | 1.3207 | 1.2779 | 1.3153 | 1.3193 | 1.338 | 1.318 | 1.2739 | 1.2753 | 1.2686 | 1.3207 | 1.3794 | 1.2926 | 1.3233 | 1.2793 | 1.2886 | 1.3501 | 1.31 | 1.3514 | 1.3941 | 1.3781 | 1.3474 | 1.4021 | 1.326 | 1.306 | 1.294 | 1.2753 | 1.324 | 1.4096 | 1.3498 | 1.3403 | 1.3797 | 1.377 | 1.3716 | 1.3716 | 1.32 | 1.3987 | 1.3987 | 1.3824 | 1.3023 | 1.3661 | 1.411 | 1.3987 | 1.3336 | 1.3186 | 1.4245 | 1.339 | 1.4015 | 1.3689 | 1.3064 | 1.3838 | 1.3132 | 1.4042 | 1.3227 | 1.2901 | 1.3879 | 1.3023 | 1.3132 | 1.4245 | 1.3308 | 1.3349 | 1.3322 | 1.2982 | 1.3879 | 1.32 | 1.3729 | 1.2901 | 1.3091 | 1.3811 | 1.3431 | 1.3987 | 1.3811 | 1.4123 | 1.4259 | 1.3363 | 1.4697 | 1.4542 | 1.4839 | 1.4697 | 1.3509 | 1.4117 | 1.4514 | 1.4004 | 1.4754 | 1.4768 | 1.3509 | 1.4217 | 1.4811 | 1.4217 | 1.4457 | 1.4499 | 1.4655 | 1.3707 | 1.4556 | 1.4146 | 1.4004 | 1.4287 | 1.4202 | 1.4514 | 1.3948 | 1.3835 | 1.4811 | 1.4542 | 1.4245 | 1.3538 | 1.4245 | 1.4768 | 1.3835 | 1.4075 | 1.4075 | 1.4033 | 1.3481 | 1.4344 | 1.3453 | 1.3481 | 1.382 | 1.4641 | 1.3877 | 1.4316 | 1.3523 | 1.4499 | 1.4796 | 1.4514 | 1.3725 | 1.4042 | 1.4372 | 1.3797 | 1.4286 | 1.4056 | 1.3984 | 1.4501 | 1.4027 | 1.4501 | 1.4142 | 1.4559 | 1.4372 | 1.4818 | 1.4243 | 1.4056 | 1.3883 | 1.3725 | 1.4516 | 1.3682 | 1.3826 | 1.4746 | 1.4142 | 1.5091 | 1.3797 | 1.4631 | 1.489 | 1.3883 | 1.4027 | 1.42 | 1.4401 | 1.499 | 1.4243 | 1.4789 | 1.407 | 1.4559 | 1.4703 | 1.3654 | 1.4501 | 1.4415 | 1.4286 | 1.4818 | 1.4185 | 1.4315 | 1.4832 | 1.42 | 1.407 | 1.4157 | 1.43 | 1.3826 | 1.3783 | 1.4185 | 1.43 | 1.4401 | 1.4717 | 1.4904 | 1.4085 | 1.4717 | 1.4501 | 1.4746 | 1.3927 | 1.4185 | 1.3855 | 1.5091 | 1.3898 | 1.4588 | 1.4329 | 1.4602 | 1.3668 | 1.4717 | 1.4243 | 1.4818 | 1.3826 | 1.3826 | 1.3654 | 1.476 | 1.4386 | 1.4947 | 1.3654 | 1.4343 | 1.3869 | 1.4099 | 1.5062 | 1.4918 | 1.4042 | 1.42 | 1.4257 | 1.3783 | 1.3855 | 1.3869 | 1.476 | 1.4933 | 1.4401 | 1.4085 | 1.3955
BC_KCL_GSS | 234 | 230 | BC | 0.003363 | 234 | 11098 | 0.37323 | 0.41316 | 0.39825 | 0.39139 | 0.39019 | 0.38978 | 0.40107 | 0.40994 | 0.41477 | 0.38938 | 0.38293 | 0.39865 | 0.41235 | 0.39059 | 0.40631 | 0.40994 | 0.3922 | 0.38857 | 0.41921 | 0.39583 | 0.39623 | 0.39663 | 0.38817 | 0.39139 | 0.39946 | 0.38938 | 0.38777 | 0.40026 | 0.41558 | 0.39986 | 0.38414 | 0.39502 | 0.38857 | 0.40711 | 0.39019 | 0.40268 | 0.39381 | 0.38414 | 0.39623 | 0.41961 | 0.39663 | 0.3926 | 0.41518 | 0.38293 | 0.41034 | 0.40147 | 0.39623 | 0.41921 | 0.38696 | 0.45494 | 0.42367 | 0.42984 | 0.43556 | 0.45142 | 0.43116 | 0.43204 | 0.42719 | 0.45626 | 0.45054 | 0.42367 | 0.42235 | 0.4294 | 0.44481 | 0.45186 | 0.45318 | 0.46067 | 0.42852 | 0.4382 | 0.42984 | 0.44965 | 0.44129 | 0.43556 | 0.42147 | 0.4338 | 0.43512 | 0.44129 | 0.43468 | 0.42015 | 0.42059 | 0.41839 | 0.43556 | 0.45494 | 0.42631 | 0.43644 | 0.42191 | 0.42499 | 0.44525 | 0.43204 | 0.44569 | 0.45978 | 0.4545 | 0.44437 | 0.46243 | 0.43732 | 0.43072 | 0.42675 | 0.42059 | 0.43667 | 0.46489 | 0.44518 | 0.44205 | 0.45504 | 0.45414 | 0.45235 | 0.45235 | 0.43533 | 0.46131 | 0.46131 | 0.45593 | 0.42951 | 0.45056 | 0.46534 | 0.46131 | 0.43981 | 0.43488 | 0.46982 | 0.4416 | 0.4622 | 0.45145 | 0.43085 | 0.45638 | 0.43309 | 0.4631 | 0.43623 | 0.42548 | 0.45772 | 0.42951 | 0.43309 | 0.46982 | 0.43891 | 0.44026 | 0.43936 | 0.42816 | 0.45772 | 0.43533 | 0.4528 | 0.42548 | 0.43175 | 0.45548 | 0.44294 | 0.46131 | 0.45548 | 0.46579 | 0.47026 | 0.4407 | 0.48473 | 0.4796 | 0.48939 | 0.48473 | 0.44554 | 0.4656 | 0.47866 | 0.46187 | 0.48659 | 0.48706 | 0.44554 | 0.46886 | 0.48846 | 0.46886 | 0.4768 | 0.4782 | 0.48333 | 0.45207 | 0.48006 | 0.46653 | 0.46187 | 0.4712 | 0.4684 | 0.47866 | 0.46 | 0.45627 | 0.48846 | 0.4796 | 0.4698 | 0.44647 | 0.4698 | 0.48706 | 0.45627 | 0.4642 | 0.4642 | 0.4628 | 0.44461 | 0.47306 | 0.44367 | 0.44461 | 0.4558 | 0.48286 | 0.45767 | 0.47213 | 0.446 | 0.4782 | 0.48799 | 0.47866 | 0.45267 | 0.46309 | 0.474 | 0.45504 | 0.47115 | 0.46357 | 0.4612 | 0.47826 | 0.46262 | 0.47826 | 0.46641 | 0.48016 | 0.474 | 0.48869 | 0.46973 | 0.46357 | 0.45788 | 0.45267 | 0.47874 | 0.45124 | 0.45598 | 0.48632 | 0.46641 | 0.4977 | 0.45504 | 0.48253 | 0.49106 | 0.45788 | 0.46262 | 0.46831 | 0.47494 | 0.49438 | 0.46973 | 0.48774 | 0.46404 | 0.48016 | 0.4849 | 0.4503 | 0.47826 | 0.47542 | 0.47115 | 0.48869 | 0.46783 | 0.4721 | 0.48916 | 0.46831 | 0.46404 | 0.46689 | 0.47163 | 0.45598 | 0.45456 | 0.46783 | 0.47163 | 0.47494 | 0.48537 | 0.49153 | 0.46452 | 0.48537 | 0.47826 | 0.48632 | 0.4593 | 0.46783 | 0.45693 | 0.4977 | 0.45835 | 0.48111 | 0.47257 | 0.48158 | 0.45077 | 0.48537 | 0.46973 | 0.48869 | 0.45598 | 0.45598 | 0.4503 | 0.48679 | 0.47447 | 0.49296 | 0.4503 | 0.47305 | 0.45741 | 0.46499 | 0.49675 | 0.49201 | 0.46309 | 0.46831 | 0.4702 | 0.45456 | 0.45693 | 0.45741 | 0.48679 | 0.49248 | 0.47494 | 0.46452 | 0.46025
BC_KDS_DSS | 235 | 230 | BC | 0.004008 | 235 | 11098 | 0.44481 | 0.4924 | 0.47463 | 0.46646 | 0.46502 | 0.46454 | 0.47799 | 0.48856 | 0.49432 | 0.46406 | 0.45637 | 0.47511 | 0.49144 | 0.4655 | 0.48424 | 0.48856 | 0.46742 | 0.4631 | 0.49961 | 0.47175 | 0.47223 | 0.47271 | 0.46262 | 0.46646 | 0.47607 | 0.46406 | 0.46214 | 0.47703 | 0.49528 | 0.47655 | 0.45781 | 0.47078 | 0.4631 | 0.4852 | 0.46502 | 0.47991 | 0.46934 | 0.45781 | 0.47223 | 0.50009 | 0.47271 | 0.4679 | 0.4948 | 0.45637 | 0.48904 | 0.47847 | 0.47223 | 0.49961 | 0.46118 | 0.54219 | 0.50493 | 0.51228 | 0.5191 | 0.538 | 0.51385 | 0.5149 | 0.50913 | 0.54377 | 0.53695 | 0.50493 | 0.50335 | 0.51175 | 0.53012 | 0.53852 | 0.54009 | 0.54902 | 0.5107 | 0.52225 | 0.51228 | 0.5359 | 0.52592 | 0.5191 | 0.5023 | 0.517 | 0.51857 | 0.52592 | 0.51805 | 0.50073 | 0.50125 | 0.49863 | 0.5191 | 0.54219 | 0.50808 | 0.52015 | 0.50283 | 0.5065 | 0.53065 | 0.5149 | 0.53117 | 0.54797 | 0.54167 | 0.5296 | 0.55112 | 0.5212 | 0.51333 | 0.5086 | 0.50125 | 0.52043 | 0.55405 | 0.53057 | 0.52683 | 0.54231 | 0.54124 | 0.53911 | 0.53911 | 0.51882 | 0.54978 | 0.54978 | 0.54338 | 0.51188 | 0.53697 | 0.55459 | 0.54978 | 0.52416 | 0.51829 | 0.55992 | 0.5263 | 0.55085 | 0.53804 | 0.51349 | 0.54391 | 0.51616 | 0.55192 | 0.51989 | 0.50708 | 0.54551 | 0.51188 | 0.51616 | 0.55992 | 0.52309 | 0.5247 | 0.52363 | 0.51028 | 0.54551 | 0.51882 | 0.53964 | 0.50708 | 0.51455 | 0.54284 | 0.5279 | 0.54978 | 0.54284 | 0.55512 | 0.56046 | 0.52523 | 0.57769 | 0.57158 | 0.58325 | 0.57769 | 0.53099 | 0.5549 | 0.57047 | 0.55045 | 0.57992 | 0.58047 | 0.53099 | 0.55879 | 0.58214 | 0.55879 | 0.56824 | 0.56991 | 0.57603 | 0.53877 | 0.57213 | 0.55601 | 0.55045 | 0.56157 | 0.55823 | 0.57047 | 0.54823 | 0.54378 | 0.58214 | 0.57158 | 0.5599 | 0.5321 | 0.5599 | 0.58047 | 0.54378 | 0.55323 | 0.55323 | 0.55156 | 0.52988 | 0.56379 | 0.52877 | 0.52988 | 0.54322 | 0.57547 | 0.54545 | 0.56268 | 0.53155 | 0.56991 | 0.58159 | 0.57047 | 0.53949 | 0.55191 | 0.56491 | 0.54231 | 0.56152 | 0.55248 | 0.54965 | 0.56999 | 0.55135 | 0.56999 | 0.55587 | 0.57225 | 0.56491 | 0.58242 | 0.55982 | 0.55248 | 0.5457 | 0.53949 | 0.57056 | 0.53779 | 0.54344 | 0.57959 | 0.55587 | 0.59315 | 0.54231 | 0.57507 | 0.58524 | 0.5457 | 0.55135 | 0.55813 | 0.56604 | 0.5892 | 0.55982 | 0.58129 | 0.55304 | 0.57225 | 0.5779 | 0.53666 | 0.56999 | 0.5666 | 0.56152 | 0.58242 | 0.55756 | 0.56265 | 0.58298 | 0.55813 | 0.55304 | 0.55643 | 0.56208 | 0.54344 | 0.54174 | 0.55756 | 0.56208 | 0.56604 | 0.57846 | 0.58581 | 0.55361 | 0.57846 | 0.56999 | 0.57959 | 0.54739 | 0.55756 | 0.54457 | 0.59315 | 0.54626 | 0.57338 | 0.56321 | 0.57394 | 0.53723 | 0.57846 | 0.55982 | 0.58242 | 0.54344 | 0.54344 | 0.53666 | 0.58016 | 0.56547 | 0.5875 | 0.53666 | 0.56378 | 0.54513 | 0.55417 | 0.59202 | 0.58637 | 0.55191 | 0.55813 | 0.56039 | 0.54174 | 0.54457 | 0.54513 | 0.58016 | 0.58694 | 0.56604 | 0.55361 | 0.54852
BC_KGP_JCT | 236 | 230 | BC | 0.003341 | 236 | 11098 | 0.37078 | 0.41046 | 0.39564 | 0.38883 | 0.38763 | 0.38723 | 0.39844 | 0.40725 | 0.41206 | 0.38683 | 0.38042 | 0.39604 | 0.40966 | 0.38803 | 0.40365 | 0.40725 | 0.38963 | 0.38603 | 0.41646 | 0.39324 | 0.39364 | 0.39404 | 0.38563 | 0.38883 | 0.39684 | 0.38683 | 0.38523 | 0.39764 | 0.41286 | 0.39724 | 0.38163 | 0.39244 | 0.38603 | 0.40445 | 0.38763 | 0.40005 | 0.39124 | 0.38163 | 0.39364 | 0.41687 | 0.39404 | 0.39004 | 0.41246 | 0.38042 | 0.40765 | 0.39885 | 0.39364 | 0.41646 | 0.38443 | 0.45196 | 0.4209 | 0.42702 | 0.43271 | 0.44846 | 0.42834 | 0.42921 | 0.4244 | 0.45328 | 0.44759 | 0.4209 | 0.41959 | 0.42659 | 0.4419 | 0.4489 | 0.45021 | 0.45765 | 0.42571 | 0.43534 | 0.42702 | 0.44671 | 0.4384 | 0.43271 | 0.41871 | 0.43096 | 0.43228 | 0.4384 | 0.43184 | 0.4174 | 0.41784 | 0.41565 | 0.43271 | 0.45196 | 0.42352 | 0.43359 | 0.41915 | 0.42221 | 0.44234 | 0.42921 | 0.44278 | 0.45678 | 0.45153 | 0.44146 | 0.4594 | 0.43446 | 0.4279 | 0.42396 | 0.41784 | 0.43382 | 0.46185 | 0.44227 | 0.43916 | 0.45206 | 0.45117 | 0.44939 | 0.44939 | 0.43248 | 0.45829 | 0.45829 | 0.45295 | 0.4267 | 0.44761 | 0.46229 | 0.45829 | 0.43693 | 0.43204 | 0.46674 | 0.43871 | 0.45918 | 0.4485 | 0.42803 | 0.45339 | 0.43026 | 0.46007 | 0.43337 | 0.42269 | 0.45473 | 0.4267 | 0.43026 | 0.46674 | 0.43604 | 0.43738 | 0.43649 | 0.42536 | 0.45473 | 0.43248 | 0.44984 | 0.42269 | 0.42892 | 0.45251 | 0.44005 | 0.45829 | 0.45251 | 0.46274 | 0.46719 | 0.43782 | 0.48156 | 0.47646 | 0.48619 | 0.48156 | 0.44262 | 0.46255 | 0.47553 | 0.45885 | 0.48341 | 0.48387 | 0.44262 | 0.4658 | 0.48526 | 0.4658 | 0.47368 | 0.47507 | 0.48017 | 0.44911 | 0.47692 | 0.46348 | 0.45885 | 0.46812 | 0.46533 | 0.47553 | 0.45699 | 0.45328 | 0.48526 | 0.47646 | 0.46672 | 0.44355 | 0.46672 | 0.48387 | 0.45328 | 0.46116 | 0.46116 | 0.45977 | 0.4417 | 0.46997 | 0.44077 | 0.4417 | 0.45282 | 0.4797 | 0.45467 | 0.46904 | 0.44309 | 0.47507 | 0.4848 | 0.47553 | 0.44971 | 0.46007 | 0.4709 | 0.45206 | 0.46807 | 0.46054 | 0.45818 | 0.47513 | 0.45959 | 0.47513 | 0.46336 | 0.47702 | 0.4709 | 0.48549 | 0.46666 | 0.46054 | 0.45489 | 0.44971 | 0.4756 | 0.44829 | 0.453 | 0.48314 | 0.46336 | 0.49444 | 0.45206 | 0.47937 | 0.48785 | 0.45489 | 0.45959 | 0.46525 | 0.47184 | 0.49114 | 0.46666 | 0.48455 | 0.46101 | 0.47702 | 0.48173 | 0.44735 | 0.47513 | 0.47231 | 0.46807 | 0.48549 | 0.46477 | 0.46901 | 0.48596 | 0.46525 | 0.46101 | 0.46383 | 0.46854 | 0.453 | 0.45159 | 0.46477 | 0.46854 | 0.47184 | 0.4822 | 0.48832 | 0.46148 | 0.4822 | 0.47513 | 0.48314 | 0.4563 | 0.46477 | 0.45394 | 0.49444 | 0.45536 | 0.47796 | 0.46948 | 0.47843 | 0.44782 | 0.4822 | 0.46666 | 0.48549 | 0.453 | 0.453 | 0.44735 | 0.48361 | 0.47137 | 0.48973 | 0.44735 | 0.46995 | 0.45441 | 0.46195 | 0.4935 | 0.48879 | 0.46007 | 0.46525 | 0.46713 | 0.45159 | 0.45394 | 0.45441 | 0.48361 | 0.48926 | 0.47184 | 0.46148 | 0.45724
BC_KHS_DSS | 237 | 230 | BC | 0.003241 | 237 | 11098 | 0.35969 | 0.39817 | 0.3838 | 0.3772 | 0.37603 | 0.37564 | 0.38652 | 0.39506 | 0.39973 | 0.37525 | 0.36904 | 0.38419 | 0.3974 | 0.37642 | 0.39157 | 0.39506 | 0.37797 | 0.37448 | 0.404 | 0.38147 | 0.38186 | 0.38225 | 0.37409 | 0.3772 | 0.38496 | 0.37525 | 0.3737 | 0.38574 | 0.4005 | 0.38535 | 0.3702 | 0.38069 | 0.37448 | 0.39235 | 0.37603 | 0.38807 | 0.37953 | 0.3702 | 0.38186 | 0.40439 | 0.38225 | 0.37836 | 0.40011 | 0.36904 | 0.39545 | 0.38691 | 0.38186 | 0.404 | 0.37292 | 0.43844 | 0.4083 | 0.41424 | 0.41976 | 0.43504 | 0.41552 | 0.41637 | 0.4117 | 0.43971 | 0.43419 | 0.4083 | 0.40703 | 0.41382 | 0.42867 | 0.43546 | 0.43674 | 0.44395 | 0.41297 | 0.42231 | 0.41424 | 0.43334 | 0.42528 | 0.41976 | 0.40618 | 0.41806 | 0.41934 | 0.42528 | 0.41891 | 0.40491 | 0.40533 | 0.40321 | 0.41976 | 0.43844 | 0.41085 | 0.42061 | 0.4066 | 0.40957 | 0.4291 | 0.41637 | 0.42952 | 0.4431 | 0.43801 | 0.42825 | 0.44565 | 0.42146 | 0.41509 | 0.41127 | 0.40533 | 0.42083 | 0.44803 | 0.42903 | 0.42601 | 0.43853 | 0.43767 | 0.43594 | 0.43594 | 0.41954 | 0.44457 | 0.44457 | 0.43939 | 0.41393 | 0.43421 | 0.44846 | 0.44457 | 0.42385 | 0.41911 | 0.45277 | 0.42558 | 0.44544 | 0.43508 | 0.41522 | 0.43982 | 0.41738 | 0.4463 | 0.4204 | 0.41004 | 0.44112 | 0.41393 | 0.41738 | 0.45277 | 0.42299 | 0.42429 | 0.42342 | 0.41263 | 0.44112 | 0.41954 | 0.43637 | 0.41004 | 0.41608 | 0.43896 | 0.42688 | 0.44457 | 0.43896 | 0.44889 | 0.4532 | 0.42472 | 0.46714 | 0.4622 | 0.47164 | 0.46714 | 0.42938 | 0.44871 | 0.4613 | 0.44511 | 0.46894 | 0.46939 | 0.42938 | 0.45186 | 0.47074 | 0.45186 | 0.4595 | 0.46085 | 0.46579 | 0.43567 | 0.46265 | 0.44961 | 0.44511 | 0.4541 | 0.45141 | 0.4613 | 0.44331 | 0.43972 | 0.47074 | 0.4622 | 0.45275 | 0.43027 | 0.45275 | 0.46939 | 0.43972 | 0.44736 | 0.44736 | 0.44601 | 0.42848 | 0.4559 | 0.42758 | 0.42848 | 0.43927 | 0.46534 | 0.44107 | 0.455 | 0.42982 | 0.46085 | 0.47029 | 0.4613 | 0.43625 | 0.4463 | 0.4568 | 0.43853 | 0.45406 | 0.44675 | 0.44447 | 0.46091 | 0.44584 | 0.46091 | 0.44949 | 0.46274 | 0.4568 | 0.47096 | 0.45269 | 0.44675 | 0.44127 | 0.43625 | 0.46137 | 0.43487 | 0.43944 | 0.46868 | 0.44949 | 0.47964 | 0.43853 | 0.46502 | 0.47325 | 0.44127 | 0.44584 | 0.45132 | 0.45772 | 0.47644 | 0.45269 | 0.47005 | 0.44721 | 0.46274 | 0.46731 | 0.43396 | 0.46091 | 0.45817 | 0.45406 | 0.47096 | 0.45086 | 0.45497 | 0.47142 | 0.45132 | 0.44721 | 0.44995 | 0.45452 | 0.43944 | 0.43807 | 0.45086 | 0.45452 | 0.45772 | 0.46776 | 0.4737 | 0.44767 | 0.46776 | 0.46091 | 0.46868 | 0.44264 | 0.45086 | 0.44036 | 0.47964 | 0.44173 | 0.46365 | 0.45543 | 0.46411 | 0.43442 | 0.46776 | 0.45269 | 0.47096 | 0.43944 | 0.43944 | 0.43396 | 0.46914 | 0.45726 | 0.47507 | 0.43396 | 0.45589 | 0.44081 | 0.44812 | 0.47873 | 0.47416 | 0.4463 | 0.45132 | 0.45315 | 0.43807 | 0.44036 | 0.44081 | 0.46914 | 0.47462 | 0.45772 | 0.44767 | 0.44355
BC_KI1_DSS | 238 | 230 | BC | 0.015035 | 238 | 11098 | 1.6686 | 1.8471 | 1.7804 | 1.7498 | 1.7444 | 1.7426 | 1.7931 | 1.8327 | 1.8543 | 1.7408 | 1.712 | 1.7822 | 1.8435 | 1.7462 | 1.8165 | 1.8327 | 1.7534 | 1.7372 | 1.8742 | 1.7696 | 1.7714 | 1.7732 | 1.7354 | 1.7498 | 1.7859 | 1.7408 | 1.7336 | 1.7895 | 1.8579 | 1.7877 | 1.7174 | 1.766 | 1.7372 | 1.8201 | 1.7444 | 1.8003 | 1.7606 | 1.7174 | 1.7714 | 1.876 | 1.7732 | 1.7552 | 1.8561 | 1.712 | 1.8345 | 1.7949 | 1.7714 | 1.8742 | 1.73 | 2.0339 | 1.8941 | 1.9217 | 1.9473 | 2.0182 | 1.9276 | 1.9315 | 1.9099 | 2.0398 | 2.0142 | 1.8941 | 1.8882 | 1.9197 | 1.9886 | 2.0201 | 2.026 | 2.0595 | 1.9158 | 1.9591 | 1.9217 | 2.0103 | 1.9729 | 1.9473 | 1.8843 | 1.9394 | 1.9453 | 1.9729 | 1.9433 | 1.8784 | 1.8803 | 1.8705 | 1.9473 | 2.0339 | 1.9059 | 1.9512 | 1.8862 | 1.9 | 1.9906 | 1.9315 | 1.9926 | 2.0556 | 2.0319 | 1.9866 | 2.0674 | 1.9551 | 1.9256 | 1.9079 | 1.8803 | 1.9522 | 2.0784 | 1.9903 | 1.9763 | 2.0343 | 2.0303 | 2.0223 | 2.0223 | 1.9462 | 2.0624 | 2.0624 | 2.0383 | 1.9202 | 2.0143 | 2.0804 | 2.0624 | 1.9663 | 1.9442 | 2.1004 | 1.9743 | 2.0664 | 2.0183 | 1.9262 | 2.0403 | 1.9362 | 2.0704 | 1.9502 | 1.9022 | 2.0464 | 1.9202 | 1.9362 | 2.1004 | 1.9623 | 1.9683 | 1.9643 | 1.9142 | 2.0464 | 1.9462 | 2.0243 | 1.9022 | 1.9302 | 2.0363 | 1.9803 | 2.0624 | 2.0363 | 2.0824 | 2.1024 | 1.9703 | 2.1671 | 2.1441 | 2.1879 | 2.1671 | 1.9919 | 2.0816 | 2.14 | 2.0649 | 2.1754 | 2.1775 | 1.9919 | 2.0962 | 2.1838 | 2.0962 | 2.1316 | 2.1379 | 2.1608 | 2.0211 | 2.1462 | 2.0857 | 2.0649 | 2.1066 | 2.0941 | 2.14 | 2.0565 | 2.0398 | 2.1838 | 2.1441 | 2.1003 | 1.996 | 2.1003 | 2.1775 | 2.0398 | 2.0753 | 2.0753 | 2.069 | 1.9877 | 2.1149 | 1.9835 | 1.9877 | 2.0378 | 2.1587 | 2.0461 | 2.1108 | 1.994 | 2.1379 | 2.1817 | 2.14 | 2.0237 | 2.0704 | 2.1191 | 2.0343 | 2.1064 | 2.0725 | 2.0619 | 2.1382 | 2.0682 | 2.1382 | 2.0852 | 2.1467 | 2.1191 | 2.1848 | 2.1 | 2.0725 | 2.0471 | 2.0237 | 2.1403 | 2.0174 | 2.0386 | 2.1742 | 2.0852 | 2.2251 | 2.0343 | 2.1572 | 2.1954 | 2.0471 | 2.0682 | 2.0937 | 2.1233 | 2.2102 | 2.1 | 2.1806 | 2.0746 | 2.1467 | 2.1678 | 2.0131 | 2.1382 | 2.1255 | 2.1064 | 2.1848 | 2.0916 | 2.1106 | 2.1869 | 2.0937 | 2.0746 | 2.0873 | 2.1085 | 2.0386 | 2.0322 | 2.0916 | 2.1085 | 2.1233 | 2.17 | 2.1975 | 2.0767 | 2.17 | 2.1382 | 2.1742 | 2.0534 | 2.0916 | 2.0428 | 2.2251 | 2.0492 | 2.1509 | 2.1127 | 2.153 | 2.0153 | 2.17 | 2.1 | 2.1848 | 2.0386 | 2.0386 | 2.0131 | 2.1763 | 2.1212 | 2.2039 | 2.0131 | 2.1149 | 2.0449 | 2.0788 | 2.2208 | 2.1996 | 2.0704 | 2.0937 | 2.1021 | 2.0322 | 2.0428 | 2.0449 | 2.1763 | 2.2017 | 2.1233 | 2.0767 | 2.0576
BC_KI2_DSS | 239 | 230 | BC | 0.015035 | 239 | 11098 | 1.6686 | 1.8471 | 1.7804 | 1.7498 | 1.7444 | 1.7426 | 1.7931 | 1.8327 | 1.8543 | 1.7408 | 1.712 | 1.7822 | 1.8435 | 1.7462 | 1.8165 | 1.8327 | 1.7534 | 1.7372 | 1.8742 | 1.7696 | 1.7714 | 1.7732 | 1.7354 | 1.7498 | 1.7859 | 1.7408 | 1.7336 | 1.7895 | 1.8579 | 1.7877 | 1.7174 | 1.766 | 1.7372 | 1.8201 | 1.7444 | 1.8003 | 1.7606 | 1.7174 | 1.7714 | 1.876 | 1.7732 | 1.7552 | 1.8561 | 1.712 | 1.8345 | 1.7949 | 1.7714 | 1.8742 | 1.73 | 2.0339 | 1.8941 | 1.9217 | 1.9473 | 2.0182 | 1.9276 | 1.9315 | 1.9099 | 2.0398 | 2.0142 | 1.8941 | 1.8882 | 1.9197 | 1.9886 | 2.0201 | 2.026 | 2.0595 | 1.9158 | 1.9591 | 1.9217 | 2.0103 | 1.9729 | 1.9473 | 1.8843 | 1.9394 | 1.9453 | 1.9729 | 1.9433 | 1.8784 | 1.8803 | 1.8705 | 1.9473 | 2.0339 | 1.9059 | 1.9512 | 1.8862 | 1.9 | 1.9906 | 1.9315 | 1.9926 | 2.0556 | 2.0319 | 1.9866 | 2.0674 | 1.9551 | 1.9256 | 1.9079 | 1.8803 | 1.9522 | 2.0784 | 1.9903 | 1.9763 | 2.0343 | 2.0303 | 2.0223 | 2.0223 | 1.9462 | 2.0624 | 2.0624 | 2.0383 | 1.9202 | 2.0143 | 2.0804 | 2.0624 | 1.9663 | 1.9442 | 2.1004 | 1.9743 | 2.0664 | 2.0183 | 1.9262 | 2.0403 | 1.9362 | 2.0704 | 1.9502 | 1.9022 | 2.0464 | 1.9202 | 1.9362 | 2.1004 | 1.9623 | 1.9683 | 1.9643 | 1.9142 | 2.0464 | 1.9462 | 2.0243 | 1.9022 | 1.9302 | 2.0363 | 1.9803 | 2.0624 | 2.0363 | 2.0824 | 2.1024 | 1.9703 | 2.1671 | 2.1441 | 2.1879 | 2.1671 | 1.9919 | 2.0816 | 2.14 | 2.0649 | 2.1754 | 2.1775 | 1.9919 | 2.0962 | 2.1838 | 2.0962 | 2.1316 | 2.1379 | 2.1608 | 2.0211 | 2.1462 | 2.0857 | 2.0649 | 2.1066 | 2.0941 | 2.14 | 2.0565 | 2.0398 | 2.1838 | 2.1441 | 2.1003 | 1.996 | 2.1003 | 2.1775 | 2.0398 | 2.0753 | 2.0753 | 2.069 | 1.9877 | 2.1149 | 1.9835 | 1.9877 | 2.0378 | 2.1587 | 2.0461 | 2.1108 | 1.994 | 2.1379 | 2.1817 | 2.14 | 2.0237 | 2.0704 | 2.1191 | 2.0343 | 2.1064 | 2.0725 | 2.0619 | 2.1382 | 2.0682 | 2.1382 | 2.0852 | 2.1467 | 2.1191 | 2.1848 | 2.1 | 2.0725 | 2.0471 | 2.0237 | 2.1403 | 2.0174 | 2.0386 | 2.1742 | 2.0852 | 2.2251 | 2.0343 | 2.1572 | 2.1954 | 2.0471 | 2.0682 | 2.0937 | 2.1233 | 2.2102 | 2.1 | 2.1806 | 2.0746 | 2.1467 | 2.1678 | 2.0131 | 2.1382 | 2.1255 | 2.1064 | 2.1848 | 2.0916 | 2.1106 | 2.1869 | 2.0937 | 2.0746 | 2.0873 | 2.1085 | 2.0386 | 2.0322 | 2.0916 | 2.1085 | 2.1233 | 2.17 | 2.1975 | 2.0767 | 2.17 | 2.1382 | 2.1742 | 2.0534 | 2.0916 | 2.0428 | 2.2251 | 2.0492 | 2.1509 | 2.1127 | 2.153 | 2.0153 | 2.17 | 2.1 | 2.1848 | 2.0386 | 2.0386 | 2.0131 | 2.1763 | 2.1212 | 2.2039 | 2.0131 | 2.1149 | 2.0449 | 2.0788 | 2.2208 | 2.1996 | 2.0704 | 2.0937 | 2.1021 | 2.0322 | 2.0428 | 2.0449 | 2.1763 | 2.2017 | 2.1233 | 2.0767 | 2.0576
BC_KIT_DSS | 240 | 287 | BC | 0.003431 | 240 | 11098 | 0.38077 | 0.42152 | 0.4063 | 0.39931 | 0.39807 | 0.39766 | 0.40918 | 0.41823 | 0.42316 | 0.39725 | 0.39067 | 0.40671 | 0.42069 | 0.39849 | 0.41452 | 0.41823 | 0.40013 | 0.39643 | 0.42768 | 0.40383 | 0.40424 | 0.40465 | 0.39602 | 0.39931 | 0.40753 | 0.39725 | 0.39561 | 0.40836 | 0.42398 | 0.40794 | 0.39191 | 0.40301 | 0.39643 | 0.41535 | 0.39807 | 0.41082 | 0.40178 | 0.39191 | 0.40424 | 0.42809 | 0.40465 | 0.40054 | 0.42357 | 0.39067 | 0.41864 | 0.40959 | 0.40424 | 0.42768 | 0.39478 | 0.46414 | 0.43224 | 0.43853 | 0.44437 | 0.46054 | 0.43988 | 0.44077 | 0.43583 | 0.46549 | 0.45965 | 0.43224 | 0.43089 | 0.43808 | 0.4538 | 0.46099 | 0.46234 | 0.46998 | 0.43718 | 0.44706 | 0.43853 | 0.45875 | 0.45021 | 0.44437 | 0.42999 | 0.44257 | 0.44392 | 0.45021 | 0.44347 | 0.42864 | 0.42909 | 0.42685 | 0.44437 | 0.46414 | 0.43493 | 0.44527 | 0.43044 | 0.43359 | 0.45425 | 0.44077 | 0.4547 | 0.46908 | 0.46369 | 0.45336 | 0.47178 | 0.44617 | 0.43943 | 0.43538 | 0.42909 | 0.4455 | 0.47429 | 0.45419 | 0.45099 | 0.46424 | 0.46332 | 0.4615 | 0.4615 | 0.44413 | 0.47063 | 0.47063 | 0.46515 | 0.43819 | 0.45967 | 0.47475 | 0.47063 | 0.4487 | 0.44368 | 0.47932 | 0.45053 | 0.47155 | 0.46058 | 0.43956 | 0.46561 | 0.44185 | 0.47246 | 0.44505 | 0.43408 | 0.46698 | 0.43819 | 0.44185 | 0.47932 | 0.44779 | 0.44916 | 0.44825 | 0.43682 | 0.46698 | 0.44413 | 0.46195 | 0.43408 | 0.44048 | 0.46469 | 0.4519 | 0.47063 | 0.46469 | 0.4752 | 0.47977 | 0.44962 | 0.49453 | 0.48929 | 0.49929 | 0.49453 | 0.45455 | 0.47501 | 0.48834 | 0.47121 | 0.49643 | 0.49691 | 0.45455 | 0.47835 | 0.49834 | 0.47835 | 0.48644 | 0.48786 | 0.4931 | 0.46121 | 0.48977 | 0.47597 | 0.47121 | 0.48073 | 0.47787 | 0.48834 | 0.4693 | 0.46549 | 0.49834 | 0.48929 | 0.4793 | 0.4555 | 0.4793 | 0.49691 | 0.46549 | 0.47359 | 0.47359 | 0.47216 | 0.4536 | 0.48263 | 0.45264 | 0.4536 | 0.46502 | 0.49262 | 0.46692 | 0.48168 | 0.45502 | 0.48786 | 0.49786 | 0.48834 | 0.46182 | 0.47246 | 0.48358 | 0.46424 | 0.48068 | 0.47294 | 0.47052 | 0.48793 | 0.47197 | 0.48793 | 0.47584 | 0.48987 | 0.48358 | 0.49857 | 0.47923 | 0.47294 | 0.46714 | 0.46182 | 0.48842 | 0.46037 | 0.4652 | 0.49615 | 0.47584 | 0.50776 | 0.46424 | 0.49229 | 0.50099 | 0.46714 | 0.47197 | 0.47778 | 0.48455 | 0.50437 | 0.47923 | 0.4976 | 0.47343 | 0.48987 | 0.4947 | 0.4594 | 0.48793 | 0.48503 | 0.48068 | 0.49857 | 0.47729 | 0.48165 | 0.49906 | 0.47778 | 0.47343 | 0.47633 | 0.48116 | 0.4652 | 0.46375 | 0.47729 | 0.48116 | 0.48455 | 0.49519 | 0.50147 | 0.47391 | 0.49519 | 0.48793 | 0.49615 | 0.46859 | 0.47729 | 0.46617 | 0.50776 | 0.46762 | 0.49083 | 0.48213 | 0.49132 | 0.45989 | 0.49519 | 0.47923 | 0.49857 | 0.4652 | 0.4652 | 0.4594 | 0.49664 | 0.48406 | 0.50292 | 0.4594 | 0.48261 | 0.46666 | 0.47439 | 0.50679 | 0.50196 | 0.47246 | 0.47778 | 0.47971 | 0.46375 | 0.46617 | 0.46666 | 0.49664 | 0.50244 | 0.48455 | 0.47391 | 0.46956
BC_KLY_DSS | 241 | 230 | BC | 0.004691 | 241 | 11098 | 0.52061 | 0.57631 | 0.55551 | 0.54595 | 0.54426 | 0.5437 | 0.55944 | 0.57181 | 0.57856 | 0.54314 | 0.53414 | 0.55607 | 0.57519 | 0.54483 | 0.56675 | 0.57181 | 0.54707 | 0.54201 | 0.58475 | 0.55214 | 0.5527 | 0.55326 | 0.54145 | 0.54595 | 0.5572 | 0.54314 | 0.54089 | 0.55832 | 0.57969 | 0.55776 | 0.53583 | 0.55101 | 0.54201 | 0.56788 | 0.54426 | 0.56169 | 0.54932 | 0.53583 | 0.5527 | 0.58531 | 0.55326 | 0.54764 | 0.57912 | 0.53414 | 0.57238 | 0.56001 | 0.5527 | 0.58475 | 0.53977 | 0.63459 | 0.59097 | 0.59957 | 0.60756 | 0.62967 | 0.60142 | 0.60264 | 0.59589 | 0.63643 | 0.62845 | 0.59097 | 0.58913 | 0.59896 | 0.62046 | 0.63029 | 0.63213 | 0.64258 | 0.59773 | 0.61124 | 0.59957 | 0.62722 | 0.61555 | 0.60756 | 0.5879 | 0.6051 | 0.60694 | 0.61555 | 0.60633 | 0.58606 | 0.58667 | 0.5836 | 0.60756 | 0.63459 | 0.59466 | 0.60879 | 0.58852 | 0.59282 | 0.62107 | 0.60264 | 0.62169 | 0.64135 | 0.63397 | 0.61985 | 0.64503 | 0.61002 | 0.6008 | 0.59527 | 0.58667 | 0.60911 | 0.64847 | 0.62098 | 0.61661 | 0.63472 | 0.63347 | 0.63098 | 0.63098 | 0.60724 | 0.64347 | 0.64347 | 0.63597 | 0.59911 | 0.62848 | 0.64909 | 0.64347 | 0.61348 | 0.60661 | 0.65534 | 0.61598 | 0.64472 | 0.62973 | 0.60099 | 0.6366 | 0.60411 | 0.64597 | 0.60849 | 0.59349 | 0.63847 | 0.59911 | 0.60411 | 0.65534 | 0.61223 | 0.61411 | 0.61286 | 0.59724 | 0.63847 | 0.60724 | 0.6316 | 0.59349 | 0.60224 | 0.63535 | 0.61786 | 0.64347 | 0.63535 | 0.64972 | 0.65597 | 0.61473 | 0.67614 | 0.66898 | 0.68265 | 0.67614 | 0.62147 | 0.64946 | 0.66768 | 0.64425 | 0.67874 | 0.67939 | 0.62147 | 0.65401 | 0.68134 | 0.65401 | 0.66508 | 0.66703 | 0.67419 | 0.63059 | 0.66963 | 0.65076 | 0.64425 | 0.65727 | 0.65336 | 0.66768 | 0.64165 | 0.63644 | 0.68134 | 0.66898 | 0.65531 | 0.62278 | 0.65531 | 0.67939 | 0.63644 | 0.64751 | 0.64751 | 0.64555 | 0.62017 | 0.65987 | 0.61887 | 0.62017 | 0.63579 | 0.67354 | 0.63839 | 0.65857 | 0.62213 | 0.66703 | 0.68069 | 0.66768 | 0.63142 | 0.64596 | 0.66117 | 0.63472 | 0.6572 | 0.64663 | 0.64332 | 0.66712 | 0.6453 | 0.66712 | 0.65059 | 0.66977 | 0.66117 | 0.68167 | 0.65522 | 0.64663 | 0.63869 | 0.63142 | 0.66778 | 0.62943 | 0.63605 | 0.67836 | 0.65059 | 0.69423 | 0.63472 | 0.67307 | 0.68497 | 0.63869 | 0.6453 | 0.65324 | 0.66249 | 0.6896 | 0.65522 | 0.68035 | 0.64729 | 0.66977 | 0.67638 | 0.62811 | 0.66712 | 0.66315 | 0.6572 | 0.68167 | 0.65258 | 0.65853 | 0.68233 | 0.65324 | 0.64729 | 0.65125 | 0.65787 | 0.63605 | 0.63406 | 0.65258 | 0.65787 | 0.66249 | 0.67704 | 0.68563 | 0.64795 | 0.67704 | 0.66712 | 0.67836 | 0.64067 | 0.65258 | 0.63737 | 0.69423 | 0.63935 | 0.67109 | 0.65919 | 0.67175 | 0.62877 | 0.67704 | 0.65522 | 0.68167 | 0.63605 | 0.63605 | 0.62811 | 0.67902 | 0.66183 | 0.68762 | 0.62811 | 0.65985 | 0.63803 | 0.64861 | 0.69291 | 0.6863 | 0.64596 | 0.65324 | 0.65588 | 0.63406 | 0.63737 | 0.63803 | 0.67902 | 0.68696 | 0.66249 | 0.64795 | 0.642
BC_KMI_DSS | 242 | 230 | BC | 0.003341 | 242 | 11098 | 0.37078 | 0.41046 | 0.39564 | 0.38883 | 0.38763 | 0.38723 | 0.39844 | 0.40725 | 0.41206 | 0.38683 | 0.38042 | 0.39604 | 0.40966 | 0.38803 | 0.40365 | 0.40725 | 0.38963 | 0.38603 | 0.41646 | 0.39324 | 0.39364 | 0.39404 | 0.38563 | 0.38883 | 0.39684 | 0.38683 | 0.38523 | 0.39764 | 0.41286 | 0.39724 | 0.38163 | 0.39244 | 0.38603 | 0.40445 | 0.38763 | 0.40005 | 0.39124 | 0.38163 | 0.39364 | 0.41687 | 0.39404 | 0.39004 | 0.41246 | 0.38042 | 0.40765 | 0.39885 | 0.39364 | 0.41646 | 0.38443 | 0.45196 | 0.4209 | 0.42702 | 0.43271 | 0.44846 | 0.42834 | 0.42921 | 0.4244 | 0.45328 | 0.44759 | 0.4209 | 0.41959 | 0.42659 | 0.4419 | 0.4489 | 0.45021 | 0.45765 | 0.42571 | 0.43534 | 0.42702 | 0.44671 | 0.4384 | 0.43271 | 0.41871 | 0.43096 | 0.43228 | 0.4384 | 0.43184 | 0.4174 | 0.41784 | 0.41565 | 0.43271 | 0.45196 | 0.42352 | 0.43359 | 0.41915 | 0.42221 | 0.44234 | 0.42921 | 0.44278 | 0.45678 | 0.45153 | 0.44146 | 0.4594 | 0.43446 | 0.4279 | 0.42396 | 0.41784 | 0.43382 | 0.46185 | 0.44227 | 0.43916 | 0.45206 | 0.45117 | 0.44939 | 0.44939 | 0.43248 | 0.45829 | 0.45829 | 0.45295 | 0.4267 | 0.44761 | 0.46229 | 0.45829 | 0.43693 | 0.43204 | 0.46674 | 0.43871 | 0.45918 | 0.4485 | 0.42803 | 0.45339 | 0.43026 | 0.46007 | 0.43337 | 0.42269 | 0.45473 | 0.4267 | 0.43026 | 0.46674 | 0.43604 | 0.43738 | 0.43649 | 0.42536 | 0.45473 | 0.43248 | 0.44984 | 0.42269 | 0.42892 | 0.45251 | 0.44005 | 0.45829 | 0.45251 | 0.46274 | 0.46719 | 0.43782 | 0.48156 | 0.47646 | 0.48619 | 0.48156 | 0.44262 | 0.46255 | 0.47553 | 0.45885 | 0.48341 | 0.48387 | 0.44262 | 0.4658 | 0.48526 | 0.4658 | 0.47368 | 0.47507 | 0.48017 | 0.44911 | 0.47692 | 0.46348 | 0.45885 | 0.46812 | 0.46533 | 0.47553 | 0.45699 | 0.45328 | 0.48526 | 0.47646 | 0.46672 | 0.44355 | 0.46672 | 0.48387 | 0.45328 | 0.46116 | 0.46116 | 0.45977 | 0.4417 | 0.46997 | 0.44077 | 0.4417 | 0.45282 | 0.4797 | 0.45467 | 0.46904 | 0.44309 | 0.47507 | 0.4848 | 0.47553 | 0.44971 | 0.46007 | 0.4709 | 0.45206 | 0.46807 | 0.46054 | 0.45818 | 0.47513 | 0.45959 | 0.47513 | 0.46336 | 0.47702 | 0.4709 | 0.48549 | 0.46666 | 0.46054 | 0.45489 | 0.44971 | 0.4756 | 0.44829 | 0.453 | 0.48314 | 0.46336 | 0.49444 | 0.45206 | 0.47937 | 0.48785 | 0.45489 | 0.45959 | 0.46525 | 0.47184 | 0.49114 | 0.46666 | 0.48455 | 0.46101 | 0.47702 | 0.48173 | 0.44735 | 0.47513 | 0.47231 | 0.46807 | 0.48549 | 0.46477 | 0.46901 | 0.48596 | 0.46525 | 0.46101 | 0.46383 | 0.46854 | 0.453 | 0.45159 | 0.46477 | 0.46854 | 0.47184 | 0.4822 | 0.48832 | 0.46148 | 0.4822 | 0.47513 | 0.48314 | 0.4563 | 0.46477 | 0.45394 | 0.49444 | 0.45536 | 0.47796 | 0.46948 | 0.47843 | 0.44782 | 0.4822 | 0.46666 | 0.48549 | 0.453 | 0.453 | 0.44735 | 0.48361 | 0.47137 | 0.48973 | 0.44735 | 0.46995 | 0.45441 | 0.46195 | 0.4935 | 0.48879 | 0.46007 | 0.46525 | 0.46713 | 0.45159 | 0.45394 | 0.45441 | 0.48361 | 0.48926 | 0.47184 | 0.46148 | 0.45724
BC_KMO_GSS | 243 | 287 | BC | 0.003431 | 243 | 11098 | 0.38077 | 0.42152 | 0.4063 | 0.39931 | 0.39807 | 0.39766 | 0.40918 | 0.41823 | 0.42316 | 0.39725 | 0.39067 | 0.40671 | 0.42069 | 0.39849 | 0.41452 | 0.41823 | 0.40013 | 0.39643 | 0.42768 | 0.40383 | 0.40424 | 0.40465 | 0.39602 | 0.39931 | 0.40753 | 0.39725 | 0.39561 | 0.40836 | 0.42398 | 0.40794 | 0.39191 | 0.40301 | 0.39643 | 0.41535 | 0.39807 | 0.41082 | 0.40178 | 0.39191 | 0.40424 | 0.42809 | 0.40465 | 0.40054 | 0.42357 | 0.39067 | 0.41864 | 0.40959 | 0.40424 | 0.42768 | 0.39478 | 0.46414 | 0.43224 | 0.43853 | 0.44437 | 0.46054 | 0.43988 | 0.44077 | 0.43583 | 0.46549 | 0.45965 | 0.43224 | 0.43089 | 0.43808 | 0.4538 | 0.46099 | 0.46234 | 0.46998 | 0.43718 | 0.44706 | 0.43853 | 0.45875 | 0.45021 | 0.44437 | 0.42999 | 0.44257 | 0.44392 | 0.45021 | 0.44347 | 0.42864 | 0.42909 | 0.42685 | 0.44437 | 0.46414 | 0.43493 | 0.44527 | 0.43044 | 0.43359 | 0.45425 | 0.44077 | 0.4547 | 0.46908 | 0.46369 | 0.45336 | 0.47178 | 0.44617 | 0.43943 | 0.43538 | 0.42909 | 0.4455 | 0.47429 | 0.45419 | 0.45099 | 0.46424 | 0.46332 | 0.4615 | 0.4615 | 0.44413 | 0.47063 | 0.47063 | 0.46515 | 0.43819 | 0.45967 | 0.47475 | 0.47063 | 0.4487 | 0.44368 | 0.47932 | 0.45053 | 0.47155 | 0.46058 | 0.43956 | 0.46561 | 0.44185 | 0.47246 | 0.44505 | 0.43408 | 0.46698 | 0.43819 | 0.44185 | 0.47932 | 0.44779 | 0.44916 | 0.44825 | 0.43682 | 0.46698 | 0.44413 | 0.46195 | 0.43408 | 0.44048 | 0.46469 | 0.4519 | 0.47063 | 0.46469 | 0.4752 | 0.47977 | 0.44962 | 0.49453 | 0.48929 | 0.49929 | 0.49453 | 0.45455 | 0.47501 | 0.48834 | 0.47121 | 0.49643 | 0.49691 | 0.45455 | 0.47835 | 0.49834 | 0.47835 | 0.48644 | 0.48786 | 0.4931 | 0.46121 | 0.48977 | 0.47597 | 0.47121 | 0.48073 | 0.47787 | 0.48834 | 0.4693 | 0.46549 | 0.49834 | 0.48929 | 0.4793 | 0.4555 | 0.4793 | 0.49691 | 0.46549 | 0.47359 | 0.47359 | 0.47216 | 0.4536 | 0.48263 | 0.45264 | 0.4536 | 0.46502 | 0.49262 | 0.46692 | 0.48168 | 0.45502 | 0.48786 | 0.49786 | 0.48834 | 0.46182 | 0.47246 | 0.48358 | 0.46424 | 0.48068 | 0.47294 | 0.47052 | 0.48793 | 0.47197 | 0.48793 | 0.47584 | 0.48987 | 0.48358 | 0.49857 | 0.47923 | 0.47294 | 0.46714 | 0.46182 | 0.48842 | 0.46037 | 0.4652 | 0.49615 | 0.47584 | 0.50776 | 0.46424 | 0.49229 | 0.50099 | 0.46714 | 0.47197 | 0.47778 | 0.48455 | 0.50437 | 0.47923 | 0.4976 | 0.47343 | 0.48987 | 0.4947 | 0.4594 | 0.48793 | 0.48503 | 0.48068 | 0.49857 | 0.47729 | 0.48165 | 0.49906 | 0.47778 | 0.47343 | 0.47633 | 0.48116 | 0.4652 | 0.46375 | 0.47729 | 0.48116 | 0.48455 | 0.49519 | 0.50147 | 0.47391 | 0.49519 | 0.48793 | 0.49615 | 0.46859 | 0.47729 | 0.46617 | 0.50776 | 0.46762 | 0.49083 | 0.48213 | 0.49132 | 0.45989 | 0.49519 | 0.47923 | 0.49857 | 0.4652 | 0.4652 | 0.4594 | 0.49664 | 0.48406 | 0.50292 | 0.4594 | 0.48261 | 0.46666 | 0.47439 | 0.50679 | 0.50196 | 0.47246 | 0.47778 | 0.47971 | 0.46375 | 0.46617 | 0.46666 | 0.49664 | 0.50244 | 0.48455 | 0.47391 | 0.46956
BC_KTB_ISS | 244 | 287 | BC | 0.003431 | 244 | 11098 | 0.38077 | 0.42152 | 0.4063 | 0.39931 | 0.39807 | 0.39766 | 0.40918 | 0.41823 | 0.42316 | 0.39725 | 0.39067 | 0.40671 | 0.42069 | 0.39849 | 0.41452 | 0.41823 | 0.40013 | 0.39643 | 0.42768 | 0.40383 | 0.40424 | 0.40465 | 0.39602 | 0.39931 | 0.40753 | 0.39725 | 0.39561 | 0.40836 | 0.42398 | 0.40794 | 0.39191 | 0.40301 | 0.39643 | 0.41535 | 0.39807 | 0.41082 | 0.40178 | 0.39191 | 0.40424 | 0.42809 | 0.40465 | 0.40054 | 0.42357 | 0.39067 | 0.41864 | 0.40959 | 0.40424 | 0.42768 | 0.39478 | 0.46414 | 0.43224 | 0.43853 | 0.44437 | 0.46054 | 0.43988 | 0.44077 | 0.43583 | 0.46549 | 0.45965 | 0.43224 | 0.43089 | 0.43808 | 0.4538 | 0.46099 | 0.46234 | 0.46998 | 0.43718 | 0.44706 | 0.43853 | 0.45875 | 0.45021 | 0.44437 | 0.42999 | 0.44257 | 0.44392 | 0.45021 | 0.44347 | 0.42864 | 0.42909 | 0.42685 | 0.44437 | 0.46414 | 0.43493 | 0.44527 | 0.43044 | 0.43359 | 0.45425 | 0.44077 | 0.4547 | 0.46908 | 0.46369 | 0.45336 | 0.47178 | 0.44617 | 0.43943 | 0.43538 | 0.42909 | 0.4455 | 0.47429 | 0.45419 | 0.45099 | 0.46424 | 0.46332 | 0.4615 | 0.4615 | 0.44413 | 0.47063 | 0.47063 | 0.46515 | 0.43819 | 0.45967 | 0.47475 | 0.47063 | 0.4487 | 0.44368 | 0.47932 | 0.45053 | 0.47155 | 0.46058 | 0.43956 | 0.46561 | 0.44185 | 0.47246 | 0.44505 | 0.43408 | 0.46698 | 0.43819 | 0.44185 | 0.47932 | 0.44779 | 0.44916 | 0.44825 | 0.43682 | 0.46698 | 0.44413 | 0.46195 | 0.43408 | 0.44048 | 0.46469 | 0.4519 | 0.47063 | 0.46469 | 0.4752 | 0.47977 | 0.44962 | 0.49453 | 0.48929 | 0.49929 | 0.49453 | 0.45455 | 0.47501 | 0.48834 | 0.47121 | 0.49643 | 0.49691 | 0.45455 | 0.47835 | 0.49834 | 0.47835 | 0.48644 | 0.48786 | 0.4931 | 0.46121 | 0.48977 | 0.47597 | 0.47121 | 0.48073 | 0.47787 | 0.48834 | 0.4693 | 0.46549 | 0.49834 | 0.48929 | 0.4793 | 0.4555 | 0.4793 | 0.49691 | 0.46549 | 0.47359 | 0.47359 | 0.47216 | 0.4536 | 0.48263 | 0.45264 | 0.4536 | 0.46502 | 0.49262 | 0.46692 | 0.48168 | 0.45502 | 0.48786 | 0.49786 | 0.48834 | 0.46182 | 0.47246 | 0.48358 | 0.46424 | 0.48068 | 0.47294 | 0.47052 | 0.48793 | 0.47197 | 0.48793 | 0.47584 | 0.48987 | 0.48358 | 0.49857 | 0.47923 | 0.47294 | 0.46714 | 0.46182 | 0.48842 | 0.46037 | 0.4652 | 0.49615 | 0.47584 | 0.50776 | 0.46424 | 0.49229 | 0.50099 | 0.46714 | 0.47197 | 0.47778 | 0.48455 | 0.50437 | 0.47923 | 0.4976 | 0.47343 | 0.48987 | 0.4947 | 0.4594 | 0.48793 | 0.48503 | 0.48068 | 0.49857 | 0.47729 | 0.48165 | 0.49906 | 0.47778 | 0.47343 | 0.47633 | 0.48116 | 0.4652 | 0.46375 | 0.47729 | 0.48116 | 0.48455 | 0.49519 | 0.50147 | 0.47391 | 0.49519 | 0.48793 | 0.49615 | 0.46859 | 0.47729 | 0.46617 | 0.50776 | 0.46762 | 0.49083 | 0.48213 | 0.49132 | 0.45989 | 0.49519 | 0.47923 | 0.49857 | 0.4652 | 0.4652 | 0.4594 | 0.49664 | 0.48406 | 0.50292 | 0.4594 | 0.48261 | 0.46666 | 0.47439 | 0.50679 | 0.50196 | 0.47246 | 0.47778 | 0.47971 | 0.46375 | 0.46617 | 0.46666 | 0.49664 | 0.50244 | 0.48455 | 0.47391 | 0.46956
BC_KTG_DSS | 245 | 230 | BC | 0.007173 | 245 | 11098 | 0.79606 | 0.88124 | 0.84943 | 0.83481 | 0.83223 | 0.83137 | 0.85545 | 0.87436 | 0.88468 | 0.83051 | 0.81676 | 0.85029 | 0.87952 | 0.83309 | 0.86662 | 0.87436 | 0.83653 | 0.82879 | 0.89413 | 0.84427 | 0.84513 | 0.84599 | 0.82793 | 0.83481 | 0.85201 | 0.83051 | 0.82707 | 0.85373 | 0.8864 | 0.85287 | 0.81934 | 0.84255 | 0.82879 | 0.86834 | 0.83223 | 0.85888 | 0.83997 | 0.81934 | 0.84513 | 0.89499 | 0.84599 | 0.83739 | 0.88554 | 0.81676 | 0.87522 | 0.85631 | 0.84513 | 0.89413 | 0.82535 | 0.97035 | 0.90365 | 0.91681 | 0.92902 | 0.96283 | 0.91962 | 0.9215 | 0.91117 | 0.97317 | 0.96096 | 0.90365 | 0.90084 | 0.91587 | 0.94874 | 0.96377 | 0.96659 | 0.98256 | 0.91399 | 0.93465 | 0.91681 | 0.95908 | 0.94123 | 0.92902 | 0.89896 | 0.92526 | 0.92808 | 0.94123 | 0.92714 | 0.89614 | 0.89708 | 0.89238 | 0.92902 | 0.97035 | 0.90929 | 0.9309 | 0.8999 | 0.90647 | 0.94968 | 0.9215 | 0.95062 | 0.98068 | 0.96941 | 0.9478 | 0.98632 | 0.93277 | 0.91868 | 0.91023 | 0.89708 | 0.93139 | 0.99157 | 0.94954 | 0.94285 | 0.97056 | 0.96865 | 0.96482 | 0.96482 | 0.92852 | 0.98393 | 0.98393 | 0.97247 | 0.91611 | 0.961 | 0.99253 | 0.98393 | 0.93808 | 0.92757 | 1.0021 | 0.9419 | 0.98584 | 0.96291 | 0.91897 | 0.97342 | 0.92375 | 0.98775 | 0.93043 | 0.90751 | 0.97629 | 0.91611 | 0.92375 | 1.0021 | 0.93617 | 0.93903 | 0.93712 | 0.91324 | 0.97629 | 0.92852 | 0.96578 | 0.90751 | 0.92088 | 0.97151 | 0.94476 | 0.98393 | 0.97151 | 0.99348 | 1.003 | 0.93999 | 1.0339 | 1.0229 | 1.0438 | 1.0339 | 0.9503 | 0.99308 | 1.0209 | 0.98512 | 1.0379 | 1.0389 | 0.9503 | 1 | 1.0418 | 1 | 1.017 | 1.02 | 1.0309 | 0.96423 | 1.0239 | 0.99507 | 0.98512 | 1.005 | 0.99905 | 1.0209 | 0.98114 | 0.97318 | 1.0418 | 1.0229 | 1.002 | 0.95229 | 1.002 | 1.0389 | 0.97318 | 0.9901 | 0.9901 | 0.98711 | 0.94831 | 1.009 | 0.94632 | 0.94831 | 0.97219 | 1.0299 | 0.97617 | 1.007 | 0.95129 | 1.02 | 1.0408 | 1.0209 | 0.9655 | 0.98774 | 1.011 | 0.97056 | 1.0049 | 0.98875 | 0.9837 | 1.0201 | 0.98673 | 1.0201 | 0.99482 | 1.0241 | 1.011 | 1.0423 | 1.0019 | 0.98875 | 0.97662 | 0.9655 | 1.0211 | 0.96247 | 0.97258 | 1.0373 | 0.99482 | 1.0615 | 0.97056 | 1.0292 | 1.0474 | 0.97662 | 0.98673 | 0.99886 | 1.013 | 1.0545 | 1.0019 | 1.0403 | 0.98976 | 1.0241 | 1.0342 | 0.96045 | 1.0201 | 1.014 | 1.0049 | 1.0423 | 0.99785 | 1.007 | 1.0433 | 0.99886 | 0.98976 | 0.99583 | 1.0059 | 0.97258 | 0.96954 | 0.99785 | 1.0059 | 1.013 | 1.0353 | 1.0484 | 0.99078 | 1.0353 | 1.0201 | 1.0373 | 0.97965 | 0.99785 | 0.9746 | 1.0615 | 0.97763 | 1.0262 | 1.008 | 1.0272 | 0.96146 | 1.0353 | 1.0019 | 1.0423 | 0.97258 | 0.97258 | 0.96045 | 1.0383 | 1.012 | 1.0514 | 0.96045 | 1.009 | 0.97561 | 0.99179 | 1.0595 | 1.0494 | 0.98774 | 0.99886 | 1.0029 | 0.96954 | 0.9746 | 0.97561 | 1.0383 | 1.0504 | 1.013 | 0.99078 | 0.98168
BC_LAP_GSS | 246 | 230 | BC | 0.003341 | 246 | 11098 | 0.37078 | 0.41046 | 0.39564 | 0.38883 | 0.38763 | 0.38723 | 0.39844 | 0.40725 | 0.41206 | 0.38683 | 0.38042 | 0.39604 | 0.40966 | 0.38803 | 0.40365 | 0.40725 | 0.38963 | 0.38603 | 0.41646 | 0.39324 | 0.39364 | 0.39404 | 0.38563 | 0.38883 | 0.39684 | 0.38683 | 0.38523 | 0.39764 | 0.41286 | 0.39724 | 0.38163 | 0.39244 | 0.38603 | 0.40445 | 0.38763 | 0.40005 | 0.39124 | 0.38163 | 0.39364 | 0.41687 | 0.39404 | 0.39004 | 0.41246 | 0.38042 | 0.40765 | 0.39885 | 0.39364 | 0.41646 | 0.38443 | 0.45196 | 0.4209 | 0.42702 | 0.43271 | 0.44846 | 0.42834 | 0.42921 | 0.4244 | 0.45328 | 0.44759 | 0.4209 | 0.41959 | 0.42659 | 0.4419 | 0.4489 | 0.45021 | 0.45765 | 0.42571 | 0.43534 | 0.42702 | 0.44671 | 0.4384 | 0.43271 | 0.41871 | 0.43096 | 0.43228 | 0.4384 | 0.43184 | 0.4174 | 0.41784 | 0.41565 | 0.43271 | 0.45196 | 0.42352 | 0.43359 | 0.41915 | 0.42221 | 0.44234 | 0.42921 | 0.44278 | 0.45678 | 0.45153 | 0.44146 | 0.4594 | 0.43446 | 0.4279 | 0.42396 | 0.41784 | 0.43382 | 0.46185 | 0.44227 | 0.43916 | 0.45206 | 0.45117 | 0.44939 | 0.44939 | 0.43248 | 0.45829 | 0.45829 | 0.45295 | 0.4267 | 0.44761 | 0.46229 | 0.45829 | 0.43693 | 0.43204 | 0.46674 | 0.43871 | 0.45918 | 0.4485 | 0.42803 | 0.45339 | 0.43026 | 0.46007 | 0.43337 | 0.42269 | 0.45473 | 0.4267 | 0.43026 | 0.46674 | 0.43604 | 0.43738 | 0.43649 | 0.42536 | 0.45473 | 0.43248 | 0.44984 | 0.42269 | 0.42892 | 0.45251 | 0.44005 | 0.45829 | 0.45251 | 0.46274 | 0.46719 | 0.43782 | 0.48156 | 0.47646 | 0.48619 | 0.48156 | 0.44262 | 0.46255 | 0.47553 | 0.45885 | 0.48341 | 0.48387 | 0.44262 | 0.4658 | 0.48526 | 0.4658 | 0.47368 | 0.47507 | 0.48017 | 0.44911 | 0.47692 | 0.46348 | 0.45885 | 0.46812 | 0.46533 | 0.47553 | 0.45699 | 0.45328 | 0.48526 | 0.47646 | 0.46672 | 0.44355 | 0.46672 | 0.48387 | 0.45328 | 0.46116 | 0.46116 | 0.45977 | 0.4417 | 0.46997 | 0.44077 | 0.4417 | 0.45282 | 0.4797 | 0.45467 | 0.46904 | 0.44309 | 0.47507 | 0.4848 | 0.47553 | 0.44971 | 0.46007 | 0.4709 | 0.45206 | 0.46807 | 0.46054 | 0.45818 | 0.47513 | 0.45959 | 0.47513 | 0.46336 | 0.47702 | 0.4709 | 0.48549 | 0.46666 | 0.46054 | 0.45489 | 0.44971 | 0.4756 | 0.44829 | 0.453 | 0.48314 | 0.46336 | 0.49444 | 0.45206 | 0.47937 | 0.48785 | 0.45489 | 0.45959 | 0.46525 | 0.47184 | 0.49114 | 0.46666 | 0.48455 | 0.46101 | 0.47702 | 0.48173 | 0.44735 | 0.47513 | 0.47231 | 0.46807 | 0.48549 | 0.46477 | 0.46901 | 0.48596 | 0.46525 | 0.46101 | 0.46383 | 0.46854 | 0.453 | 0.45159 | 0.46477 | 0.46854 | 0.47184 | 0.4822 | 0.48832 | 0.46148 | 0.4822 | 0.47513 | 0.48314 | 0.4563 | 0.46477 | 0.45394 | 0.49444 | 0.45536 | 0.47796 | 0.46948 | 0.47843 | 0.44782 | 0.4822 | 0.46666 | 0.48549 | 0.453 | 0.453 | 0.44735 | 0.48361 | 0.47137 | 0.48973 | 0.44735 | 0.46995 | 0.45441 | 0.46195 | 0.4935 | 0.48879 | 0.46007 | 0.46525 | 0.46713 | 0.45159 | 0.45394 | 0.45441 | 0.48361 | 0.48926 | 0.47184 | 0.46148 | 0.45724
BC_LEE_TSS | 247 | 230 | BC | 0.005584 | 247 | 11098 | 0.61971 | 0.68602 | 0.66126 | 0.64988 | 0.64787 | 0.6472 | 0.66594 | 0.68067 | 0.6887 | 0.64653 | 0.63582 | 0.66193 | 0.68468 | 0.64854 | 0.67464 | 0.68067 | 0.65122 | 0.64519 | 0.69606 | 0.65724 | 0.65791 | 0.65858 | 0.64453 | 0.64988 | 0.66327 | 0.64653 | 0.64386 | 0.6646 | 0.69004 | 0.66393 | 0.63783 | 0.6559 | 0.64519 | 0.67598 | 0.64787 | 0.66862 | 0.6539 | 0.63783 | 0.65791 | 0.69673 | 0.65858 | 0.65189 | 0.68937 | 0.63582 | 0.68134 | 0.66661 | 0.65791 | 0.69606 | 0.64252 | 0.75539 | 0.70347 | 0.71371 | 0.72322 | 0.74954 | 0.7159 | 0.71737 | 0.70932 | 0.75759 | 0.74808 | 0.70347 | 0.70128 | 0.71298 | 0.73857 | 0.75027 | 0.75247 | 0.7649 | 0.71152 | 0.7276 | 0.71371 | 0.74662 | 0.73272 | 0.72322 | 0.69982 | 0.72029 | 0.72249 | 0.73272 | 0.72175 | 0.69762 | 0.69835 | 0.6947 | 0.72322 | 0.75539 | 0.70786 | 0.72468 | 0.70055 | 0.70567 | 0.7393 | 0.71737 | 0.74004 | 0.76344 | 0.75466 | 0.73784 | 0.76782 | 0.72614 | 0.71517 | 0.70859 | 0.69835 | 0.72506 | 0.77191 | 0.73919 | 0.73399 | 0.75555 | 0.75407 | 0.75109 | 0.75109 | 0.72283 | 0.76596 | 0.76596 | 0.75704 | 0.71316 | 0.74812 | 0.77266 | 0.76596 | 0.73027 | 0.72209 | 0.78009 | 0.73324 | 0.76745 | 0.7496 | 0.7154 | 0.75778 | 0.71911 | 0.76894 | 0.72432 | 0.70647 | 0.76002 | 0.71316 | 0.71911 | 0.78009 | 0.72878 | 0.73101 | 0.72953 | 0.71093 | 0.76002 | 0.72283 | 0.75183 | 0.70647 | 0.71688 | 0.7563 | 0.73547 | 0.76596 | 0.7563 | 0.7734 | 0.78084 | 0.73176 | 0.80485 | 0.79633 | 0.8126 | 0.80485 | 0.73978 | 0.77309 | 0.79478 | 0.76689 | 0.80795 | 0.80872 | 0.73978 | 0.77851 | 0.81105 | 0.77851 | 0.79168 | 0.79401 | 0.80253 | 0.75063 | 0.7971 | 0.77464 | 0.76689 | 0.78239 | 0.77774 | 0.79478 | 0.7638 | 0.7576 | 0.81105 | 0.79633 | 0.78006 | 0.74133 | 0.78006 | 0.80872 | 0.7576 | 0.77077 | 0.77077 | 0.76844 | 0.73823 | 0.78549 | 0.73668 | 0.73823 | 0.75682 | 0.80175 | 0.75992 | 0.78394 | 0.74056 | 0.79401 | 0.81027 | 0.79478 | 0.75162 | 0.76893 | 0.78703 | 0.75555 | 0.78231 | 0.76972 | 0.76578 | 0.79412 | 0.76815 | 0.79412 | 0.77444 | 0.79727 | 0.78703 | 0.81143 | 0.77995 | 0.76972 | 0.76028 | 0.75162 | 0.7949 | 0.74926 | 0.75713 | 0.8075 | 0.77444 | 0.82639 | 0.75555 | 0.8012 | 0.81537 | 0.76028 | 0.76815 | 0.77759 | 0.78861 | 0.82088 | 0.77995 | 0.80986 | 0.77051 | 0.79727 | 0.80514 | 0.74768 | 0.79412 | 0.7894 | 0.78231 | 0.81143 | 0.7768 | 0.78389 | 0.81222 | 0.77759 | 0.77051 | 0.77523 | 0.7831 | 0.75713 | 0.75477 | 0.7768 | 0.7831 | 0.78861 | 0.80592 | 0.81615 | 0.77129 | 0.80592 | 0.79412 | 0.8075 | 0.76264 | 0.7768 | 0.7587 | 0.82639 | 0.76106 | 0.79884 | 0.78467 | 0.79963 | 0.74847 | 0.80592 | 0.77995 | 0.81143 | 0.75713 | 0.75713 | 0.74768 | 0.80828 | 0.78782 | 0.81852 | 0.74768 | 0.78546 | 0.75949 | 0.77208 | 0.82481 | 0.81694 | 0.76893 | 0.77759 | 0.78074 | 0.75477 | 0.7587 | 0.75949 | 0.80828 | 0.81773 | 0.78861 | 0.77129 | 0.76421
BC_LYN_DSS | 248 | 230 | BC | 0.015035 | 248 | 11098 | 1.6686 | 1.8471 | 1.7804 | 1.7498 | 1.7444 | 1.7426 | 1.7931 | 1.8327 | 1.8543 | 1.7408 | 1.712 | 1.7822 | 1.8435 | 1.7462 | 1.8165 | 1.8327 | 1.7534 | 1.7372 | 1.8742 | 1.7696 | 1.7714 | 1.7732 | 1.7354 | 1.7498 | 1.7859 | 1.7408 | 1.7336 | 1.7895 | 1.8579 | 1.7877 | 1.7174 | 1.766 | 1.7372 | 1.8201 | 1.7444 | 1.8003 | 1.7606 | 1.7174 | 1.7714 | 1.876 | 1.7732 | 1.7552 | 1.8561 | 1.712 | 1.8345 | 1.7949 | 1.7714 | 1.8742 | 1.73 | 2.0339 | 1.8941 | 1.9217 | 1.9473 | 2.0182 | 1.9276 | 1.9315 | 1.9099 | 2.0398 | 2.0142 | 1.8941 | 1.8882 | 1.9197 | 1.9886 | 2.0201 | 2.026 | 2.0595 | 1.9158 | 1.9591 | 1.9217 | 2.0103 | 1.9729 | 1.9473 | 1.8843 | 1.9394 | 1.9453 | 1.9729 | 1.9433 | 1.8784 | 1.8803 | 1.8705 | 1.9473 | 2.0339 | 1.9059 | 1.9512 | 1.8862 | 1.9 | 1.9906 | 1.9315 | 1.9926 | 2.0556 | 2.0319 | 1.9866 | 2.0674 | 1.9551 | 1.9256 | 1.9079 | 1.8803 | 1.9522 | 2.0784 | 1.9903 | 1.9763 | 2.0343 | 2.0303 | 2.0223 | 2.0223 | 1.9462 | 2.0624 | 2.0624 | 2.0383 | 1.9202 | 2.0143 | 2.0804 | 2.0624 | 1.9663 | 1.9442 | 2.1004 | 1.9743 | 2.0664 | 2.0183 | 1.9262 | 2.0403 | 1.9362 | 2.0704 | 1.9502 | 1.9022 | 2.0464 | 1.9202 | 1.9362 | 2.1004 | 1.9623 | 1.9683 | 1.9643 | 1.9142 | 2.0464 | 1.9462 | 2.0243 | 1.9022 | 1.9302 | 2.0363 | 1.9803 | 2.0624 | 2.0363 | 2.0824 | 2.1024 | 1.9703 | 2.1671 | 2.1441 | 2.1879 | 2.1671 | 1.9919 | 2.0816 | 2.14 | 2.0649 | 2.1754 | 2.1775 | 1.9919 | 2.0962 | 2.1838 | 2.0962 | 2.1316 | 2.1379 | 2.1608 | 2.0211 | 2.1462 | 2.0857 | 2.0649 | 2.1066 | 2.0941 | 2.14 | 2.0565 | 2.0398 | 2.1838 | 2.1441 | 2.1003 | 1.996 | 2.1003 | 2.1775 | 2.0398 | 2.0753 | 2.0753 | 2.069 | 1.9877 | 2.1149 | 1.9835 | 1.9877 | 2.0378 | 2.1587 | 2.0461 | 2.1108 | 1.994 | 2.1379 | 2.1817 | 2.14 | 2.0237 | 2.0704 | 2.1191 | 2.0343 | 2.1064 | 2.0725 | 2.0619 | 2.1382 | 2.0682 | 2.1382 | 2.0852 | 2.1467 | 2.1191 | 2.1848 | 2.1 | 2.0725 | 2.0471 | 2.0237 | 2.1403 | 2.0174 | 2.0386 | 2.1742 | 2.0852 | 2.2251 | 2.0343 | 2.1572 | 2.1954 | 2.0471 | 2.0682 | 2.0937 | 2.1233 | 2.2102 | 2.1 | 2.1806 | 2.0746 | 2.1467 | 2.1678 | 2.0131 | 2.1382 | 2.1255 | 2.1064 | 2.1848 | 2.0916 | 2.1106 | 2.1869 | 2.0937 | 2.0746 | 2.0873 | 2.1085 | 2.0386 | 2.0322 | 2.0916 | 2.1085 | 2.1233 | 2.17 | 2.1975 | 2.0767 | 2.17 | 2.1382 | 2.1742 | 2.0534 | 2.0916 | 2.0428 | 2.2251 | 2.0492 | 2.1509 | 2.1127 | 2.153 | 2.0153 | 2.17 | 2.1 | 2.1848 | 2.0386 | 2.0386 | 2.0131 | 2.1763 | 2.1212 | 2.2039 | 2.0131 | 2.1149 | 2.0449 | 2.0788 | 2.2208 | 2.1996 | 2.0704 | 2.0937 | 2.1021 | 2.0322 | 2.0428 | 2.0449 | 2.1763 | 2.2017 | 2.1233 | 2.0767 | 2.0576
BC_MAN_DSS | 249 | 230 | BC | 0.015035 | 249 | 11098 | 1.6686 | 1.8471 | 1.7804 | 1.7498 | 1.7444 | 1.7426 | 1.7931 | 1.8327 | 1.8543 | 1.7408 | 1.712 | 1.7822 | 1.8435 | 1.7462 | 1.8165 | 1.8327 | 1.7534 | 1.7372 | 1.8742 | 1.7696 | 1.7714 | 1.7732 | 1.7354 | 1.7498 | 1.7859 | 1.7408 | 1.7336 | 1.7895 | 1.8579 | 1.7877 | 1.7174 | 1.766 | 1.7372 | 1.8201 | 1.7444 | 1.8003 | 1.7606 | 1.7174 | 1.7714 | 1.876 | 1.7732 | 1.7552 | 1.8561 | 1.712 | 1.8345 | 1.7949 | 1.7714 | 1.8742 | 1.73 | 2.0339 | 1.8941 | 1.9217 | 1.9473 | 2.0182 | 1.9276 | 1.9315 | 1.9099 | 2.0398 | 2.0142 | 1.8941 | 1.8882 | 1.9197 | 1.9886 | 2.0201 | 2.026 | 2.0595 | 1.9158 | 1.9591 | 1.9217 | 2.0103 | 1.9729 | 1.9473 | 1.8843 | 1.9394 | 1.9453 | 1.9729 | 1.9433 | 1.8784 | 1.8803 | 1.8705 | 1.9473 | 2.0339 | 1.9059 | 1.9512 | 1.8862 | 1.9 | 1.9906 | 1.9315 | 1.9926 | 2.0556 | 2.0319 | 1.9866 | 2.0674 | 1.9551 | 1.9256 | 1.9079 | 1.8803 | 1.9522 | 2.0784 | 1.9903 | 1.9763 | 2.0343 | 2.0303 | 2.0223 | 2.0223 | 1.9462 | 2.0624 | 2.0624 | 2.0383 | 1.9202 | 2.0143 | 2.0804 | 2.0624 | 1.9663 | 1.9442 | 2.1004 | 1.9743 | 2.0664 | 2.0183 | 1.9262 | 2.0403 | 1.9362 | 2.0704 | 1.9502 | 1.9022 | 2.0464 | 1.9202 | 1.9362 | 2.1004 | 1.9623 | 1.9683 | 1.9643 | 1.9142 | 2.0464 | 1.9462 | 2.0243 | 1.9022 | 1.9302 | 2.0363 | 1.9803 | 2.0624 | 2.0363 | 2.0824 | 2.1024 | 1.9703 | 2.1671 | 2.1441 | 2.1879 | 2.1671 | 1.9919 | 2.0816 | 2.14 | 2.0649 | 2.1754 | 2.1775 | 1.9919 | 2.0962 | 2.1838 | 2.0962 | 2.1316 | 2.1379 | 2.1608 | 2.0211 | 2.1462 | 2.0857 | 2.0649 | 2.1066 | 2.0941 | 2.14 | 2.0565 | 2.0398 | 2.1838 | 2.1441 | 2.1003 | 1.996 | 2.1003 | 2.1775 | 2.0398 | 2.0753 | 2.0753 | 2.069 | 1.9877 | 2.1149 | 1.9835 | 1.9877 | 2.0378 | 2.1587 | 2.0461 | 2.1108 | 1.994 | 2.1379 | 2.1817 | 2.14 | 2.0237 | 2.0704 | 2.1191 | 2.0343 | 2.1064 | 2.0725 | 2.0619 | 2.1382 | 2.0682 | 2.1382 | 2.0852 | 2.1467 | 2.1191 | 2.1848 | 2.1 | 2.0725 | 2.0471 | 2.0237 | 2.1403 | 2.0174 | 2.0386 | 2.1742 | 2.0852 | 2.2251 | 2.0343 | 2.1572 | 2.1954 | 2.0471 | 2.0682 | 2.0937 | 2.1233 | 2.2102 | 2.1 | 2.1806 | 2.0746 | 2.1467 | 2.1678 | 2.0131 | 2.1382 | 2.1255 | 2.1064 | 2.1848 | 2.0916 | 2.1106 | 2.1869 | 2.0937 | 2.0746 | 2.0873 | 2.1085 | 2.0386 | 2.0322 | 2.0916 | 2.1085 | 2.1233 | 2.17 | 2.1975 | 2.0767 | 2.17 | 2.1382 | 2.1742 | 2.0534 | 2.0916 | 2.0428 | 2.2251 | 2.0492 | 2.1509 | 2.1127 | 2.153 | 2.0153 | 2.17 | 2.1 | 2.1848 | 2.0386 | 2.0386 | 2.0131 | 2.1763 | 2.1212 | 2.2039 | 2.0131 | 2.1149 | 2.0449 | 2.0788 | 2.2208 | 2.1996 | 2.0704 | 2.0937 | 2.1021 | 2.0322 | 2.0428 | 2.0449 | 2.1763 | 2.2017 | 2.1233 | 2.0767 | 2.0576
BC_MBO_TSS | 250 | 230 | BC | 0.007173 | 250 | 11098 | 0.79606 | 0.88124 | 0.84943 | 0.83481 | 0.83223 | 0.83137 | 0.85545 | 0.87436 | 0.88468 | 0.83051 | 0.81676 | 0.85029 | 0.87952 | 0.83309 | 0.86662 | 0.87436 | 0.83653 | 0.82879 | 0.89413 | 0.84427 | 0.84513 | 0.84599 | 0.82793 | 0.83481 | 0.85201 | 0.83051 | 0.82707 | 0.85373 | 0.8864 | 0.85287 | 0.81934 | 0.84255 | 0.82879 | 0.86834 | 0.83223 | 0.85888 | 0.83997 | 0.81934 | 0.84513 | 0.89499 | 0.84599 | 0.83739 | 0.88554 | 0.81676 | 0.87522 | 0.85631 | 0.84513 | 0.89413 | 0.82535 | 0.97035 | 0.90365 | 0.91681 | 0.92902 | 0.96283 | 0.91962 | 0.9215 | 0.91117 | 0.97317 | 0.96096 | 0.90365 | 0.90084 | 0.91587 | 0.94874 | 0.96377 | 0.96659 | 0.98256 | 0.91399 | 0.93465 | 0.91681 | 0.95908 | 0.94123 | 0.92902 | 0.89896 | 0.92526 | 0.92808 | 0.94123 | 0.92714 | 0.89614 | 0.89708 | 0.89238 | 0.92902 | 0.97035 | 0.90929 | 0.9309 | 0.8999 | 0.90647 | 0.94968 | 0.9215 | 0.95062 | 0.98068 | 0.96941 | 0.9478 | 0.98632 | 0.93277 | 0.91868 | 0.91023 | 0.89708 | 0.93139 | 0.99157 | 0.94954 | 0.94285 | 0.97056 | 0.96865 | 0.96482 | 0.96482 | 0.92852 | 0.98393 | 0.98393 | 0.97247 | 0.91611 | 0.961 | 0.99253 | 0.98393 | 0.93808 | 0.92757 | 1.0021 | 0.9419 | 0.98584 | 0.96291 | 0.91897 | 0.97342 | 0.92375 | 0.98775 | 0.93043 | 0.90751 | 0.97629 | 0.91611 | 0.92375 | 1.0021 | 0.93617 | 0.93903 | 0.93712 | 0.91324 | 0.97629 | 0.92852 | 0.96578 | 0.90751 | 0.92088 | 0.97151 | 0.94476 | 0.98393 | 0.97151 | 0.99348 | 1.003 | 0.93999 | 1.0339 | 1.0229 | 1.0438 | 1.0339 | 0.9503 | 0.99308 | 1.0209 | 0.98512 | 1.0379 | 1.0389 | 0.9503 | 1 | 1.0418 | 1 | 1.017 | 1.02 | 1.0309 | 0.96423 | 1.0239 | 0.99507 | 0.98512 | 1.005 | 0.99905 | 1.0209 | 0.98114 | 0.97318 | 1.0418 | 1.0229 | 1.002 | 0.95229 | 1.002 | 1.0389 | 0.97318 | 0.9901 | 0.9901 | 0.98711 | 0.94831 | 1.009 | 0.94632 | 0.94831 | 0.97219 | 1.0299 | 0.97617 | 1.007 | 0.95129 | 1.02 | 1.0408 | 1.0209 | 0.9655 | 0.98774 | 1.011 | 0.97056 | 1.0049 | 0.98875 | 0.9837 | 1.0201 | 0.98673 | 1.0201 | 0.99482 | 1.0241 | 1.011 | 1.0423 | 1.0019 | 0.98875 | 0.97662 | 0.9655 | 1.0211 | 0.96247 | 0.97258 | 1.0373 | 0.99482 | 1.0615 | 0.97056 | 1.0292 | 1.0474 | 0.97662 | 0.98673 | 0.99886 | 1.013 | 1.0545 | 1.0019 | 1.0403 | 0.98976 | 1.0241 | 1.0342 | 0.96045 | 1.0201 | 1.014 | 1.0049 | 1.0423 | 0.99785 | 1.007 | 1.0433 | 0.99886 | 0.98976 | 0.99583 | 1.0059 | 0.97258 | 0.96954 | 0.99785 | 1.0059 | 1.013 | 1.0353 | 1.0484 | 0.99078 | 1.0353 | 1.0201 | 1.0373 | 0.97965 | 0.99785 | 0.9746 | 1.0615 | 0.97763 | 1.0262 | 1.008 | 1.0272 | 0.96146 | 1.0353 | 1.0019 | 1.0423 | 0.97258 | 0.97258 | 0.96045 | 1.0383 | 1.012 | 1.0514 | 0.96045 | 1.009 | 0.97561 | 0.99179 | 1.0595 | 1.0494 | 0.98774 | 0.99886 | 1.0029 | 0.96954 | 0.9746 | 0.97561 | 1.0383 | 1.0504 | 1.013 | 0.99078 | 0.98168
BC_MCA_GSS | 251 | 500 | BC | 0.007046 | 251 | 11098 | 0.78197 | 0.86564 | 0.83439 | 0.82003 | 0.8175 | 0.81665 | 0.8403 | 0.85888 | 0.86901 | 0.81581 | 0.8023 | 0.83523 | 0.86395 | 0.81834 | 0.85128 | 0.85888 | 0.82172 | 0.81412 | 0.8783 | 0.82932 | 0.83017 | 0.83101 | 0.81327 | 0.82003 | 0.83692 | 0.81581 | 0.81243 | 0.83861 | 0.8707 | 0.83777 | 0.80483 | 0.82763 | 0.81412 | 0.85297 | 0.8175 | 0.84368 | 0.8251 | 0.80483 | 0.83017 | 0.87915 | 0.83101 | 0.82256 | 0.86986 | 0.8023 | 0.85972 | 0.84114 | 0.83017 | 0.8783 | 0.81074 | 0.95317 | 0.88766 | 0.90057 | 0.91257 | 0.94579 | 0.90334 | 0.90519 | 0.89504 | 0.95594 | 0.94394 | 0.88766 | 0.88489 | 0.89965 | 0.93195 | 0.94671 | 0.94948 | 0.96516 | 0.89781 | 0.91811 | 0.90057 | 0.9421 | 0.92456 | 0.91257 | 0.88304 | 0.90888 | 0.91165 | 0.92456 | 0.91072 | 0.88027 | 0.8812 | 0.87658 | 0.91257 | 0.95317 | 0.89319 | 0.91441 | 0.88396 | 0.89042 | 0.93287 | 0.90519 | 0.93379 | 0.96332 | 0.95225 | 0.93102 | 0.96885 | 0.91626 | 0.90242 | 0.89411 | 0.8812 | 0.9149 | 0.97402 | 0.93273 | 0.92616 | 0.95337 | 0.9515 | 0.94774 | 0.94774 | 0.91208 | 0.96651 | 0.96651 | 0.95525 | 0.89989 | 0.94399 | 0.97495 | 0.96651 | 0.92147 | 0.91115 | 0.98434 | 0.92522 | 0.96839 | 0.94586 | 0.9027 | 0.95619 | 0.90739 | 0.97026 | 0.91396 | 0.89144 | 0.959 | 0.89989 | 0.90739 | 0.98434 | 0.91959 | 0.92241 | 0.92053 | 0.89707 | 0.959 | 0.91208 | 0.94868 | 0.89144 | 0.90458 | 0.95431 | 0.92804 | 0.96651 | 0.95431 | 0.97589 | 0.98528 | 0.92334 | 1.0156 | 1.0048 | 1.0254 | 1.0156 | 0.93347 | 0.9755 | 1.0029 | 0.96768 | 1.0195 | 1.0205 | 0.93347 | 0.98234 | 1.0234 | 0.98234 | 0.99896 | 1.0019 | 1.0126 | 0.94716 | 1.0058 | 0.97746 | 0.96768 | 0.98723 | 0.98137 | 1.0029 | 0.96377 | 0.95595 | 1.0234 | 1.0048 | 0.9843 | 0.93543 | 0.9843 | 1.0205 | 0.95595 | 0.97257 | 0.97257 | 0.96964 | 0.93152 | 0.99114 | 0.92956 | 0.93152 | 0.95497 | 1.0117 | 0.95888 | 0.98919 | 0.93445 | 1.0019 | 1.0224 | 1.0029 | 0.94841 | 0.97025 | 0.9931 | 0.95337 | 0.98714 | 0.97125 | 0.96628 | 1.002 | 0.96926 | 1.002 | 0.97721 | 1.006 | 0.9931 | 1.0239 | 0.98416 | 0.97125 | 0.95933 | 0.94841 | 1.003 | 0.94543 | 0.95536 | 1.0189 | 0.97721 | 1.0428 | 0.95337 | 1.011 | 1.0288 | 0.95933 | 0.96926 | 0.98118 | 0.99508 | 1.0358 | 0.98416 | 1.0219 | 0.97224 | 1.006 | 1.0159 | 0.94344 | 1.002 | 0.99607 | 0.98714 | 1.0239 | 0.98019 | 0.98912 | 1.0249 | 0.98118 | 0.97224 | 0.9782 | 0.98813 | 0.95536 | 0.95238 | 0.98019 | 0.98813 | 0.99508 | 1.0169 | 1.0298 | 0.97323 | 1.0169 | 1.002 | 1.0189 | 0.96231 | 0.98019 | 0.95734 | 1.0428 | 0.96032 | 1.008 | 0.99012 | 1.009 | 0.94443 | 1.0169 | 0.98416 | 1.0239 | 0.95536 | 0.95536 | 0.94344 | 1.0199 | 0.99409 | 1.0328 | 0.94344 | 0.99111 | 0.95834 | 0.97423 | 1.0408 | 1.0308 | 0.97025 | 0.98118 | 0.98515 | 0.95238 | 0.95734 | 0.95834 | 1.0199 | 1.0318 | 0.99508 | 0.97323 | 0.9643
BC_MDN_DSS | 252 | 230 | BC | 0.015035 | 252 | 11098 | 1.6686 | 1.8471 | 1.7804 | 1.7498 | 1.7444 | 1.7426 | 1.7931 | 1.8327 | 1.8543 | 1.7408 | 1.712 | 1.7822 | 1.8435 | 1.7462 | 1.8165 | 1.8327 | 1.7534 | 1.7372 | 1.8742 | 1.7696 | 1.7714 | 1.7732 | 1.7354 | 1.7498 | 1.7859 | 1.7408 | 1.7336 | 1.7895 | 1.8579 | 1.7877 | 1.7174 | 1.766 | 1.7372 | 1.8201 | 1.7444 | 1.8003 | 1.7606 | 1.7174 | 1.7714 | 1.876 | 1.7732 | 1.7552 | 1.8561 | 1.712 | 1.8345 | 1.7949 | 1.7714 | 1.8742 | 1.73 | 2.0339 | 1.8941 | 1.9217 | 1.9473 | 2.0182 | 1.9276 | 1.9315 | 1.9099 | 2.0398 | 2.0142 | 1.8941 | 1.8882 | 1.9197 | 1.9886 | 2.0201 | 2.026 | 2.0595 | 1.9158 | 1.9591 | 1.9217 | 2.0103 | 1.9729 | 1.9473 | 1.8843 | 1.9394 | 1.9453 | 1.9729 | 1.9433 | 1.8784 | 1.8803 | 1.8705 | 1.9473 | 2.0339 | 1.9059 | 1.9512 | 1.8862 | 1.9 | 1.9906 | 1.9315 | 1.9926 | 2.0556 | 2.0319 | 1.9866 | 2.0674 | 1.9551 | 1.9256 | 1.9079 | 1.8803 | 1.9522 | 2.0784 | 1.9903 | 1.9763 | 2.0343 | 2.0303 | 2.0223 | 2.0223 | 1.9462 | 2.0624 | 2.0624 | 2.0383 | 1.9202 | 2.0143 | 2.0804 | 2.0624 | 1.9663 | 1.9442 | 2.1004 | 1.9743 | 2.0664 | 2.0183 | 1.9262 | 2.0403 | 1.9362 | 2.0704 | 1.9502 | 1.9022 | 2.0464 | 1.9202 | 1.9362 | 2.1004 | 1.9623 | 1.9683 | 1.9643 | 1.9142 | 2.0464 | 1.9462 | 2.0243 | 1.9022 | 1.9302 | 2.0363 | 1.9803 | 2.0624 | 2.0363 | 2.0824 | 2.1024 | 1.9703 | 2.1671 | 2.1441 | 2.1879 | 2.1671 | 1.9919 | 2.0816 | 2.14 | 2.0649 | 2.1754 | 2.1775 | 1.9919 | 2.0962 | 2.1838 | 2.0962 | 2.1316 | 2.1379 | 2.1608 | 2.0211 | 2.1462 | 2.0857 | 2.0649 | 2.1066 | 2.0941 | 2.14 | 2.0565 | 2.0398 | 2.1838 | 2.1441 | 2.1003 | 1.996 | 2.1003 | 2.1775 | 2.0398 | 2.0753 | 2.0753 | 2.069 | 1.9877 | 2.1149 | 1.9835 | 1.9877 | 2.0378 | 2.1587 | 2.0461 | 2.1108 | 1.994 | 2.1379 | 2.1817 | 2.14 | 2.0237 | 2.0704 | 2.1191 | 2.0343 | 2.1064 | 2.0725 | 2.0619 | 2.1382 | 2.0682 | 2.1382 | 2.0852 | 2.1467 | 2.1191 | 2.1848 | 2.1 | 2.0725 | 2.0471 | 2.0237 | 2.1403 | 2.0174 | 2.0386 | 2.1742 | 2.0852 | 2.2251 | 2.0343 | 2.1572 | 2.1954 | 2.0471 | 2.0682 | 2.0937 | 2.1233 | 2.2102 | 2.1 | 2.1806 | 2.0746 | 2.1467 | 2.1678 | 2.0131 | 2.1382 | 2.1255 | 2.1064 | 2.1848 | 2.0916 | 2.1106 | 2.1869 | 2.0937 | 2.0746 | 2.0873 | 2.1085 | 2.0386 | 2.0322 | 2.0916 | 2.1085 | 2.1233 | 2.17 | 2.1975 | 2.0767 | 2.17 | 2.1382 | 2.1742 | 2.0534 | 2.0916 | 2.0428 | 2.2251 | 2.0492 | 2.1509 | 2.1127 | 2.153 | 2.0153 | 2.17 | 2.1 | 2.1848 | 2.0386 | 2.0386 | 2.0131 | 2.1763 | 2.1212 | 2.2039 | 2.0131 | 2.1149 | 2.0449 | 2.0788 | 2.2208 | 2.1996 | 2.0704 | 2.0937 | 2.1021 | 2.0322 | 2.0428 | 2.0449 | 2.1763 | 2.2017 | 2.1233 | 2.0767 | 2.0576
BC_MIN_DSS | 253 | 230 | BC | 0.002749 | 253 | 11098 | 0.30508 | 0.33773 | 0.32554 | 0.31994 | 0.31895 | 0.31862 | 0.32784 | 0.33509 | 0.33905 | 0.31829 | 0.31302 | 0.32587 | 0.33707 | 0.31928 | 0.33213 | 0.33509 | 0.32059 | 0.31763 | 0.34267 | 0.32356 | 0.32389 | 0.32422 | 0.3173 | 0.31994 | 0.32653 | 0.31829 | 0.31697 | 0.32718 | 0.3397 | 0.32685 | 0.314 | 0.3229 | 0.31763 | 0.33279 | 0.31895 | 0.32916 | 0.32191 | 0.314 | 0.32389 | 0.343 | 0.32422 | 0.32092 | 0.33938 | 0.31302 | 0.33542 | 0.32817 | 0.32389 | 0.34267 | 0.31631 | 0.37188 | 0.34632 | 0.35136 | 0.35604 | 0.369 | 0.35244 | 0.35316 | 0.3492 | 0.37296 | 0.36828 | 0.34632 | 0.34524 | 0.351 | 0.3636 | 0.36936 | 0.37044 | 0.37656 | 0.35028 | 0.3582 | 0.35136 | 0.36756 | 0.36072 | 0.35604 | 0.34452 | 0.3546 | 0.35568 | 0.36072 | 0.35532 | 0.34344 | 0.3438 | 0.342 | 0.35604 | 0.37188 | 0.34848 | 0.35676 | 0.34488 | 0.3474 | 0.36396 | 0.35316 | 0.36432 | 0.37584 | 0.37152 | 0.36324 | 0.378 | 0.35748 | 0.35208 | 0.34884 | 0.3438 | 0.35695 | 0.38001 | 0.3639 | 0.36134 | 0.37196 | 0.37123 | 0.36976 | 0.36976 | 0.35585 | 0.37708 | 0.37708 | 0.37269 | 0.35109 | 0.3683 | 0.38038 | 0.37708 | 0.35951 | 0.35548 | 0.38404 | 0.36098 | 0.37782 | 0.36903 | 0.35219 | 0.37306 | 0.35402 | 0.37855 | 0.35658 | 0.3478 | 0.37416 | 0.35109 | 0.35402 | 0.38404 | 0.35878 | 0.35988 | 0.35914 | 0.34999 | 0.37416 | 0.35585 | 0.37013 | 0.3478 | 0.35292 | 0.37232 | 0.36207 | 0.37708 | 0.37232 | 0.38074 | 0.38441 | 0.36024 | 0.39623 | 0.39203 | 0.40004 | 0.39623 | 0.36419 | 0.38059 | 0.39127 | 0.37754 | 0.39775 | 0.39813 | 0.36419 | 0.38326 | 0.39928 | 0.38326 | 0.38974 | 0.39089 | 0.39508 | 0.36953 | 0.39241 | 0.38136 | 0.37754 | 0.38517 | 0.38288 | 0.39127 | 0.37602 | 0.37297 | 0.39928 | 0.39203 | 0.38402 | 0.36496 | 0.38402 | 0.39813 | 0.37297 | 0.37945 | 0.37945 | 0.3783 | 0.36343 | 0.38669 | 0.36267 | 0.36343 | 0.37258 | 0.3947 | 0.37411 | 0.38593 | 0.36458 | 0.39089 | 0.3989 | 0.39127 | 0.37002 | 0.37855 | 0.38746 | 0.37196 | 0.38513 | 0.37893 | 0.377 | 0.39094 | 0.37816 | 0.39094 | 0.38126 | 0.39249 | 0.38746 | 0.39947 | 0.38397 | 0.37893 | 0.37428 | 0.37002 | 0.39133 | 0.36886 | 0.37273 | 0.39753 | 0.38126 | 0.40683 | 0.37196 | 0.39443 | 0.40141 | 0.37428 | 0.37816 | 0.38281 | 0.38823 | 0.40412 | 0.38397 | 0.39869 | 0.37932 | 0.39249 | 0.39637 | 0.36808 | 0.39094 | 0.38862 | 0.38513 | 0.39947 | 0.38242 | 0.38591 | 0.39986 | 0.38281 | 0.37932 | 0.38164 | 0.38552 | 0.37273 | 0.37157 | 0.38242 | 0.38552 | 0.38823 | 0.39676 | 0.40179 | 0.37971 | 0.39676 | 0.39094 | 0.39753 | 0.37545 | 0.38242 | 0.37351 | 0.40683 | 0.37467 | 0.39327 | 0.38629 | 0.39366 | 0.36847 | 0.39676 | 0.38397 | 0.39947 | 0.37273 | 0.37273 | 0.36808 | 0.39792 | 0.38784 | 0.40295 | 0.36808 | 0.38668 | 0.3739 | 0.3801 | 0.40605 | 0.40218 | 0.37855 | 0.38281 | 0.38436 | 0.37157 | 0.37351 | 0.3739 | 0.39792 | 0.40257 | 0.38823 | 0.37971 | 0.37622
BC_MKL_GSS | 254 | 230 | BC | 0.003341 | 254 | 11098 | 0.37078 | 0.41046 | 0.39564 | 0.38883 | 0.38763 | 0.38723 | 0.39844 | 0.40725 | 0.41206 | 0.38683 | 0.38042 | 0.39604 | 0.40966 | 0.38803 | 0.40365 | 0.40725 | 0.38963 | 0.38603 | 0.41646 | 0.39324 | 0.39364 | 0.39404 | 0.38563 | 0.38883 | 0.39684 | 0.38683 | 0.38523 | 0.39764 | 0.41286 | 0.39724 | 0.38163 | 0.39244 | 0.38603 | 0.40445 | 0.38763 | 0.40005 | 0.39124 | 0.38163 | 0.39364 | 0.41687 | 0.39404 | 0.39004 | 0.41246 | 0.38042 | 0.40765 | 0.39885 | 0.39364 | 0.41646 | 0.38443 | 0.45196 | 0.4209 | 0.42702 | 0.43271 | 0.44846 | 0.42834 | 0.42921 | 0.4244 | 0.45328 | 0.44759 | 0.4209 | 0.41959 | 0.42659 | 0.4419 | 0.4489 | 0.45021 | 0.45765 | 0.42571 | 0.43534 | 0.42702 | 0.44671 | 0.4384 | 0.43271 | 0.41871 | 0.43096 | 0.43228 | 0.4384 | 0.43184 | 0.4174 | 0.41784 | 0.41565 | 0.43271 | 0.45196 | 0.42352 | 0.43359 | 0.41915 | 0.42221 | 0.44234 | 0.42921 | 0.44278 | 0.45678 | 0.45153 | 0.44146 | 0.4594 | 0.43446 | 0.4279 | 0.42396 | 0.41784 | 0.43382 | 0.46185 | 0.44227 | 0.43916 | 0.45206 | 0.45117 | 0.44939 | 0.44939 | 0.43248 | 0.45829 | 0.45829 | 0.45295 | 0.4267 | 0.44761 | 0.46229 | 0.45829 | 0.43693 | 0.43204 | 0.46674 | 0.43871 | 0.45918 | 0.4485 | 0.42803 | 0.45339 | 0.43026 | 0.46007 | 0.43337 | 0.42269 | 0.45473 | 0.4267 | 0.43026 | 0.46674 | 0.43604 | 0.43738 | 0.43649 | 0.42536 | 0.45473 | 0.43248 | 0.44984 | 0.42269 | 0.42892 | 0.45251 | 0.44005 | 0.45829 | 0.45251 | 0.46274 | 0.46719 | 0.43782 | 0.48156 | 0.47646 | 0.48619 | 0.48156 | 0.44262 | 0.46255 | 0.47553 | 0.45885 | 0.48341 | 0.48387 | 0.44262 | 0.4658 | 0.48526 | 0.4658 | 0.47368 | 0.47507 | 0.48017 | 0.44911 | 0.47692 | 0.46348 | 0.45885 | 0.46812 | 0.46533 | 0.47553 | 0.45699 | 0.45328 | 0.48526 | 0.47646 | 0.46672 | 0.44355 | 0.46672 | 0.48387 | 0.45328 | 0.46116 | 0.46116 | 0.45977 | 0.4417 | 0.46997 | 0.44077 | 0.4417 | 0.45282 | 0.4797 | 0.45467 | 0.46904 | 0.44309 | 0.47507 | 0.4848 | 0.47553 | 0.44971 | 0.46007 | 0.4709 | 0.45206 | 0.46807 | 0.46054 | 0.45818 | 0.47513 | 0.45959 | 0.47513 | 0.46336 | 0.47702 | 0.4709 | 0.48549 | 0.46666 | 0.46054 | 0.45489 | 0.44971 | 0.4756 | 0.44829 | 0.453 | 0.48314 | 0.46336 | 0.49444 | 0.45206 | 0.47937 | 0.48785 | 0.45489 | 0.45959 | 0.46525 | 0.47184 | 0.49114 | 0.46666 | 0.48455 | 0.46101 | 0.47702 | 0.48173 | 0.44735 | 0.47513 | 0.47231 | 0.46807 | 0.48549 | 0.46477 | 0.46901 | 0.48596 | 0.46525 | 0.46101 | 0.46383 | 0.46854 | 0.453 | 0.45159 | 0.46477 | 0.46854 | 0.47184 | 0.4822 | 0.48832 | 0.46148 | 0.4822 | 0.47513 | 0.48314 | 0.4563 | 0.46477 | 0.45394 | 0.49444 | 0.45536 | 0.47796 | 0.46948 | 0.47843 | 0.44782 | 0.4822 | 0.46666 | 0.48549 | 0.453 | 0.453 | 0.44735 | 0.48361 | 0.47137 | 0.48973 | 0.44735 | 0.46995 | 0.45441 | 0.46195 | 0.4935 | 0.48879 | 0.46007 | 0.46525 | 0.46713 | 0.45159 | 0.45394 | 0.45441 | 0.48361 | 0.48926 | 0.47184 | 0.46148 | 0.45724
BC_MKT_SWS | 255 | 230 | BC | 0.003341 | 255 | 11098 | 0.37078 | 0.41046 | 0.39564 | 0.38883 | 0.38763 | 0.38723 | 0.39844 | 0.40725 | 0.41206 | 0.38683 | 0.38042 | 0.39604 | 0.40966 | 0.38803 | 0.40365 | 0.40725 | 0.38963 | 0.38603 | 0.41646 | 0.39324 | 0.39364 | 0.39404 | 0.38563 | 0.38883 | 0.39684 | 0.38683 | 0.38523 | 0.39764 | 0.41286 | 0.39724 | 0.38163 | 0.39244 | 0.38603 | 0.40445 | 0.38763 | 0.40005 | 0.39124 | 0.38163 | 0.39364 | 0.41687 | 0.39404 | 0.39004 | 0.41246 | 0.38042 | 0.40765 | 0.39885 | 0.39364 | 0.41646 | 0.38443 | 0.45196 | 0.4209 | 0.42702 | 0.43271 | 0.44846 | 0.42834 | 0.42921 | 0.4244 | 0.45328 | 0.44759 | 0.4209 | 0.41959 | 0.42659 | 0.4419 | 0.4489 | 0.45021 | 0.45765 | 0.42571 | 0.43534 | 0.42702 | 0.44671 | 0.4384 | 0.43271 | 0.41871 | 0.43096 | 0.43228 | 0.4384 | 0.43184 | 0.4174 | 0.41784 | 0.41565 | 0.43271 | 0.45196 | 0.42352 | 0.43359 | 0.41915 | 0.42221 | 0.44234 | 0.42921 | 0.44278 | 0.45678 | 0.45153 | 0.44146 | 0.4594 | 0.43446 | 0.4279 | 0.42396 | 0.41784 | 0.43382 | 0.46185 | 0.44227 | 0.43916 | 0.45206 | 0.45117 | 0.44939 | 0.44939 | 0.43248 | 0.45829 | 0.45829 | 0.45295 | 0.4267 | 0.44761 | 0.46229 | 0.45829 | 0.43693 | 0.43204 | 0.46674 | 0.43871 | 0.45918 | 0.4485 | 0.42803 | 0.45339 | 0.43026 | 0.46007 | 0.43337 | 0.42269 | 0.45473 | 0.4267 | 0.43026 | 0.46674 | 0.43604 | 0.43738 | 0.43649 | 0.42536 | 0.45473 | 0.43248 | 0.44984 | 0.42269 | 0.42892 | 0.45251 | 0.44005 | 0.45829 | 0.45251 | 0.46274 | 0.46719 | 0.43782 | 0.48156 | 0.47646 | 0.48619 | 0.48156 | 0.44262 | 0.46255 | 0.47553 | 0.45885 | 0.48341 | 0.48387 | 0.44262 | 0.4658 | 0.48526 | 0.4658 | 0.47368 | 0.47507 | 0.48017 | 0.44911 | 0.47692 | 0.46348 | 0.45885 | 0.46812 | 0.46533 | 0.47553 | 0.45699 | 0.45328 | 0.48526 | 0.47646 | 0.46672 | 0.44355 | 0.46672 | 0.48387 | 0.45328 | 0.46116 | 0.46116 | 0.45977 | 0.4417 | 0.46997 | 0.44077 | 0.4417 | 0.45282 | 0.4797 | 0.45467 | 0.46904 | 0.44309 | 0.47507 | 0.4848 | 0.47553 | 0.44971 | 0.46007 | 0.4709 | 0.45206 | 0.46807 | 0.46054 | 0.45818 | 0.47513 | 0.45959 | 0.47513 | 0.46336 | 0.47702 | 0.4709 | 0.48549 | 0.46666 | 0.46054 | 0.45489 | 0.44971 | 0.4756 | 0.44829 | 0.453 | 0.48314 | 0.46336 | 0.49444 | 0.45206 | 0.47937 | 0.48785 | 0.45489 | 0.45959 | 0.46525 | 0.47184 | 0.49114 | 0.46666 | 0.48455 | 0.46101 | 0.47702 | 0.48173 | 0.44735 | 0.47513 | 0.47231 | 0.46807 | 0.48549 | 0.46477 | 0.46901 | 0.48596 | 0.46525 | 0.46101 | 0.46383 | 0.46854 | 0.453 | 0.45159 | 0.46477 | 0.46854 | 0.47184 | 0.4822 | 0.48832 | 0.46148 | 0.4822 | 0.47513 | 0.48314 | 0.4563 | 0.46477 | 0.45394 | 0.49444 | 0.45536 | 0.47796 | 0.46948 | 0.47843 | 0.44782 | 0.4822 | 0.46666 | 0.48549 | 0.453 | 0.453 | 0.44735 | 0.48361 | 0.47137 | 0.48973 | 0.44735 | 0.46995 | 0.45441 | 0.46195 | 0.4935 | 0.48879 | 0.46007 | 0.46525 | 0.46713 | 0.45159 | 0.45394 | 0.45441 | 0.48361 | 0.48926 | 0.47184 | 0.46148 | 0.45724
BC_MLE_DSS | 256 | 230 | BC | 0.006494 | 256 | 11098 | 0.7207 | 0.79782 | 0.76902 | 0.75579 | 0.75345 | 0.75267 | 0.77447 | 0.79159 | 0.80093 | 0.7519 | 0.73944 | 0.7698 | 0.79626 | 0.75423 | 0.78459 | 0.79159 | 0.75734 | 0.75034 | 0.80949 | 0.76435 | 0.76513 | 0.76591 | 0.74956 | 0.75579 | 0.77136 | 0.7519 | 0.74878 | 0.77291 | 0.80249 | 0.77213 | 0.74178 | 0.76279 | 0.75034 | 0.78614 | 0.75345 | 0.77758 | 0.76046 | 0.74178 | 0.76513 | 0.81027 | 0.76591 | 0.75812 | 0.80171 | 0.73944 | 0.79237 | 0.77525 | 0.76513 | 0.80949 | 0.74723 | 0.8785 | 0.81811 | 0.83002 | 0.84108 | 0.87169 | 0.83257 | 0.83427 | 0.82492 | 0.88105 | 0.86999 | 0.81811 | 0.81556 | 0.82917 | 0.85894 | 0.87254 | 0.87509 | 0.88955 | 0.82747 | 0.84618 | 0.83002 | 0.86829 | 0.85213 | 0.84108 | 0.81386 | 0.83767 | 0.84023 | 0.85213 | 0.83938 | 0.81131 | 0.81216 | 0.80791 | 0.84108 | 0.8785 | 0.82322 | 0.84278 | 0.81471 | 0.82067 | 0.85979 | 0.83427 | 0.86064 | 0.88785 | 0.87764 | 0.85808 | 0.89295 | 0.84448 | 0.83172 | 0.82407 | 0.81216 | 0.84322 | 0.89771 | 0.85966 | 0.8536 | 0.87868 | 0.87695 | 0.87349 | 0.87349 | 0.84063 | 0.89079 | 0.89079 | 0.88041 | 0.82939 | 0.87003 | 0.89857 | 0.89079 | 0.84928 | 0.83976 | 0.90722 | 0.85274 | 0.89252 | 0.87176 | 0.83198 | 0.88128 | 0.83631 | 0.89425 | 0.84236 | 0.8216 | 0.88387 | 0.82939 | 0.83631 | 0.90722 | 0.84755 | 0.85014 | 0.84841 | 0.82679 | 0.88387 | 0.84063 | 0.87436 | 0.8216 | 0.83371 | 0.87955 | 0.85533 | 0.89079 | 0.87955 | 0.89944 | 0.90809 | 0.85101 | 0.93601 | 0.9261 | 0.94502 | 0.93601 | 0.86034 | 0.89908 | 0.9243 | 0.89187 | 0.93962 | 0.94052 | 0.86034 | 0.90538 | 0.94322 | 0.90538 | 0.9207 | 0.9234 | 0.93331 | 0.87295 | 0.92701 | 0.90088 | 0.89187 | 0.90989 | 0.90448 | 0.9243 | 0.88827 | 0.88106 | 0.94322 | 0.9261 | 0.90719 | 0.86214 | 0.90719 | 0.94052 | 0.88106 | 0.89638 | 0.89638 | 0.89367 | 0.85854 | 0.91349 | 0.85674 | 0.85854 | 0.88016 | 0.93241 | 0.88376 | 0.91169 | 0.86124 | 0.9234 | 0.94232 | 0.9243 | 0.87411 | 0.89424 | 0.91529 | 0.87868 | 0.9098 | 0.89516 | 0.89058 | 0.92353 | 0.89333 | 0.92353 | 0.90065 | 0.92719 | 0.91529 | 0.94367 | 0.90706 | 0.89516 | 0.88417 | 0.87411 | 0.92445 | 0.87136 | 0.88051 | 0.93909 | 0.90065 | 0.96106 | 0.87868 | 0.93177 | 0.94824 | 0.88417 | 0.89333 | 0.90431 | 0.91712 | 0.95465 | 0.90706 | 0.94184 | 0.89607 | 0.92719 | 0.93635 | 0.86953 | 0.92353 | 0.91804 | 0.9098 | 0.94367 | 0.9034 | 0.91163 | 0.94458 | 0.90431 | 0.89607 | 0.90156 | 0.91072 | 0.88051 | 0.87777 | 0.9034 | 0.91072 | 0.91712 | 0.93726 | 0.94916 | 0.89699 | 0.93726 | 0.92353 | 0.93909 | 0.88692 | 0.9034 | 0.88234 | 0.96106 | 0.88509 | 0.92902 | 0.91255 | 0.92994 | 0.87044 | 0.93726 | 0.90706 | 0.94367 | 0.88051 | 0.88051 | 0.86953 | 0.94001 | 0.91621 | 0.95191 | 0.86953 | 0.91346 | 0.88326 | 0.8979 | 0.95923 | 0.95008 | 0.89424 | 0.90431 | 0.90797 | 0.87777 | 0.88234 | 0.88326 | 0.94001 | 0.95099 | 0.91712 | 0.89699 | 0.88875
BC_MLN_DSS | 257 | 230 | BC | 0.015035 | 257 | 11098 | 1.6686 | 1.8471 | 1.7804 | 1.7498 | 1.7444 | 1.7426 | 1.7931 | 1.8327 | 1.8543 | 1.7408 | 1.712 | 1.7822 | 1.8435 | 1.7462 | 1.8165 | 1.8327 | 1.7534 | 1.7372 | 1.8742 | 1.7696 | 1.7714 | 1.7732 | 1.7354 | 1.7498 | 1.7859 | 1.7408 | 1.7336 | 1.7895 | 1.8579 | 1.7877 | 1.7174 | 1.766 | 1.7372 | 1.8201 | 1.7444 | 1.8003 | 1.7606 | 1.7174 | 1.7714 | 1.876 | 1.7732 | 1.7552 | 1.8561 | 1.712 | 1.8345 | 1.7949 | 1.7714 | 1.8742 | 1.73 | 2.0339 | 1.8941 | 1.9217 | 1.9473 | 2.0182 | 1.9276 | 1.9315 | 1.9099 | 2.0398 | 2.0142 | 1.8941 | 1.8882 | 1.9197 | 1.9886 | 2.0201 | 2.026 | 2.0595 | 1.9158 | 1.9591 | 1.9217 | 2.0103 | 1.9729 | 1.9473 | 1.8843 | 1.9394 | 1.9453 | 1.9729 | 1.9433 | 1.8784 | 1.8803 | 1.8705 | 1.9473 | 2.0339 | 1.9059 | 1.9512 | 1.8862 | 1.9 | 1.9906 | 1.9315 | 1.9926 | 2.0556 | 2.0319 | 1.9866 | 2.0674 | 1.9551 | 1.9256 | 1.9079 | 1.8803 | 1.9522 | 2.0784 | 1.9903 | 1.9763 | 2.0343 | 2.0303 | 2.0223 | 2.0223 | 1.9462 | 2.0624 | 2.0624 | 2.0383 | 1.9202 | 2.0143 | 2.0804 | 2.0624 | 1.9663 | 1.9442 | 2.1004 | 1.9743 | 2.0664 | 2.0183 | 1.9262 | 2.0403 | 1.9362 | 2.0704 | 1.9502 | 1.9022 | 2.0464 | 1.9202 | 1.9362 | 2.1004 | 1.9623 | 1.9683 | 1.9643 | 1.9142 | 2.0464 | 1.9462 | 2.0243 | 1.9022 | 1.9302 | 2.0363 | 1.9803 | 2.0624 | 2.0363 | 2.0824 | 2.1024 | 1.9703 | 2.1671 | 2.1441 | 2.1879 | 2.1671 | 1.9919 | 2.0816 | 2.14 | 2.0649 | 2.1754 | 2.1775 | 1.9919 | 2.0962 | 2.1838 | 2.0962 | 2.1316 | 2.1379 | 2.1608 | 2.0211 | 2.1462 | 2.0857 | 2.0649 | 2.1066 | 2.0941 | 2.14 | 2.0565 | 2.0398 | 2.1838 | 2.1441 | 2.1003 | 1.996 | 2.1003 | 2.1775 | 2.0398 | 2.0753 | 2.0753 | 2.069 | 1.9877 | 2.1149 | 1.9835 | 1.9877 | 2.0378 | 2.1587 | 2.0461 | 2.1108 | 1.994 | 2.1379 | 2.1817 | 2.14 | 2.0237 | 2.0704 | 2.1191 | 2.0343 | 2.1064 | 2.0725 | 2.0619 | 2.1382 | 2.0682 | 2.1382 | 2.0852 | 2.1467 | 2.1191 | 2.1848 | 2.1 | 2.0725 | 2.0471 | 2.0237 | 2.1403 | 2.0174 | 2.0386 | 2.1742 | 2.0852 | 2.2251 | 2.0343 | 2.1572 | 2.1954 | 2.0471 | 2.0682 | 2.0937 | 2.1233 | 2.2102 | 2.1 | 2.1806 | 2.0746 | 2.1467 | 2.1678 | 2.0131 | 2.1382 | 2.1255 | 2.1064 | 2.1848 | 2.0916 | 2.1106 | 2.1869 | 2.0937 | 2.0746 | 2.0873 | 2.1085 | 2.0386 | 2.0322 | 2.0916 | 2.1085 | 2.1233 | 2.17 | 2.1975 | 2.0767 | 2.17 | 2.1382 | 2.1742 | 2.0534 | 2.0916 | 2.0428 | 2.2251 | 2.0492 | 2.1509 | 2.1127 | 2.153 | 2.0153 | 2.17 | 2.1 | 2.1848 | 2.0386 | 2.0386 | 2.0131 | 2.1763 | 2.1212 | 2.2039 | 2.0131 | 2.1149 | 2.0449 | 2.0788 | 2.2208 | 2.1996 | 2.0704 | 2.0937 | 2.1021 | 2.0322 | 2.0428 | 2.0449 | 2.1763 | 2.2017 | 2.1233 | 2.0767 | 2.0576
BC_MLW_GSS | 258 | 230 | BC | 0.003341 | 258 | 11098 | 0.37078 | 0.41046 | 0.39564 | 0.38883 | 0.38763 | 0.38723 | 0.39844 | 0.40725 | 0.41206 | 0.38683 | 0.38042 | 0.39604 | 0.40966 | 0.38803 | 0.40365 | 0.40725 | 0.38963 | 0.38603 | 0.41646 | 0.39324 | 0.39364 | 0.39404 | 0.38563 | 0.38883 | 0.39684 | 0.38683 | 0.38523 | 0.39764 | 0.41286 | 0.39724 | 0.38163 | 0.39244 | 0.38603 | 0.40445 | 0.38763 | 0.40005 | 0.39124 | 0.38163 | 0.39364 | 0.41687 | 0.39404 | 0.39004 | 0.41246 | 0.38042 | 0.40765 | 0.39885 | 0.39364 | 0.41646 | 0.38443 | 0.45196 | 0.4209 | 0.42702 | 0.43271 | 0.44846 | 0.42834 | 0.42921 | 0.4244 | 0.45328 | 0.44759 | 0.4209 | 0.41959 | 0.42659 | 0.4419 | 0.4489 | 0.45021 | 0.45765 | 0.42571 | 0.43534 | 0.42702 | 0.44671 | 0.4384 | 0.43271 | 0.41871 | 0.43096 | 0.43228 | 0.4384 | 0.43184 | 0.4174 | 0.41784 | 0.41565 | 0.43271 | 0.45196 | 0.42352 | 0.43359 | 0.41915 | 0.42221 | 0.44234 | 0.42921 | 0.44278 | 0.45678 | 0.45153 | 0.44146 | 0.4594 | 0.43446 | 0.4279 | 0.42396 | 0.41784 | 0.43382 | 0.46185 | 0.44227 | 0.43916 | 0.45206 | 0.45117 | 0.44939 | 0.44939 | 0.43248 | 0.45829 | 0.45829 | 0.45295 | 0.4267 | 0.44761 | 0.46229 | 0.45829 | 0.43693 | 0.43204 | 0.46674 | 0.43871 | 0.45918 | 0.4485 | 0.42803 | 0.45339 | 0.43026 | 0.46007 | 0.43337 | 0.42269 | 0.45473 | 0.4267 | 0.43026 | 0.46674 | 0.43604 | 0.43738 | 0.43649 | 0.42536 | 0.45473 | 0.43248 | 0.44984 | 0.42269 | 0.42892 | 0.45251 | 0.44005 | 0.45829 | 0.45251 | 0.46274 | 0.46719 | 0.43782 | 0.48156 | 0.47646 | 0.48619 | 0.48156 | 0.44262 | 0.46255 | 0.47553 | 0.45885 | 0.48341 | 0.48387 | 0.44262 | 0.4658 | 0.48526 | 0.4658 | 0.47368 | 0.47507 | 0.48017 | 0.44911 | 0.47692 | 0.46348 | 0.45885 | 0.46812 | 0.46533 | 0.47553 | 0.45699 | 0.45328 | 0.48526 | 0.47646 | 0.46672 | 0.44355 | 0.46672 | 0.48387 | 0.45328 | 0.46116 | 0.46116 | 0.45977 | 0.4417 | 0.46997 | 0.44077 | 0.4417 | 0.45282 | 0.4797 | 0.45467 | 0.46904 | 0.44309 | 0.47507 | 0.4848 | 0.47553 | 0.44971 | 0.46007 | 0.4709 | 0.45206 | 0.46807 | 0.46054 | 0.45818 | 0.47513 | 0.45959 | 0.47513 | 0.46336 | 0.47702 | 0.4709 | 0.48549 | 0.46666 | 0.46054 | 0.45489 | 0.44971 | 0.4756 | 0.44829 | 0.453 | 0.48314 | 0.46336 | 0.49444 | 0.45206 | 0.47937 | 0.48785 | 0.45489 | 0.45959 | 0.46525 | 0.47184 | 0.49114 | 0.46666 | 0.48455 | 0.46101 | 0.47702 | 0.48173 | 0.44735 | 0.47513 | 0.47231 | 0.46807 | 0.48549 | 0.46477 | 0.46901 | 0.48596 | 0.46525 | 0.46101 | 0.46383 | 0.46854 | 0.453 | 0.45159 | 0.46477 | 0.46854 | 0.47184 | 0.4822 | 0.48832 | 0.46148 | 0.4822 | 0.47513 | 0.48314 | 0.4563 | 0.46477 | 0.45394 | 0.49444 | 0.45536 | 0.47796 | 0.46948 | 0.47843 | 0.44782 | 0.4822 | 0.46666 | 0.48549 | 0.453 | 0.453 | 0.44735 | 0.48361 | 0.47137 | 0.48973 | 0.44735 | 0.46995 | 0.45441 | 0.46195 | 0.4935 | 0.48879 | 0.46007 | 0.46525 | 0.46713 | 0.45159 | 0.45394 | 0.45441 | 0.48361 | 0.48926 | 0.47184 | 0.46148 | 0.45724
BC_MLW_JCT | 259 | 230 | BC | 0.003341 | 259 | 11098 | 0.37078 | 0.41046 | 0.39564 | 0.38883 | 0.38763 | 0.38723 | 0.39844 | 0.40725 | 0.41206 | 0.38683 | 0.38042 | 0.39604 | 0.40966 | 0.38803 | 0.40365 | 0.40725 | 0.38963 | 0.38603 | 0.41646 | 0.39324 | 0.39364 | 0.39404 | 0.38563 | 0.38883 | 0.39684 | 0.38683 | 0.38523 | 0.39764 | 0.41286 | 0.39724 | 0.38163 | 0.39244 | 0.38603 | 0.40445 | 0.38763 | 0.40005 | 0.39124 | 0.38163 | 0.39364 | 0.41687 | 0.39404 | 0.39004 | 0.41246 | 0.38042 | 0.40765 | 0.39885 | 0.39364 | 0.41646 | 0.38443 | 0.45196 | 0.4209 | 0.42702 | 0.43271 | 0.44846 | 0.42834 | 0.42921 | 0.4244 | 0.45328 | 0.44759 | 0.4209 | 0.41959 | 0.42659 | 0.4419 | 0.4489 | 0.45021 | 0.45765 | 0.42571 | 0.43534 | 0.42702 | 0.44671 | 0.4384 | 0.43271 | 0.41871 | 0.43096 | 0.43228 | 0.4384 | 0.43184 | 0.4174 | 0.41784 | 0.41565 | 0.43271 | 0.45196 | 0.42352 | 0.43359 | 0.41915 | 0.42221 | 0.44234 | 0.42921 | 0.44278 | 0.45678 | 0.45153 | 0.44146 | 0.4594 | 0.43446 | 0.4279 | 0.42396 | 0.41784 | 0.43382 | 0.46185 | 0.44227 | 0.43916 | 0.45206 | 0.45117 | 0.44939 | 0.44939 | 0.43248 | 0.45829 | 0.45829 | 0.45295 | 0.4267 | 0.44761 | 0.46229 | 0.45829 | 0.43693 | 0.43204 | 0.46674 | 0.43871 | 0.45918 | 0.4485 | 0.42803 | 0.45339 | 0.43026 | 0.46007 | 0.43337 | 0.42269 | 0.45473 | 0.4267 | 0.43026 | 0.46674 | 0.43604 | 0.43738 | 0.43649 | 0.42536 | 0.45473 | 0.43248 | 0.44984 | 0.42269 | 0.42892 | 0.45251 | 0.44005 | 0.45829 | 0.45251 | 0.46274 | 0.46719 | 0.43782 | 0.48156 | 0.47646 | 0.48619 | 0.48156 | 0.44262 | 0.46255 | 0.47553 | 0.45885 | 0.48341 | 0.48387 | 0.44262 | 0.4658 | 0.48526 | 0.4658 | 0.47368 | 0.47507 | 0.48017 | 0.44911 | 0.47692 | 0.46348 | 0.45885 | 0.46812 | 0.46533 | 0.47553 | 0.45699 | 0.45328 | 0.48526 | 0.47646 | 0.46672 | 0.44355 | 0.46672 | 0.48387 | 0.45328 | 0.46116 | 0.46116 | 0.45977 | 0.4417 | 0.46997 | 0.44077 | 0.4417 | 0.45282 | 0.4797 | 0.45467 | 0.46904 | 0.44309 | 0.47507 | 0.4848 | 0.47553 | 0.44971 | 0.46007 | 0.4709 | 0.45206 | 0.46807 | 0.46054 | 0.45818 | 0.47513 | 0.45959 | 0.47513 | 0.46336 | 0.47702 | 0.4709 | 0.48549 | 0.46666 | 0.46054 | 0.45489 | 0.44971 | 0.4756 | 0.44829 | 0.453 | 0.48314 | 0.46336 | 0.49444 | 0.45206 | 0.47937 | 0.48785 | 0.45489 | 0.45959 | 0.46525 | 0.47184 | 0.49114 | 0.46666 | 0.48455 | 0.46101 | 0.47702 | 0.48173 | 0.44735 | 0.47513 | 0.47231 | 0.46807 | 0.48549 | 0.46477 | 0.46901 | 0.48596 | 0.46525 | 0.46101 | 0.46383 | 0.46854 | 0.453 | 0.45159 | 0.46477 | 0.46854 | 0.47184 | 0.4822 | 0.48832 | 0.46148 | 0.4822 | 0.47513 | 0.48314 | 0.4563 | 0.46477 | 0.45394 | 0.49444 | 0.45536 | 0.47796 | 0.46948 | 0.47843 | 0.44782 | 0.4822 | 0.46666 | 0.48549 | 0.453 | 0.453 | 0.44735 | 0.48361 | 0.47137 | 0.48973 | 0.44735 | 0.46995 | 0.45441 | 0.46195 | 0.4935 | 0.48879 | 0.46007 | 0.46525 | 0.46713 | 0.45159 | 0.45394 | 0.45441 | 0.48361 | 0.48926 | 0.47184 | 0.46148 | 0.45724
BC_MML_DSS | 260 | 230 | BC | 0.002748 | 260 | 11098 | 0.30497 | 0.33761 | 0.32542 | 0.31982 | 0.31883 | 0.3185 | 0.32772 | 0.33497 | 0.33892 | 0.31817 | 0.3129 | 0.32575 | 0.33695 | 0.31916 | 0.33201 | 0.33497 | 0.32048 | 0.31751 | 0.34255 | 0.32344 | 0.32377 | 0.3241 | 0.31718 | 0.31982 | 0.32641 | 0.31817 | 0.31685 | 0.32707 | 0.33958 | 0.32674 | 0.31389 | 0.32278 | 0.31751 | 0.33266 | 0.31883 | 0.32904 | 0.3218 | 0.31389 | 0.32377 | 0.34288 | 0.3241 | 0.32081 | 0.33925 | 0.3129 | 0.3353 | 0.32805 | 0.32377 | 0.34255 | 0.3162 | 0.37174 | 0.34619 | 0.35123 | 0.35591 | 0.36886 | 0.35231 | 0.35303 | 0.34907 | 0.37282 | 0.36815 | 0.34619 | 0.34511 | 0.35087 | 0.36347 | 0.36922 | 0.3703 | 0.37642 | 0.35015 | 0.35807 | 0.35123 | 0.36743 | 0.36059 | 0.35591 | 0.34439 | 0.35447 | 0.35555 | 0.36059 | 0.35519 | 0.34331 | 0.34367 | 0.34187 | 0.35591 | 0.37174 | 0.34835 | 0.35663 | 0.34475 | 0.34727 | 0.36383 | 0.35303 | 0.36419 | 0.3757 | 0.37138 | 0.36311 | 0.37786 | 0.35735 | 0.35195 | 0.34871 | 0.34367 | 0.35682 | 0.37987 | 0.36377 | 0.36121 | 0.37182 | 0.37109 | 0.36963 | 0.36963 | 0.35572 | 0.37695 | 0.37695 | 0.37256 | 0.35096 | 0.36816 | 0.38024 | 0.37695 | 0.35938 | 0.35535 | 0.3839 | 0.36084 | 0.37768 | 0.3689 | 0.35206 | 0.37292 | 0.35389 | 0.37841 | 0.35645 | 0.34767 | 0.37402 | 0.35096 | 0.35389 | 0.3839 | 0.35865 | 0.35975 | 0.35901 | 0.34987 | 0.37402 | 0.35572 | 0.36999 | 0.34767 | 0.35279 | 0.37219 | 0.36194 | 0.37695 | 0.37219 | 0.38061 | 0.38427 | 0.36011 | 0.39608 | 0.39189 | 0.3999 | 0.39608 | 0.36406 | 0.38045 | 0.39113 | 0.3774 | 0.39761 | 0.39799 | 0.36406 | 0.38312 | 0.39913 | 0.38312 | 0.3896 | 0.39075 | 0.39494 | 0.3694 | 0.39227 | 0.38122 | 0.3774 | 0.38503 | 0.38274 | 0.39113 | 0.37588 | 0.37283 | 0.39913 | 0.39189 | 0.38388 | 0.36482 | 0.38388 | 0.39799 | 0.37283 | 0.37931 | 0.37931 | 0.37817 | 0.3633 | 0.38655 | 0.36254 | 0.3633 | 0.37245 | 0.39456 | 0.37397 | 0.38579 | 0.36444 | 0.39075 | 0.39875 | 0.39113 | 0.36989 | 0.37841 | 0.38732 | 0.37182 | 0.38499 | 0.37879 | 0.37686 | 0.3908 | 0.37802 | 0.3908 | 0.38112 | 0.39235 | 0.38732 | 0.39932 | 0.38383 | 0.37879 | 0.37415 | 0.36989 | 0.39119 | 0.36872 | 0.3726 | 0.39739 | 0.38112 | 0.40668 | 0.37182 | 0.39429 | 0.40126 | 0.37415 | 0.37802 | 0.38267 | 0.38809 | 0.40397 | 0.38383 | 0.39855 | 0.37918 | 0.39235 | 0.39622 | 0.36795 | 0.3908 | 0.38848 | 0.38499 | 0.39932 | 0.38228 | 0.38577 | 0.39971 | 0.38267 | 0.37918 | 0.38151 | 0.38538 | 0.3726 | 0.37144 | 0.38228 | 0.38538 | 0.38809 | 0.39661 | 0.40165 | 0.37957 | 0.39661 | 0.3908 | 0.39739 | 0.37531 | 0.38228 | 0.37337 | 0.40668 | 0.37453 | 0.39313 | 0.38615 | 0.39351 | 0.36834 | 0.39661 | 0.38383 | 0.39932 | 0.3726 | 0.3726 | 0.36795 | 0.39777 | 0.3877 | 0.40281 | 0.36795 | 0.38654 | 0.37376 | 0.37996 | 0.40591 | 0.40203 | 0.37841 | 0.38267 | 0.38422 | 0.37144 | 0.37337 | 0.37376 | 0.39777 | 0.40242 | 0.38809 | 0.37957 | 0.37608
BC_MNK_ISS | 261 | 230 | BC | 0.003341 | 261 | 11098 | 0.37078 | 0.41046 | 0.39564 | 0.38883 | 0.38763 | 0.38723 | 0.39844 | 0.40725 | 0.41206 | 0.38683 | 0.38042 | 0.39604 | 0.40966 | 0.38803 | 0.40365 | 0.40725 | 0.38963 | 0.38603 | 0.41646 | 0.39324 | 0.39364 | 0.39404 | 0.38563 | 0.38883 | 0.39684 | 0.38683 | 0.38523 | 0.39764 | 0.41286 | 0.39724 | 0.38163 | 0.39244 | 0.38603 | 0.40445 | 0.38763 | 0.40005 | 0.39124 | 0.38163 | 0.39364 | 0.41687 | 0.39404 | 0.39004 | 0.41246 | 0.38042 | 0.40765 | 0.39885 | 0.39364 | 0.41646 | 0.38443 | 0.45196 | 0.4209 | 0.42702 | 0.43271 | 0.44846 | 0.42834 | 0.42921 | 0.4244 | 0.45328 | 0.44759 | 0.4209 | 0.41959 | 0.42659 | 0.4419 | 0.4489 | 0.45021 | 0.45765 | 0.42571 | 0.43534 | 0.42702 | 0.44671 | 0.4384 | 0.43271 | 0.41871 | 0.43096 | 0.43228 | 0.4384 | 0.43184 | 0.4174 | 0.41784 | 0.41565 | 0.43271 | 0.45196 | 0.42352 | 0.43359 | 0.41915 | 0.42221 | 0.44234 | 0.42921 | 0.44278 | 0.45678 | 0.45153 | 0.44146 | 0.4594 | 0.43446 | 0.4279 | 0.42396 | 0.41784 | 0.43382 | 0.46185 | 0.44227 | 0.43916 | 0.45206 | 0.45117 | 0.44939 | 0.44939 | 0.43248 | 0.45829 | 0.45829 | 0.45295 | 0.4267 | 0.44761 | 0.46229 | 0.45829 | 0.43693 | 0.43204 | 0.46674 | 0.43871 | 0.45918 | 0.4485 | 0.42803 | 0.45339 | 0.43026 | 0.46007 | 0.43337 | 0.42269 | 0.45473 | 0.4267 | 0.43026 | 0.46674 | 0.43604 | 0.43738 | 0.43649 | 0.42536 | 0.45473 | 0.43248 | 0.44984 | 0.42269 | 0.42892 | 0.45251 | 0.44005 | 0.45829 | 0.45251 | 0.46274 | 0.46719 | 0.43782 | 0.48156 | 0.47646 | 0.48619 | 0.48156 | 0.44262 | 0.46255 | 0.47553 | 0.45885 | 0.48341 | 0.48387 | 0.44262 | 0.4658 | 0.48526 | 0.4658 | 0.47368 | 0.47507 | 0.48017 | 0.44911 | 0.47692 | 0.46348 | 0.45885 | 0.46812 | 0.46533 | 0.47553 | 0.45699 | 0.45328 | 0.48526 | 0.47646 | 0.46672 | 0.44355 | 0.46672 | 0.48387 | 0.45328 | 0.46116 | 0.46116 | 0.45977 | 0.4417 | 0.46997 | 0.44077 | 0.4417 | 0.45282 | 0.4797 | 0.45467 | 0.46904 | 0.44309 | 0.47507 | 0.4848 | 0.47553 | 0.44971 | 0.46007 | 0.4709 | 0.45206 | 0.46807 | 0.46054 | 0.45818 | 0.47513 | 0.45959 | 0.47513 | 0.46336 | 0.47702 | 0.4709 | 0.48549 | 0.46666 | 0.46054 | 0.45489 | 0.44971 | 0.4756 | 0.44829 | 0.453 | 0.48314 | 0.46336 | 0.49444 | 0.45206 | 0.47937 | 0.48785 | 0.45489 | 0.45959 | 0.46525 | 0.47184 | 0.49114 | 0.46666 | 0.48455 | 0.46101 | 0.47702 | 0.48173 | 0.44735 | 0.47513 | 0.47231 | 0.46807 | 0.48549 | 0.46477 | 0.46901 | 0.48596 | 0.46525 | 0.46101 | 0.46383 | 0.46854 | 0.453 | 0.45159 | 0.46477 | 0.46854 | 0.47184 | 0.4822 | 0.48832 | 0.46148 | 0.4822 | 0.47513 | 0.48314 | 0.4563 | 0.46477 | 0.45394 | 0.49444 | 0.45536 | 0.47796 | 0.46948 | 0.47843 | 0.44782 | 0.4822 | 0.46666 | 0.48549 | 0.453 | 0.453 | 0.44735 | 0.48361 | 0.47137 | 0.48973 | 0.44735 | 0.46995 | 0.45441 | 0.46195 | 0.4935 | 0.48879 | 0.46007 | 0.46525 | 0.46713 | 0.45159 | 0.45394 | 0.45441 | 0.48361 | 0.48926 | 0.47184 | 0.46148 | 0.45724
BC_MNK_JCT | 262 | 230 | BC | 0.003341 | 262 | 11098 | 0.37078 | 0.41046 | 0.39564 | 0.38883 | 0.38763 | 0.38723 | 0.39844 | 0.40725 | 0.41206 | 0.38683 | 0.38042 | 0.39604 | 0.40966 | 0.38803 | 0.40365 | 0.40725 | 0.38963 | 0.38603 | 0.41646 | 0.39324 | 0.39364 | 0.39404 | 0.38563 | 0.38883 | 0.39684 | 0.38683 | 0.38523 | 0.39764 | 0.41286 | 0.39724 | 0.38163 | 0.39244 | 0.38603 | 0.40445 | 0.38763 | 0.40005 | 0.39124 | 0.38163 | 0.39364 | 0.41687 | 0.39404 | 0.39004 | 0.41246 | 0.38042 | 0.40765 | 0.39885 | 0.39364 | 0.41646 | 0.38443 | 0.45196 | 0.4209 | 0.42702 | 0.43271 | 0.44846 | 0.42834 | 0.42921 | 0.4244 | 0.45328 | 0.44759 | 0.4209 | 0.41959 | 0.42659 | 0.4419 | 0.4489 | 0.45021 | 0.45765 | 0.42571 | 0.43534 | 0.42702 | 0.44671 | 0.4384 | 0.43271 | 0.41871 | 0.43096 | 0.43228 | 0.4384 | 0.43184 | 0.4174 | 0.41784 | 0.41565 | 0.43271 | 0.45196 | 0.42352 | 0.43359 | 0.41915 | 0.42221 | 0.44234 | 0.42921 | 0.44278 | 0.45678 | 0.45153 | 0.44146 | 0.4594 | 0.43446 | 0.4279 | 0.42396 | 0.41784 | 0.43382 | 0.46185 | 0.44227 | 0.43916 | 0.45206 | 0.45117 | 0.44939 | 0.44939 | 0.43248 | 0.45829 | 0.45829 | 0.45295 | 0.4267 | 0.44761 | 0.46229 | 0.45829 | 0.43693 | 0.43204 | 0.46674 | 0.43871 | 0.45918 | 0.4485 | 0.42803 | 0.45339 | 0.43026 | 0.46007 | 0.43337 | 0.42269 | 0.45473 | 0.4267 | 0.43026 | 0.46674 | 0.43604 | 0.43738 | 0.43649 | 0.42536 | 0.45473 | 0.43248 | 0.44984 | 0.42269 | 0.42892 | 0.45251 | 0.44005 | 0.45829 | 0.45251 | 0.46274 | 0.46719 | 0.43782 | 0.48156 | 0.47646 | 0.48619 | 0.48156 | 0.44262 | 0.46255 | 0.47553 | 0.45885 | 0.48341 | 0.48387 | 0.44262 | 0.4658 | 0.48526 | 0.4658 | 0.47368 | 0.47507 | 0.48017 | 0.44911 | 0.47692 | 0.46348 | 0.45885 | 0.46812 | 0.46533 | 0.47553 | 0.45699 | 0.45328 | 0.48526 | 0.47646 | 0.46672 | 0.44355 | 0.46672 | 0.48387 | 0.45328 | 0.46116 | 0.46116 | 0.45977 | 0.4417 | 0.46997 | 0.44077 | 0.4417 | 0.45282 | 0.4797 | 0.45467 | 0.46904 | 0.44309 | 0.47507 | 0.4848 | 0.47553 | 0.44971 | 0.46007 | 0.4709 | 0.45206 | 0.46807 | 0.46054 | 0.45818 | 0.47513 | 0.45959 | 0.47513 | 0.46336 | 0.47702 | 0.4709 | 0.48549 | 0.46666 | 0.46054 | 0.45489 | 0.44971 | 0.4756 | 0.44829 | 0.453 | 0.48314 | 0.46336 | 0.49444 | 0.45206 | 0.47937 | 0.48785 | 0.45489 | 0.45959 | 0.46525 | 0.47184 | 0.49114 | 0.46666 | 0.48455 | 0.46101 | 0.47702 | 0.48173 | 0.44735 | 0.47513 | 0.47231 | 0.46807 | 0.48549 | 0.46477 | 0.46901 | 0.48596 | 0.46525 | 0.46101 | 0.46383 | 0.46854 | 0.453 | 0.45159 | 0.46477 | 0.46854 | 0.47184 | 0.4822 | 0.48832 | 0.46148 | 0.4822 | 0.47513 | 0.48314 | 0.4563 | 0.46477 | 0.45394 | 0.49444 | 0.45536 | 0.47796 | 0.46948 | 0.47843 | 0.44782 | 0.4822 | 0.46666 | 0.48549 | 0.453 | 0.453 | 0.44735 | 0.48361 | 0.47137 | 0.48973 | 0.44735 | 0.46995 | 0.45441 | 0.46195 | 0.4935 | 0.48879 | 0.46007 | 0.46525 | 0.46713 | 0.45159 | 0.45394 | 0.45441 | 0.48361 | 0.48926 | 0.47184 | 0.46148 | 0.45724
BC_MPT_DSS | 263 | 230 | BC | 0.015035 | 263 | 11098 | 1.6686 | 1.8471 | 1.7804 | 1.7498 | 1.7444 | 1.7426 | 1.7931 | 1.8327 | 1.8543 | 1.7408 | 1.712 | 1.7822 | 1.8435 | 1.7462 | 1.8165 | 1.8327 | 1.7534 | 1.7372 | 1.8742 | 1.7696 | 1.7714 | 1.7732 | 1.7354 | 1.7498 | 1.7859 | 1.7408 | 1.7336 | 1.7895 | 1.8579 | 1.7877 | 1.7174 | 1.766 | 1.7372 | 1.8201 | 1.7444 | 1.8003 | 1.7606 | 1.7174 | 1.7714 | 1.876 | 1.7732 | 1.7552 | 1.8561 | 1.712 | 1.8345 | 1.7949 | 1.7714 | 1.8742 | 1.73 | 2.0339 | 1.8941 | 1.9217 | 1.9473 | 2.0182 | 1.9276 | 1.9315 | 1.9099 | 2.0398 | 2.0142 | 1.8941 | 1.8882 | 1.9197 | 1.9886 | 2.0201 | 2.026 | 2.0595 | 1.9158 | 1.9591 | 1.9217 | 2.0103 | 1.9729 | 1.9473 | 1.8843 | 1.9394 | 1.9453 | 1.9729 | 1.9433 | 1.8784 | 1.8803 | 1.8705 | 1.9473 | 2.0339 | 1.9059 | 1.9512 | 1.8862 | 1.9 | 1.9906 | 1.9315 | 1.9926 | 2.0556 | 2.0319 | 1.9866 | 2.0674 | 1.9551 | 1.9256 | 1.9079 | 1.8803 | 1.9522 | 2.0784 | 1.9903 | 1.9763 | 2.0343 | 2.0303 | 2.0223 | 2.0223 | 1.9462 | 2.0624 | 2.0624 | 2.0383 | 1.9202 | 2.0143 | 2.0804 | 2.0624 | 1.9663 | 1.9442 | 2.1004 | 1.9743 | 2.0664 | 2.0183 | 1.9262 | 2.0403 | 1.9362 | 2.0704 | 1.9502 | 1.9022 | 2.0464 | 1.9202 | 1.9362 | 2.1004 | 1.9623 | 1.9683 | 1.9643 | 1.9142 | 2.0464 | 1.9462 | 2.0243 | 1.9022 | 1.9302 | 2.0363 | 1.9803 | 2.0624 | 2.0363 | 2.0824 | 2.1024 | 1.9703 | 2.1671 | 2.1441 | 2.1879 | 2.1671 | 1.9919 | 2.0816 | 2.14 | 2.0649 | 2.1754 | 2.1775 | 1.9919 | 2.0962 | 2.1838 | 2.0962 | 2.1316 | 2.1379 | 2.1608 | 2.0211 | 2.1462 | 2.0857 | 2.0649 | 2.1066 | 2.0941 | 2.14 | 2.0565 | 2.0398 | 2.1838 | 2.1441 | 2.1003 | 1.996 | 2.1003 | 2.1775 | 2.0398 | 2.0753 | 2.0753 | 2.069 | 1.9877 | 2.1149 | 1.9835 | 1.9877 | 2.0378 | 2.1587 | 2.0461 | 2.1108 | 1.994 | 2.1379 | 2.1817 | 2.14 | 2.0237 | 2.0704 | 2.1191 | 2.0343 | 2.1064 | 2.0725 | 2.0619 | 2.1382 | 2.0682 | 2.1382 | 2.0852 | 2.1467 | 2.1191 | 2.1848 | 2.1 | 2.0725 | 2.0471 | 2.0237 | 2.1403 | 2.0174 | 2.0386 | 2.1742 | 2.0852 | 2.2251 | 2.0343 | 2.1572 | 2.1954 | 2.0471 | 2.0682 | 2.0937 | 2.1233 | 2.2102 | 2.1 | 2.1806 | 2.0746 | 2.1467 | 2.1678 | 2.0131 | 2.1382 | 2.1255 | 2.1064 | 2.1848 | 2.0916 | 2.1106 | 2.1869 | 2.0937 | 2.0746 | 2.0873 | 2.1085 | 2.0386 | 2.0322 | 2.0916 | 2.1085 | 2.1233 | 2.17 | 2.1975 | 2.0767 | 2.17 | 2.1382 | 2.1742 | 2.0534 | 2.0916 | 2.0428 | 2.2251 | 2.0492 | 2.1509 | 2.1127 | 2.153 | 2.0153 | 2.17 | 2.1 | 2.1848 | 2.0386 | 2.0386 | 2.0131 | 2.1763 | 2.1212 | 2.2039 | 2.0131 | 2.1149 | 2.0449 | 2.0788 | 2.2208 | 2.1996 | 2.0704 | 2.0937 | 2.1021 | 2.0322 | 2.0428 | 2.0449 | 2.1763 | 2.2017 | 2.1233 | 2.0767 | 2.0576
BC_MRC_ISS | 264 | 230 | BC | 0.003341 | 264 | 11098 | 0.37078 | 0.41046 | 0.39564 | 0.38883 | 0.38763 | 0.38723 | 0.39844 | 0.40725 | 0.41206 | 0.38683 | 0.38042 | 0.39604 | 0.40966 | 0.38803 | 0.40365 | 0.40725 | 0.38963 | 0.38603 | 0.41646 | 0.39324 | 0.39364 | 0.39404 | 0.38563 | 0.38883 | 0.39684 | 0.38683 | 0.38523 | 0.39764 | 0.41286 | 0.39724 | 0.38163 | 0.39244 | 0.38603 | 0.40445 | 0.38763 | 0.40005 | 0.39124 | 0.38163 | 0.39364 | 0.41687 | 0.39404 | 0.39004 | 0.41246 | 0.38042 | 0.40765 | 0.39885 | 0.39364 | 0.41646 | 0.38443 | 0.45196 | 0.4209 | 0.42702 | 0.43271 | 0.44846 | 0.42834 | 0.42921 | 0.4244 | 0.45328 | 0.44759 | 0.4209 | 0.41959 | 0.42659 | 0.4419 | 0.4489 | 0.45021 | 0.45765 | 0.42571 | 0.43534 | 0.42702 | 0.44671 | 0.4384 | 0.43271 | 0.41871 | 0.43096 | 0.43228 | 0.4384 | 0.43184 | 0.4174 | 0.41784 | 0.41565 | 0.43271 | 0.45196 | 0.42352 | 0.43359 | 0.41915 | 0.42221 | 0.44234 | 0.42921 | 0.44278 | 0.45678 | 0.45153 | 0.44146 | 0.4594 | 0.43446 | 0.4279 | 0.42396 | 0.41784 | 0.43382 | 0.46185 | 0.44227 | 0.43916 | 0.45206 | 0.45117 | 0.44939 | 0.44939 | 0.43248 | 0.45829 | 0.45829 | 0.45295 | 0.4267 | 0.44761 | 0.46229 | 0.45829 | 0.43693 | 0.43204 | 0.46674 | 0.43871 | 0.45918 | 0.4485 | 0.42803 | 0.45339 | 0.43026 | 0.46007 | 0.43337 | 0.42269 | 0.45473 | 0.4267 | 0.43026 | 0.46674 | 0.43604 | 0.43738 | 0.43649 | 0.42536 | 0.45473 | 0.43248 | 0.44984 | 0.42269 | 0.42892 | 0.45251 | 0.44005 | 0.45829 | 0.45251 | 0.46274 | 0.46719 | 0.43782 | 0.48156 | 0.47646 | 0.48619 | 0.48156 | 0.44262 | 0.46255 | 0.47553 | 0.45885 | 0.48341 | 0.48387 | 0.44262 | 0.4658 | 0.48526 | 0.4658 | 0.47368 | 0.47507 | 0.48017 | 0.44911 | 0.47692 | 0.46348 | 0.45885 | 0.46812 | 0.46533 | 0.47553 | 0.45699 | 0.45328 | 0.48526 | 0.47646 | 0.46672 | 0.44355 | 0.46672 | 0.48387 | 0.45328 | 0.46116 | 0.46116 | 0.45977 | 0.4417 | 0.46997 | 0.44077 | 0.4417 | 0.45282 | 0.4797 | 0.45467 | 0.46904 | 0.44309 | 0.47507 | 0.4848 | 0.47553 | 0.44971 | 0.46007 | 0.4709 | 0.45206 | 0.46807 | 0.46054 | 0.45818 | 0.47513 | 0.45959 | 0.47513 | 0.46336 | 0.47702 | 0.4709 | 0.48549 | 0.46666 | 0.46054 | 0.45489 | 0.44971 | 0.4756 | 0.44829 | 0.453 | 0.48314 | 0.46336 | 0.49444 | 0.45206 | 0.47937 | 0.48785 | 0.45489 | 0.45959 | 0.46525 | 0.47184 | 0.49114 | 0.46666 | 0.48455 | 0.46101 | 0.47702 | 0.48173 | 0.44735 | 0.47513 | 0.47231 | 0.46807 | 0.48549 | 0.46477 | 0.46901 | 0.48596 | 0.46525 | 0.46101 | 0.46383 | 0.46854 | 0.453 | 0.45159 | 0.46477 | 0.46854 | 0.47184 | 0.4822 | 0.48832 | 0.46148 | 0.4822 | 0.47513 | 0.48314 | 0.4563 | 0.46477 | 0.45394 | 0.49444 | 0.45536 | 0.47796 | 0.46948 | 0.47843 | 0.44782 | 0.4822 | 0.46666 | 0.48549 | 0.453 | 0.453 | 0.44735 | 0.48361 | 0.47137 | 0.48973 | 0.44735 | 0.46995 | 0.45441 | 0.46195 | 0.4935 | 0.48879 | 0.46007 | 0.46525 | 0.46713 | 0.45159 | 0.45394 | 0.45441 | 0.48361 | 0.48926 | 0.47184 | 0.46148 | 0.45724
BC_MRC_JCT | 265 | 230 | BC | 0.003341 | 265 | 11098 | 0.37078 | 0.41046 | 0.39564 | 0.38883 | 0.38763 | 0.38723 | 0.39844 | 0.40725 | 0.41206 | 0.38683 | 0.38042 | 0.39604 | 0.40966 | 0.38803 | 0.40365 | 0.40725 | 0.38963 | 0.38603 | 0.41646 | 0.39324 | 0.39364 | 0.39404 | 0.38563 | 0.38883 | 0.39684 | 0.38683 | 0.38523 | 0.39764 | 0.41286 | 0.39724 | 0.38163 | 0.39244 | 0.38603 | 0.40445 | 0.38763 | 0.40005 | 0.39124 | 0.38163 | 0.39364 | 0.41687 | 0.39404 | 0.39004 | 0.41246 | 0.38042 | 0.40765 | 0.39885 | 0.39364 | 0.41646 | 0.38443 | 0.45196 | 0.4209 | 0.42702 | 0.43271 | 0.44846 | 0.42834 | 0.42921 | 0.4244 | 0.45328 | 0.44759 | 0.4209 | 0.41959 | 0.42659 | 0.4419 | 0.4489 | 0.45021 | 0.45765 | 0.42571 | 0.43534 | 0.42702 | 0.44671 | 0.4384 | 0.43271 | 0.41871 | 0.43096 | 0.43228 | 0.4384 | 0.43184 | 0.4174 | 0.41784 | 0.41565 | 0.43271 | 0.45196 | 0.42352 | 0.43359 | 0.41915 | 0.42221 | 0.44234 | 0.42921 | 0.44278 | 0.45678 | 0.45153 | 0.44146 | 0.4594 | 0.43446 | 0.4279 | 0.42396 | 0.41784 | 0.43382 | 0.46185 | 0.44227 | 0.43916 | 0.45206 | 0.45117 | 0.44939 | 0.44939 | 0.43248 | 0.45829 | 0.45829 | 0.45295 | 0.4267 | 0.44761 | 0.46229 | 0.45829 | 0.43693 | 0.43204 | 0.46674 | 0.43871 | 0.45918 | 0.4485 | 0.42803 | 0.45339 | 0.43026 | 0.46007 | 0.43337 | 0.42269 | 0.45473 | 0.4267 | 0.43026 | 0.46674 | 0.43604 | 0.43738 | 0.43649 | 0.42536 | 0.45473 | 0.43248 | 0.44984 | 0.42269 | 0.42892 | 0.45251 | 0.44005 | 0.45829 | 0.45251 | 0.46274 | 0.46719 | 0.43782 | 0.48156 | 0.47646 | 0.48619 | 0.48156 | 0.44262 | 0.46255 | 0.47553 | 0.45885 | 0.48341 | 0.48387 | 0.44262 | 0.4658 | 0.48526 | 0.4658 | 0.47368 | 0.47507 | 0.48017 | 0.44911 | 0.47692 | 0.46348 | 0.45885 | 0.46812 | 0.46533 | 0.47553 | 0.45699 | 0.45328 | 0.48526 | 0.47646 | 0.46672 | 0.44355 | 0.46672 | 0.48387 | 0.45328 | 0.46116 | 0.46116 | 0.45977 | 0.4417 | 0.46997 | 0.44077 | 0.4417 | 0.45282 | 0.4797 | 0.45467 | 0.46904 | 0.44309 | 0.47507 | 0.4848 | 0.47553 | 0.44971 | 0.46007 | 0.4709 | 0.45206 | 0.46807 | 0.46054 | 0.45818 | 0.47513 | 0.45959 | 0.47513 | 0.46336 | 0.47702 | 0.4709 | 0.48549 | 0.46666 | 0.46054 | 0.45489 | 0.44971 | 0.4756 | 0.44829 | 0.453 | 0.48314 | 0.46336 | 0.49444 | 0.45206 | 0.47937 | 0.48785 | 0.45489 | 0.45959 | 0.46525 | 0.47184 | 0.49114 | 0.46666 | 0.48455 | 0.46101 | 0.47702 | 0.48173 | 0.44735 | 0.47513 | 0.47231 | 0.46807 | 0.48549 | 0.46477 | 0.46901 | 0.48596 | 0.46525 | 0.46101 | 0.46383 | 0.46854 | 0.453 | 0.45159 | 0.46477 | 0.46854 | 0.47184 | 0.4822 | 0.48832 | 0.46148 | 0.4822 | 0.47513 | 0.48314 | 0.4563 | 0.46477 | 0.45394 | 0.49444 | 0.45536 | 0.47796 | 0.46948 | 0.47843 | 0.44782 | 0.4822 | 0.46666 | 0.48549 | 0.453 | 0.453 | 0.44735 | 0.48361 | 0.47137 | 0.48973 | 0.44735 | 0.46995 | 0.45441 | 0.46195 | 0.4935 | 0.48879 | 0.46007 | 0.46525 | 0.46713 | 0.45159 | 0.45394 | 0.45441 | 0.48361 | 0.48926 | 0.47184 | 0.46148 | 0.45724
BC_MSA_DSS | 266 | 230 | BC | 0.002578 | 266 | 11098 | 0.28611 | 0.31672 | 0.30529 | 0.30003 | 0.29911 | 0.2988 | 0.30745 | 0.31425 | 0.31796 | 0.29849 | 0.29355 | 0.3056 | 0.3161 | 0.29942 | 0.31147 | 0.31425 | 0.30065 | 0.29787 | 0.32135 | 0.30343 | 0.30374 | 0.30405 | 0.29756 | 0.30003 | 0.30621 | 0.29849 | 0.29725 | 0.30683 | 0.31857 | 0.30652 | 0.29447 | 0.30282 | 0.29787 | 0.31208 | 0.29911 | 0.30869 | 0.30189 | 0.29447 | 0.30374 | 0.32166 | 0.30405 | 0.30096 | 0.31826 | 0.29355 | 0.31456 | 0.30776 | 0.30374 | 0.32135 | 0.29664 | 0.34875 | 0.32478 | 0.3295 | 0.33389 | 0.34605 | 0.33052 | 0.33119 | 0.32748 | 0.34976 | 0.34537 | 0.32478 | 0.32376 | 0.32917 | 0.34098 | 0.34638 | 0.3474 | 0.35314 | 0.32849 | 0.33592 | 0.3295 | 0.3447 | 0.33828 | 0.33389 | 0.32309 | 0.33254 | 0.33355 | 0.33828 | 0.33322 | 0.32208 | 0.32241 | 0.32073 | 0.33389 | 0.34875 | 0.3268 | 0.33457 | 0.32343 | 0.32579 | 0.34132 | 0.33119 | 0.34166 | 0.35246 | 0.34841 | 0.34064 | 0.35449 | 0.33524 | 0.33018 | 0.32714 | 0.32241 | 0.33474 | 0.35637 | 0.34127 | 0.33886 | 0.34882 | 0.34813 | 0.34676 | 0.34676 | 0.33371 | 0.35363 | 0.35363 | 0.34951 | 0.32925 | 0.34539 | 0.35672 | 0.35363 | 0.33715 | 0.33337 | 0.36015 | 0.33852 | 0.35431 | 0.34607 | 0.33028 | 0.34985 | 0.332 | 0.355 | 0.3344 | 0.32616 | 0.35088 | 0.32925 | 0.332 | 0.36015 | 0.33646 | 0.33749 | 0.3368 | 0.32822 | 0.35088 | 0.33371 | 0.3471 | 0.32616 | 0.33097 | 0.34916 | 0.33955 | 0.35363 | 0.34916 | 0.35706 | 0.36049 | 0.33783 | 0.37158 | 0.36765 | 0.37516 | 0.37158 | 0.34154 | 0.35692 | 0.36693 | 0.35406 | 0.37301 | 0.37337 | 0.34154 | 0.35942 | 0.37444 | 0.35942 | 0.3655 | 0.36657 | 0.37051 | 0.34655 | 0.368 | 0.35763 | 0.35406 | 0.36121 | 0.35906 | 0.36693 | 0.35263 | 0.34977 | 0.37444 | 0.36765 | 0.36014 | 0.34225 | 0.36014 | 0.37337 | 0.34977 | 0.35584 | 0.35584 | 0.35477 | 0.34082 | 0.36264 | 0.34011 | 0.34082 | 0.34941 | 0.37015 | 0.35084 | 0.36192 | 0.3419 | 0.36657 | 0.37408 | 0.36693 | 0.347 | 0.355 | 0.36336 | 0.34882 | 0.36118 | 0.35536 | 0.35354 | 0.36663 | 0.35463 | 0.36663 | 0.35754 | 0.36808 | 0.36336 | 0.37462 | 0.36008 | 0.35536 | 0.351 | 0.347 | 0.36699 | 0.34591 | 0.34955 | 0.3728 | 0.35754 | 0.38152 | 0.34882 | 0.3699 | 0.37644 | 0.351 | 0.35463 | 0.35899 | 0.36408 | 0.37898 | 0.36008 | 0.37389 | 0.35572 | 0.36808 | 0.37171 | 0.34519 | 0.36663 | 0.36445 | 0.36118 | 0.37462 | 0.35863 | 0.3619 | 0.37498 | 0.35899 | 0.35572 | 0.3579 | 0.36154 | 0.34955 | 0.34846 | 0.35863 | 0.36154 | 0.36408 | 0.37208 | 0.3768 | 0.35609 | 0.37208 | 0.36663 | 0.3728 | 0.35209 | 0.35863 | 0.35027 | 0.38152 | 0.35136 | 0.36881 | 0.36227 | 0.36917 | 0.34555 | 0.37208 | 0.36008 | 0.37462 | 0.34955 | 0.34955 | 0.34519 | 0.37317 | 0.36372 | 0.37789 | 0.34519 | 0.36263 | 0.35064 | 0.35645 | 0.3808 | 0.37716 | 0.355 | 0.35899 | 0.36045 | 0.34846 | 0.35027 | 0.35064 | 0.37317 | 0.37753 | 0.36408 | 0.35609 | 0.35282
BC_MTC_GSS | 267 | 230 | BC | 0.002194 | 267 | 11098 | 0.24349 | 0.26954 | 0.25981 | 0.25534 | 0.25455 | 0.25429 | 0.26165 | 0.26744 | 0.2706 | 0.25403 | 0.24982 | 0.26008 | 0.26902 | 0.25482 | 0.26507 | 0.26744 | 0.25587 | 0.2535 | 0.27349 | 0.25824 | 0.2585 | 0.25876 | 0.25324 | 0.25534 | 0.2606 | 0.25403 | 0.25298 | 0.26113 | 0.27112 | 0.26087 | 0.25061 | 0.25771 | 0.2535 | 0.2656 | 0.25455 | 0.26271 | 0.25692 | 0.25061 | 0.2585 | 0.27375 | 0.25876 | 0.25613 | 0.27086 | 0.24982 | 0.2677 | 0.26192 | 0.2585 | 0.27349 | 0.25245 | 0.2968 | 0.2764 | 0.28042 | 0.28416 | 0.2945 | 0.28128 | 0.28186 | 0.2787 | 0.29766 | 0.29393 | 0.2764 | 0.27554 | 0.28014 | 0.29019 | 0.29479 | 0.29565 | 0.30053 | 0.27956 | 0.28588 | 0.28042 | 0.29335 | 0.28789 | 0.28416 | 0.27496 | 0.28301 | 0.28387 | 0.28789 | 0.28358 | 0.2741 | 0.27439 | 0.27295 | 0.28416 | 0.2968 | 0.27812 | 0.28473 | 0.27525 | 0.27726 | 0.29048 | 0.28186 | 0.29077 | 0.29996 | 0.29651 | 0.2899 | 0.30168 | 0.28531 | 0.281 | 0.27841 | 0.27439 | 0.28488 | 0.30329 | 0.29044 | 0.28839 | 0.29686 | 0.29628 | 0.29511 | 0.29511 | 0.28401 | 0.30095 | 0.30095 | 0.29745 | 0.28021 | 0.29394 | 0.30358 | 0.30095 | 0.28693 | 0.28371 | 0.30651 | 0.2881 | 0.30154 | 0.29453 | 0.28108 | 0.29774 | 0.28255 | 0.30212 | 0.28459 | 0.27758 | 0.29862 | 0.28021 | 0.28255 | 0.30651 | 0.28634 | 0.28722 | 0.28664 | 0.27933 | 0.29862 | 0.28401 | 0.2954 | 0.27758 | 0.28167 | 0.29716 | 0.28897 | 0.30095 | 0.29716 | 0.30388 | 0.3068 | 0.28751 | 0.31623 | 0.31288 | 0.31928 | 0.31623 | 0.29067 | 0.30375 | 0.31228 | 0.30132 | 0.31745 | 0.31775 | 0.29067 | 0.30588 | 0.31867 | 0.30588 | 0.31106 | 0.31197 | 0.31532 | 0.29493 | 0.31319 | 0.30436 | 0.30132 | 0.30741 | 0.30558 | 0.31228 | 0.3001 | 0.29767 | 0.31867 | 0.31288 | 0.30649 | 0.29128 | 0.30649 | 0.31775 | 0.29767 | 0.30284 | 0.30284 | 0.30193 | 0.29006 | 0.30862 | 0.28945 | 0.29006 | 0.29736 | 0.31502 | 0.29858 | 0.30802 | 0.29097 | 0.31197 | 0.31836 | 0.31228 | 0.29532 | 0.30212 | 0.30923 | 0.29686 | 0.30738 | 0.30243 | 0.30088 | 0.31202 | 0.30181 | 0.31202 | 0.30428 | 0.31325 | 0.30923 | 0.31882 | 0.30645 | 0.30243 | 0.29872 | 0.29532 | 0.31232 | 0.29439 | 0.29748 | 0.31727 | 0.30428 | 0.32469 | 0.29686 | 0.3148 | 0.32036 | 0.29872 | 0.30181 | 0.30552 | 0.30985 | 0.32253 | 0.30645 | 0.3182 | 0.30274 | 0.31325 | 0.31634 | 0.29377 | 0.31202 | 0.31016 | 0.30738 | 0.31882 | 0.30521 | 0.308 | 0.31913 | 0.30552 | 0.30274 | 0.30459 | 0.30769 | 0.29748 | 0.29655 | 0.30521 | 0.30769 | 0.30985 | 0.31665 | 0.32067 | 0.30305 | 0.31665 | 0.31202 | 0.31727 | 0.29965 | 0.30521 | 0.2981 | 0.32469 | 0.29903 | 0.31387 | 0.3083 | 0.31418 | 0.29408 | 0.31665 | 0.30645 | 0.31882 | 0.29748 | 0.29748 | 0.29377 | 0.31758 | 0.30954 | 0.3216 | 0.29377 | 0.30861 | 0.29841 | 0.30336 | 0.32408 | 0.32098 | 0.30212 | 0.30552 | 0.30676 | 0.29655 | 0.2981 | 0.29841 | 0.31758 | 0.32129 | 0.30985 | 0.30305 | 0.30026
BC_MTG_TSS | 268 | 230 | BC | 0 | 268 | 11098 | 0 | 0 | 0 | 0 | 0 | 0 | 0 | 0 | 0 | 0 | 0 | 0 | 0 | 0 | 0 | 0 | 0 | 0 | 0 | 0 | 0 | 0 | 0 | 0 | 0 | 0 | 0 | 0 | 0 | 0 | 0 | 0 | 0 | 0 | 0 | 0 | 0 | 0 | 0 | 0 | 0 | 0 | 0 | 0 | 0 | 0 | 0 | 0 | 0 | 0 | 0 | 0 | 0 | 0 | 0 | 0 | 0 | 0 | 0 | 0 | 0 | 0 | 0 | 0 | 0 | 0 | 0 | 0 | 0 | 0 | 0 | 0 | 0 | 0 | 0 | 0 | 0 | 0 | 0 | 0 | 0 | 0 | 0 | 0 | 0 | 0 | 0 | 0 | 0 | 0 | 0 | 0 | 0 | 0 | 0 | 0 | 0 | 0 | 0 | 0 | 0 | 0 | 0 | 0 | 0 | 0 | 0 | 0 | 0 | 0 | 0 | 0 | 0 | 0 | 0 | 0 | 0 | 0 | 0 | 0 | 0 | 0 | 0 | 0 | 0 | 0 | 0 | 0 | 0 | 0 | 0 | 0 | 0 | 0 | 0 | 0 | 0 | 0 | 0 | 0 | 0 | 0 | 0 | 0 | 0 | 0 | 0 | 0 | 0 | 0 | 0 | 0 | 0 | 0 | 0 | 0 | 0 | 0 | 0 | 0 | 0 | 0 | 0 | 0 | 0 | 0 | 0 | 0 | 0 | 0 | 0 | 0 | 0 | 0 | 0 | 0 | 0 | 0 | 0 | 0 | 0 | 0 | 0 | 0 | 0 | 0 | 0 | 0 | 0 | 0 | 0 | 0 | 0 | 0 | 0 | 0 | 0 | 0 | 0 | 0 | 0 | 0 | 0 | 0 | 0 | 0 | 0 | 0 | 0 | 0 | 0 | 0 | 0 | 0 | 0 | 0 | 0 | 0 | 0 | 0 | 0 | 0 | 0 | 0 | 0 | 0 | 0 | 0 | 0 | 0 | 0 | 0 | 0 | 0 | 0 | 0 | 0 | 0 | 0 | 0 | 0 | 0 | 0 | 0 | 0 | 0 | 0 | 0 | 0 | 0 | 0 | 0 | 0 | 0 | 0 | 0 | 0 | 0 | 0 | 0 | 0 | 0 | 0 | 0 | 0 | 0 | 0 | 0 | 0 | 0 | 0 | 0 | 0 | 0 | 0 | 0 | 0 | 0 | 0 | 0 | 0 | 0 | 0 | 0 | 0 | 0 | 0 | 0
BC_MUR_DSS | 269 | 230 | BC | 0.015035 | 269 | 11098 | 1.6686 | 1.8471 | 1.7804 | 1.7498 | 1.7444 | 1.7426 | 1.7931 | 1.8327 | 1.8543 | 1.7408 | 1.712 | 1.7822 | 1.8435 | 1.7462 | 1.8165 | 1.8327 | 1.7534 | 1.7372 | 1.8742 | 1.7696 | 1.7714 | 1.7732 | 1.7354 | 1.7498 | 1.7859 | 1.7408 | 1.7336 | 1.7895 | 1.8579 | 1.7877 | 1.7174 | 1.766 | 1.7372 | 1.8201 | 1.7444 | 1.8003 | 1.7606 | 1.7174 | 1.7714 | 1.876 | 1.7732 | 1.7552 | 1.8561 | 1.712 | 1.8345 | 1.7949 | 1.7714 | 1.8742 | 1.73 | 2.0339 | 1.8941 | 1.9217 | 1.9473 | 2.0182 | 1.9276 | 1.9315 | 1.9099 | 2.0398 | 2.0142 | 1.8941 | 1.8882 | 1.9197 | 1.9886 | 2.0201 | 2.026 | 2.0595 | 1.9158 | 1.9591 | 1.9217 | 2.0103 | 1.9729 | 1.9473 | 1.8843 | 1.9394 | 1.9453 | 1.9729 | 1.9433 | 1.8784 | 1.8803 | 1.8705 | 1.9473 | 2.0339 | 1.9059 | 1.9512 | 1.8862 | 1.9 | 1.9906 | 1.9315 | 1.9926 | 2.0556 | 2.0319 | 1.9866 | 2.0674 | 1.9551 | 1.9256 | 1.9079 | 1.8803 | 1.9522 | 2.0784 | 1.9903 | 1.9763 | 2.0343 | 2.0303 | 2.0223 | 2.0223 | 1.9462 | 2.0624 | 2.0624 | 2.0383 | 1.9202 | 2.0143 | 2.0804 | 2.0624 | 1.9663 | 1.9442 | 2.1004 | 1.9743 | 2.0664 | 2.0183 | 1.9262 | 2.0403 | 1.9362 | 2.0704 | 1.9502 | 1.9022 | 2.0464 | 1.9202 | 1.9362 | 2.1004 | 1.9623 | 1.9683 | 1.9643 | 1.9142 | 2.0464 | 1.9462 | 2.0243 | 1.9022 | 1.9302 | 2.0363 | 1.9803 | 2.0624 | 2.0363 | 2.0824 | 2.1024 | 1.9703 | 2.1671 | 2.1441 | 2.1879 | 2.1671 | 1.9919 | 2.0816 | 2.14 | 2.0649 | 2.1754 | 2.1775 | 1.9919 | 2.0962 | 2.1838 | 2.0962 | 2.1316 | 2.1379 | 2.1608 | 2.0211 | 2.1462 | 2.0857 | 2.0649 | 2.1066 | 2.0941 | 2.14 | 2.0565 | 2.0398 | 2.1838 | 2.1441 | 2.1003 | 1.996 | 2.1003 | 2.1775 | 2.0398 | 2.0753 | 2.0753 | 2.069 | 1.9877 | 2.1149 | 1.9835 | 1.9877 | 2.0378 | 2.1587 | 2.0461 | 2.1108 | 1.994 | 2.1379 | 2.1817 | 2.14 | 2.0237 | 2.0704 | 2.1191 | 2.0343 | 2.1064 | 2.0725 | 2.0619 | 2.1382 | 2.0682 | 2.1382 | 2.0852 | 2.1467 | 2.1191 | 2.1848 | 2.1 | 2.0725 | 2.0471 | 2.0237 | 2.1403 | 2.0174 | 2.0386 | 2.1742 | 2.0852 | 2.2251 | 2.0343 | 2.1572 | 2.1954 | 2.0471 | 2.0682 | 2.0937 | 2.1233 | 2.2102 | 2.1 | 2.1806 | 2.0746 | 2.1467 | 2.1678 | 2.0131 | 2.1382 | 2.1255 | 2.1064 | 2.1848 | 2.0916 | 2.1106 | 2.1869 | 2.0937 | 2.0746 | 2.0873 | 2.1085 | 2.0386 | 2.0322 | 2.0916 | 2.1085 | 2.1233 | 2.17 | 2.1975 | 2.0767 | 2.17 | 2.1382 | 2.1742 | 2.0534 | 2.0916 | 2.0428 | 2.2251 | 2.0492 | 2.1509 | 2.1127 | 2.153 | 2.0153 | 2.17 | 2.1 | 2.1848 | 2.0386 | 2.0386 | 2.0131 | 2.1763 | 2.1212 | 2.2039 | 2.0131 | 2.1149 | 2.0449 | 2.0788 | 2.2208 | 2.1996 | 2.0704 | 2.0937 | 2.1021 | 2.0322 | 2.0428 | 2.0449 | 2.1763 | 2.2017 | 2.1233 | 2.0767 | 2.0576
BC_NCT_TSS | 270 | 500 | BC | 0.010917 | 270 | 11098 | 1.2116 | 1.3412 | 1.2928 | 1.2705 | 1.2666 | 1.2653 | 1.302 | 1.3307 | 1.3464 | 1.264 | 1.2431 | 1.2941 | 1.3386 | 1.2679 | 1.319 | 1.3307 | 1.2732 | 1.2614 | 1.3608 | 1.2849 | 1.2862 | 1.2876 | 1.2601 | 1.2705 | 1.2967 | 1.264 | 1.2588 | 1.2993 | 1.3491 | 1.298 | 1.247 | 1.2823 | 1.2614 | 1.3216 | 1.2666 | 1.3072 | 1.2784 | 1.247 | 1.2862 | 1.3621 | 1.2876 | 1.2745 | 1.3477 | 1.2431 | 1.332 | 1.3033 | 1.2862 | 1.3608 | 1.2562 | 1.4768 | 1.3753 | 1.3953 | 1.4139 | 1.4654 | 1.3996 | 1.4025 | 1.3868 | 1.4811 | 1.4625 | 1.3753 | 1.371 | 1.3939 | 1.4439 | 1.4668 | 1.4711 | 1.4954 | 1.3911 | 1.4225 | 1.3953 | 1.4597 | 1.4325 | 1.4139 | 1.3682 | 1.4082 | 1.4125 | 1.4325 | 1.4111 | 1.3639 | 1.3653 | 1.3582 | 1.4139 | 1.4768 | 1.3839 | 1.4168 | 1.3696 | 1.3796 | 1.4454 | 1.4025 | 1.4468 | 1.4926 | 1.4754 | 1.4425 | 1.5011 | 1.4196 | 1.3982 | 1.3853 | 1.3653 | 1.4175 | 1.5091 | 1.4452 | 1.435 | 1.4771 | 1.4742 | 1.4684 | 1.4684 | 1.4132 | 1.4975 | 1.4975 | 1.4801 | 1.3943 | 1.4626 | 1.5106 | 1.4975 | 1.4277 | 1.4117 | 1.5251 | 1.4335 | 1.5004 | 1.4655 | 1.3986 | 1.4815 | 1.4059 | 1.5033 | 1.4161 | 1.3812 | 1.4859 | 1.3943 | 1.4059 | 1.5251 | 1.4248 | 1.4292 | 1.4263 | 1.3899 | 1.4859 | 1.4132 | 1.4699 | 1.3812 | 1.4015 | 1.4786 | 1.4379 | 1.4975 | 1.4786 | 1.512 | 1.5266 | 1.4306 | 1.5735 | 1.5569 | 1.5887 | 1.5735 | 1.4463 | 1.5114 | 1.5538 | 1.4993 | 1.5796 | 1.5811 | 1.4463 | 1.522 | 1.5856 | 1.522 | 1.5478 | 1.5523 | 1.569 | 1.4675 | 1.5584 | 1.5145 | 1.4993 | 1.5296 | 1.5205 | 1.5538 | 1.4933 | 1.4811 | 1.5856 | 1.5569 | 1.5251 | 1.4493 | 1.5251 | 1.5811 | 1.4811 | 1.5069 | 1.5069 | 1.5023 | 1.4433 | 1.5357 | 1.4403 | 1.4433 | 1.4796 | 1.5675 | 1.4857 | 1.5326 | 1.4478 | 1.5523 | 1.5841 | 1.5538 | 1.4695 | 1.5033 | 1.5387 | 1.4771 | 1.5295 | 1.5048 | 1.4971 | 1.5525 | 1.5018 | 1.5525 | 1.5141 | 1.5587 | 1.5387 | 1.5864 | 1.5248 | 1.5048 | 1.4864 | 1.4695 | 1.5541 | 1.4648 | 1.4802 | 1.5787 | 1.5141 | 1.6156 | 1.4771 | 1.5664 | 1.5941 | 1.4864 | 1.5018 | 1.5202 | 1.5418 | 1.6049 | 1.5248 | 1.5833 | 1.5064 | 1.5587 | 1.5741 | 1.4618 | 1.5525 | 1.5433 | 1.5295 | 1.5864 | 1.5187 | 1.5325 | 1.5879 | 1.5202 | 1.5064 | 1.5156 | 1.531 | 1.4802 | 1.4756 | 1.5187 | 1.531 | 1.5418 | 1.5756 | 1.5956 | 1.5079 | 1.5756 | 1.5525 | 1.5787 | 1.491 | 1.5187 | 1.4833 | 1.6156 | 1.4879 | 1.5618 | 1.5341 | 1.5633 | 1.4633 | 1.5756 | 1.5248 | 1.5864 | 1.4802 | 1.4802 | 1.4618 | 1.5802 | 1.5402 | 1.6002 | 1.4618 | 1.5356 | 1.4848 | 1.5095 | 1.6125 | 1.5972 | 1.5033 | 1.5202 | 1.5264 | 1.4756 | 1.4833 | 1.4848 | 1.5802 | 1.5987 | 1.5418 | 1.5079 | 1.4941
BC_NEL_DSS | 271 | 230 | BC | 0.015035 | 271 | 11098 | 1.6686 | 1.8471 | 1.7804 | 1.7498 | 1.7444 | 1.7426 | 1.7931 | 1.8327 | 1.8543 | 1.7408 | 1.712 | 1.7822 | 1.8435 | 1.7462 | 1.8165 | 1.8327 | 1.7534 | 1.7372 | 1.8742 | 1.7696 | 1.7714 | 1.7732 | 1.7354 | 1.7498 | 1.7859 | 1.7408 | 1.7336 | 1.7895 | 1.8579 | 1.7877 | 1.7174 | 1.766 | 1.7372 | 1.8201 | 1.7444 | 1.8003 | 1.7606 | 1.7174 | 1.7714 | 1.876 | 1.7732 | 1.7552 | 1.8561 | 1.712 | 1.8345 | 1.7949 | 1.7714 | 1.8742 | 1.73 | 2.0339 | 1.8941 | 1.9217 | 1.9473 | 2.0182 | 1.9276 | 1.9315 | 1.9099 | 2.0398 | 2.0142 | 1.8941 | 1.8882 | 1.9197 | 1.9886 | 2.0201 | 2.026 | 2.0595 | 1.9158 | 1.9591 | 1.9217 | 2.0103 | 1.9729 | 1.9473 | 1.8843 | 1.9394 | 1.9453 | 1.9729 | 1.9433 | 1.8784 | 1.8803 | 1.8705 | 1.9473 | 2.0339 | 1.9059 | 1.9512 | 1.8862 | 1.9 | 1.9906 | 1.9315 | 1.9926 | 2.0556 | 2.0319 | 1.9866 | 2.0674 | 1.9551 | 1.9256 | 1.9079 | 1.8803 | 1.9522 | 2.0784 | 1.9903 | 1.9763 | 2.0343 | 2.0303 | 2.0223 | 2.0223 | 1.9462 | 2.0624 | 2.0624 | 2.0383 | 1.9202 | 2.0143 | 2.0804 | 2.0624 | 1.9663 | 1.9442 | 2.1004 | 1.9743 | 2.0664 | 2.0183 | 1.9262 | 2.0403 | 1.9362 | 2.0704 | 1.9502 | 1.9022 | 2.0464 | 1.9202 | 1.9362 | 2.1004 | 1.9623 | 1.9683 | 1.9643 | 1.9142 | 2.0464 | 1.9462 | 2.0243 | 1.9022 | 1.9302 | 2.0363 | 1.9803 | 2.0624 | 2.0363 | 2.0824 | 2.1024 | 1.9703 | 2.1671 | 2.1441 | 2.1879 | 2.1671 | 1.9919 | 2.0816 | 2.14 | 2.0649 | 2.1754 | 2.1775 | 1.9919 | 2.0962 | 2.1838 | 2.0962 | 2.1316 | 2.1379 | 2.1608 | 2.0211 | 2.1462 | 2.0857 | 2.0649 | 2.1066 | 2.0941 | 2.14 | 2.0565 | 2.0398 | 2.1838 | 2.1441 | 2.1003 | 1.996 | 2.1003 | 2.1775 | 2.0398 | 2.0753 | 2.0753 | 2.069 | 1.9877 | 2.1149 | 1.9835 | 1.9877 | 2.0378 | 2.1587 | 2.0461 | 2.1108 | 1.994 | 2.1379 | 2.1817 | 2.14 | 2.0237 | 2.0704 | 2.1191 | 2.0343 | 2.1064 | 2.0725 | 2.0619 | 2.1382 | 2.0682 | 2.1382 | 2.0852 | 2.1467 | 2.1191 | 2.1848 | 2.1 | 2.0725 | 2.0471 | 2.0237 | 2.1403 | 2.0174 | 2.0386 | 2.1742 | 2.0852 | 2.2251 | 2.0343 | 2.1572 | 2.1954 | 2.0471 | 2.0682 | 2.0937 | 2.1233 | 2.2102 | 2.1 | 2.1806 | 2.0746 | 2.1467 | 2.1678 | 2.0131 | 2.1382 | 2.1255 | 2.1064 | 2.1848 | 2.0916 | 2.1106 | 2.1869 | 2.0937 | 2.0746 | 2.0873 | 2.1085 | 2.0386 | 2.0322 | 2.0916 | 2.1085 | 2.1233 | 2.17 | 2.1975 | 2.0767 | 2.17 | 2.1382 | 2.1742 | 2.0534 | 2.0916 | 2.0428 | 2.2251 | 2.0492 | 2.1509 | 2.1127 | 2.153 | 2.0153 | 2.17 | 2.1 | 2.1848 | 2.0386 | 2.0386 | 2.0131 | 2.1763 | 2.1212 | 2.2039 | 2.0131 | 2.1149 | 2.0449 | 2.0788 | 2.2208 | 2.1996 | 2.0704 | 2.0937 | 2.1021 | 2.0322 | 2.0428 | 2.0449 | 2.1763 | 2.2017 | 2.1233 | 2.0767 | 2.0576
BC_NIC_TSS | 272 | 230 | BC | 0.004691 | 272 | 11098 | 0.52061 | 0.57631 | 0.55551 | 0.54595 | 0.54426 | 0.5437 | 0.55944 | 0.57181 | 0.57856 | 0.54314 | 0.53414 | 0.55607 | 0.57519 | 0.54483 | 0.56675 | 0.57181 | 0.54707 | 0.54201 | 0.58475 | 0.55214 | 0.5527 | 0.55326 | 0.54145 | 0.54595 | 0.5572 | 0.54314 | 0.54089 | 0.55832 | 0.57969 | 0.55776 | 0.53583 | 0.55101 | 0.54201 | 0.56788 | 0.54426 | 0.56169 | 0.54932 | 0.53583 | 0.5527 | 0.58531 | 0.55326 | 0.54764 | 0.57912 | 0.53414 | 0.57238 | 0.56001 | 0.5527 | 0.58475 | 0.53977 | 0.63459 | 0.59097 | 0.59957 | 0.60756 | 0.62967 | 0.60142 | 0.60264 | 0.59589 | 0.63643 | 0.62845 | 0.59097 | 0.58913 | 0.59896 | 0.62046 | 0.63029 | 0.63213 | 0.64258 | 0.59773 | 0.61124 | 0.59957 | 0.62722 | 0.61555 | 0.60756 | 0.5879 | 0.6051 | 0.60694 | 0.61555 | 0.60633 | 0.58606 | 0.58667 | 0.5836 | 0.60756 | 0.63459 | 0.59466 | 0.60879 | 0.58852 | 0.59282 | 0.62107 | 0.60264 | 0.62169 | 0.64135 | 0.63397 | 0.61985 | 0.64503 | 0.61002 | 0.6008 | 0.59527 | 0.58667 | 0.60911 | 0.64847 | 0.62098 | 0.61661 | 0.63472 | 0.63347 | 0.63098 | 0.63098 | 0.60724 | 0.64347 | 0.64347 | 0.63597 | 0.59911 | 0.62848 | 0.64909 | 0.64347 | 0.61348 | 0.60661 | 0.65534 | 0.61598 | 0.64472 | 0.62973 | 0.60099 | 0.6366 | 0.60411 | 0.64597 | 0.60849 | 0.59349 | 0.63847 | 0.59911 | 0.60411 | 0.65534 | 0.61223 | 0.61411 | 0.61286 | 0.59724 | 0.63847 | 0.60724 | 0.6316 | 0.59349 | 0.60224 | 0.63535 | 0.61786 | 0.64347 | 0.63535 | 0.64972 | 0.65597 | 0.61473 | 0.67614 | 0.66898 | 0.68265 | 0.67614 | 0.62147 | 0.64946 | 0.66768 | 0.64425 | 0.67874 | 0.67939 | 0.62147 | 0.65401 | 0.68134 | 0.65401 | 0.66508 | 0.66703 | 0.67419 | 0.63059 | 0.66963 | 0.65076 | 0.64425 | 0.65727 | 0.65336 | 0.66768 | 0.64165 | 0.63644 | 0.68134 | 0.66898 | 0.65531 | 0.62278 | 0.65531 | 0.67939 | 0.63644 | 0.64751 | 0.64751 | 0.64555 | 0.62017 | 0.65987 | 0.61887 | 0.62017 | 0.63579 | 0.67354 | 0.63839 | 0.65857 | 0.62213 | 0.66703 | 0.68069 | 0.66768 | 0.63142 | 0.64596 | 0.66117 | 0.63472 | 0.6572 | 0.64663 | 0.64332 | 0.66712 | 0.6453 | 0.66712 | 0.65059 | 0.66977 | 0.66117 | 0.68167 | 0.65522 | 0.64663 | 0.63869 | 0.63142 | 0.66778 | 0.62943 | 0.63605 | 0.67836 | 0.65059 | 0.69423 | 0.63472 | 0.67307 | 0.68497 | 0.63869 | 0.6453 | 0.65324 | 0.66249 | 0.6896 | 0.65522 | 0.68035 | 0.64729 | 0.66977 | 0.67638 | 0.62811 | 0.66712 | 0.66315 | 0.6572 | 0.68167 | 0.65258 | 0.65853 | 0.68233 | 0.65324 | 0.64729 | 0.65125 | 0.65787 | 0.63605 | 0.63406 | 0.65258 | 0.65787 | 0.66249 | 0.67704 | 0.68563 | 0.64795 | 0.67704 | 0.66712 | 0.67836 | 0.64067 | 0.65258 | 0.63737 | 0.69423 | 0.63935 | 0.67109 | 0.65919 | 0.67175 | 0.62877 | 0.67704 | 0.65522 | 0.68167 | 0.63605 | 0.63605 | 0.62811 | 0.67902 | 0.66183 | 0.68762 | 0.62811 | 0.65985 | 0.63803 | 0.64861 | 0.69291 | 0.6863 | 0.64596 | 0.65324 | 0.65588 | 0.63406 | 0.63737 | 0.63803 | 0.67902 | 0.68696 | 0.66249 | 0.64795 | 0.642
BC_NLY_DSS | 273 | 230 | BC | 0.003363 | 273 | 11098 | 0.37323 | 0.41316 | 0.39825 | 0.39139 | 0.39019 | 0.38978 | 0.40107 | 0.40994 | 0.41477 | 0.38938 | 0.38293 | 0.39865 | 0.41235 | 0.39059 | 0.40631 | 0.40994 | 0.3922 | 0.38857 | 0.41921 | 0.39583 | 0.39623 | 0.39663 | 0.38817 | 0.39139 | 0.39946 | 0.38938 | 0.38777 | 0.40026 | 0.41558 | 0.39986 | 0.38414 | 0.39502 | 0.38857 | 0.40711 | 0.39019 | 0.40268 | 0.39381 | 0.38414 | 0.39623 | 0.41961 | 0.39663 | 0.3926 | 0.41518 | 0.38293 | 0.41034 | 0.40147 | 0.39623 | 0.41921 | 0.38696 | 0.45494 | 0.42367 | 0.42984 | 0.43556 | 0.45142 | 0.43116 | 0.43204 | 0.42719 | 0.45626 | 0.45054 | 0.42367 | 0.42235 | 0.4294 | 0.44481 | 0.45186 | 0.45318 | 0.46067 | 0.42852 | 0.4382 | 0.42984 | 0.44965 | 0.44129 | 0.43556 | 0.42147 | 0.4338 | 0.43512 | 0.44129 | 0.43468 | 0.42015 | 0.42059 | 0.41839 | 0.43556 | 0.45494 | 0.42631 | 0.43644 | 0.42191 | 0.42499 | 0.44525 | 0.43204 | 0.44569 | 0.45978 | 0.4545 | 0.44437 | 0.46243 | 0.43732 | 0.43072 | 0.42675 | 0.42059 | 0.43667 | 0.46489 | 0.44518 | 0.44205 | 0.45504 | 0.45414 | 0.45235 | 0.45235 | 0.43533 | 0.46131 | 0.46131 | 0.45593 | 0.42951 | 0.45056 | 0.46534 | 0.46131 | 0.43981 | 0.43488 | 0.46982 | 0.4416 | 0.4622 | 0.45145 | 0.43085 | 0.45638 | 0.43309 | 0.4631 | 0.43623 | 0.42548 | 0.45772 | 0.42951 | 0.43309 | 0.46982 | 0.43891 | 0.44026 | 0.43936 | 0.42816 | 0.45772 | 0.43533 | 0.4528 | 0.42548 | 0.43175 | 0.45548 | 0.44294 | 0.46131 | 0.45548 | 0.46579 | 0.47026 | 0.4407 | 0.48473 | 0.4796 | 0.48939 | 0.48473 | 0.44554 | 0.4656 | 0.47866 | 0.46187 | 0.48659 | 0.48706 | 0.44554 | 0.46886 | 0.48846 | 0.46886 | 0.4768 | 0.4782 | 0.48333 | 0.45207 | 0.48006 | 0.46653 | 0.46187 | 0.4712 | 0.4684 | 0.47866 | 0.46 | 0.45627 | 0.48846 | 0.4796 | 0.4698 | 0.44647 | 0.4698 | 0.48706 | 0.45627 | 0.4642 | 0.4642 | 0.4628 | 0.44461 | 0.47306 | 0.44367 | 0.44461 | 0.4558 | 0.48286 | 0.45767 | 0.47213 | 0.446 | 0.4782 | 0.48799 | 0.47866 | 0.45267 | 0.46309 | 0.474 | 0.45504 | 0.47115 | 0.46357 | 0.4612 | 0.47826 | 0.46262 | 0.47826 | 0.46641 | 0.48016 | 0.474 | 0.48869 | 0.46973 | 0.46357 | 0.45788 | 0.45267 | 0.47874 | 0.45124 | 0.45598 | 0.48632 | 0.46641 | 0.4977 | 0.45504 | 0.48253 | 0.49106 | 0.45788 | 0.46262 | 0.46831 | 0.47494 | 0.49438 | 0.46973 | 0.48774 | 0.46404 | 0.48016 | 0.4849 | 0.4503 | 0.47826 | 0.47542 | 0.47115 | 0.48869 | 0.46783 | 0.4721 | 0.48916 | 0.46831 | 0.46404 | 0.46689 | 0.47163 | 0.45598 | 0.45456 | 0.46783 | 0.47163 | 0.47494 | 0.48537 | 0.49153 | 0.46452 | 0.48537 | 0.47826 | 0.48632 | 0.4593 | 0.46783 | 0.45693 | 0.4977 | 0.45835 | 0.48111 | 0.47257 | 0.48158 | 0.45077 | 0.48537 | 0.46973 | 0.48869 | 0.45598 | 0.45598 | 0.4503 | 0.48679 | 0.47447 | 0.49296 | 0.4503 | 0.47305 | 0.45741 | 0.46499 | 0.49675 | 0.49201 | 0.46309 | 0.46831 | 0.4702 | 0.45456 | 0.45693 | 0.45741 | 0.48679 | 0.49248 | 0.47494 | 0.46452 | 0.46025
BC_NTL_DSS | 274 | 138 | BC | 0.002061 | 274 | 11098 | 0.22873 | 0.2532 | 0.24406 | 0.23986 | 0.23912 | 0.23888 | 0.24579 | 0.25123 | 0.25419 | 0.23863 | 0.23468 | 0.24431 | 0.25271 | 0.23937 | 0.249 | 0.25123 | 0.24036 | 0.23814 | 0.25691 | 0.24258 | 0.24283 | 0.24308 | 0.23789 | 0.23986 | 0.2448 | 0.23863 | 0.23764 | 0.2453 | 0.25469 | 0.24505 | 0.23542 | 0.24209 | 0.23814 | 0.2495 | 0.23912 | 0.24678 | 0.24135 | 0.23542 | 0.24283 | 0.25716 | 0.24308 | 0.24061 | 0.25444 | 0.23468 | 0.25147 | 0.24604 | 0.24283 | 0.25691 | 0.23715 | 0.27881 | 0.25964 | 0.26342 | 0.26693 | 0.27665 | 0.26423 | 0.26477 | 0.2618 | 0.27962 | 0.27611 | 0.25964 | 0.25884 | 0.26315 | 0.2726 | 0.27692 | 0.27773 | 0.28232 | 0.26261 | 0.26855 | 0.26342 | 0.27557 | 0.27044 | 0.26693 | 0.2583 | 0.26585 | 0.26666 | 0.27044 | 0.26639 | 0.25749 | 0.25776 | 0.25641 | 0.26693 | 0.27881 | 0.26126 | 0.26747 | 0.25857 | 0.26045 | 0.27287 | 0.26477 | 0.27314 | 0.28178 | 0.27854 | 0.27233 | 0.2834 | 0.26801 | 0.26396 | 0.26153 | 0.25776 | 0.26761 | 0.28491 | 0.27283 | 0.27091 | 0.27887 | 0.27832 | 0.27722 | 0.27722 | 0.26679 | 0.28271 | 0.28271 | 0.27942 | 0.26322 | 0.27612 | 0.28518 | 0.28271 | 0.26954 | 0.26652 | 0.28793 | 0.27063 | 0.28326 | 0.27667 | 0.26405 | 0.27969 | 0.26542 | 0.28381 | 0.26734 | 0.26075 | 0.28051 | 0.26322 | 0.26542 | 0.28793 | 0.26899 | 0.26981 | 0.26926 | 0.2624 | 0.28051 | 0.26679 | 0.27749 | 0.26075 | 0.26459 | 0.27914 | 0.27146 | 0.28271 | 0.27914 | 0.28545 | 0.2882 | 0.27008 | 0.29706 | 0.29392 | 0.29992 | 0.29706 | 0.27305 | 0.28534 | 0.29335 | 0.28305 | 0.29821 | 0.29849 | 0.27305 | 0.28734 | 0.29935 | 0.28734 | 0.2922 | 0.29306 | 0.29621 | 0.27705 | 0.2942 | 0.28591 | 0.28305 | 0.28877 | 0.28706 | 0.29335 | 0.28191 | 0.27962 | 0.29935 | 0.29392 | 0.28791 | 0.27362 | 0.28791 | 0.29849 | 0.27962 | 0.28448 | 0.28448 | 0.28362 | 0.27247 | 0.28991 | 0.2719 | 0.27247 | 0.27934 | 0.29592 | 0.28048 | 0.28934 | 0.27333 | 0.29306 | 0.29906 | 0.29335 | 0.27741 | 0.28381 | 0.29049 | 0.27887 | 0.28874 | 0.2841 | 0.28264 | 0.2931 | 0.28352 | 0.2931 | 0.28584 | 0.29426 | 0.29049 | 0.29949 | 0.28787 | 0.2841 | 0.28061 | 0.27741 | 0.29339 | 0.27654 | 0.27945 | 0.29804 | 0.28584 | 0.30501 | 0.27887 | 0.29572 | 0.30094 | 0.28061 | 0.28352 | 0.287 | 0.29107 | 0.30298 | 0.28787 | 0.29891 | 0.28439 | 0.29426 | 0.29717 | 0.27596 | 0.2931 | 0.29136 | 0.28874 | 0.29949 | 0.28671 | 0.28932 | 0.29978 | 0.287 | 0.28439 | 0.28613 | 0.28903 | 0.27945 | 0.27858 | 0.28671 | 0.28903 | 0.29107 | 0.29746 | 0.30123 | 0.28468 | 0.29746 | 0.2931 | 0.29804 | 0.28148 | 0.28671 | 0.28003 | 0.30501 | 0.2809 | 0.29484 | 0.28962 | 0.29513 | 0.27625 | 0.29746 | 0.28787 | 0.29949 | 0.27945 | 0.27945 | 0.27596 | 0.29833 | 0.29078 | 0.30211 | 0.27596 | 0.28991 | 0.28032 | 0.28497 | 0.30443 | 0.30153 | 0.28381 | 0.287 | 0.28816 | 0.27858 | 0.28003 | 0.28032 | 0.29833 | 0.30182 | 0.29107 | 0.28468 | 0.28206
BC_PCN_GSS | 275 | 500 | BC | 0.007264 | 275 | 11098 | 0.80616 | 0.89242 | 0.8602 | 0.8454 | 0.84279 | 0.84192 | 0.8663 | 0.88545 | 0.8959 | 0.84105 | 0.82712 | 0.86107 | 0.89068 | 0.84366 | 0.87762 | 0.88545 | 0.84714 | 0.83931 | 0.90548 | 0.85498 | 0.85585 | 0.85672 | 0.83844 | 0.8454 | 0.86282 | 0.84105 | 0.83757 | 0.86456 | 0.89764 | 0.86369 | 0.82973 | 0.85324 | 0.83931 | 0.87936 | 0.84279 | 0.86978 | 0.85063 | 0.82973 | 0.85585 | 0.90635 | 0.85672 | 0.84801 | 0.89677 | 0.82712 | 0.88632 | 0.86717 | 0.85585 | 0.90548 | 0.83583 | 0.98266 | 0.91512 | 0.92844 | 0.9408 | 0.97505 | 0.93129 | 0.93319 | 0.92273 | 0.98551 | 0.97315 | 0.91512 | 0.91227 | 0.92749 | 0.96078 | 0.976 | 0.97885 | 0.99503 | 0.92558 | 0.94651 | 0.92844 | 0.97124 | 0.95317 | 0.9408 | 0.91036 | 0.937 | 0.93985 | 0.95317 | 0.9389 | 0.90751 | 0.90846 | 0.9037 | 0.9408 | 0.98266 | 0.92083 | 0.94271 | 0.91131 | 0.91797 | 0.96173 | 0.93319 | 0.96268 | 0.99312 | 0.98171 | 0.95983 | 0.99883 | 0.94461 | 0.93034 | 0.92178 | 0.90846 | 0.94321 | 1.0042 | 0.96159 | 0.95481 | 0.98287 | 0.98093 | 0.97706 | 0.97706 | 0.9403 | 0.99641 | 0.99641 | 0.9848 | 0.92773 | 0.97319 | 1.0051 | 0.99641 | 0.94998 | 0.93934 | 1.0148 | 0.95385 | 0.99835 | 0.97513 | 0.93063 | 0.98577 | 0.93547 | 1.0003 | 0.94224 | 0.91902 | 0.98867 | 0.92773 | 0.93547 | 1.0148 | 0.94804 | 0.95094 | 0.94901 | 0.92483 | 0.98867 | 0.9403 | 0.97803 | 0.91902 | 0.93256 | 0.98384 | 0.95675 | 0.99641 | 0.98384 | 1.0061 | 1.0158 | 0.95191 | 1.047 | 1.0359 | 1.0571 | 1.047 | 0.96235 | 1.0057 | 1.0339 | 0.99762 | 1.051 | 1.052 | 0.96235 | 1.0127 | 1.0551 | 1.0127 | 1.0299 | 1.0329 | 1.044 | 0.97646 | 1.0369 | 1.0077 | 0.99762 | 1.0178 | 1.0117 | 1.0339 | 0.99359 | 0.98553 | 1.0551 | 1.0359 | 1.0148 | 0.96437 | 1.0148 | 1.052 | 0.98553 | 1.0027 | 1.0027 | 0.99964 | 0.96034 | 1.0218 | 0.95832 | 0.96034 | 0.98452 | 1.043 | 0.98855 | 1.0198 | 0.96336 | 1.0329 | 1.0541 | 1.0339 | 0.97775 | 1.0003 | 1.0238 | 0.98287 | 1.0177 | 1.0013 | 0.99618 | 1.033 | 0.99925 | 1.033 | 1.0074 | 1.0371 | 1.0238 | 1.0556 | 1.0146 | 1.0013 | 0.98901 | 0.97775 | 1.0341 | 0.97468 | 0.98492 | 1.0504 | 1.0074 | 1.075 | 0.98287 | 1.0423 | 1.0607 | 0.98901 | 0.99925 | 1.0115 | 1.0259 | 1.0678 | 1.0146 | 1.0535 | 1.0023 | 1.0371 | 1.0474 | 0.97263 | 1.033 | 1.0269 | 1.0177 | 1.0556 | 1.0105 | 1.0197 | 1.0566 | 1.0115 | 1.0023 | 1.0085 | 1.0187 | 0.98492 | 0.98184 | 1.0105 | 1.0187 | 1.0259 | 1.0484 | 1.0617 | 1.0033 | 1.0484 | 1.033 | 1.0504 | 0.99208 | 1.0105 | 0.98696 | 1.075 | 0.99004 | 1.0392 | 1.0208 | 1.0402 | 0.97365 | 1.0484 | 1.0146 | 1.0556 | 0.98492 | 0.98492 | 0.97263 | 1.0515 | 1.0248 | 1.0648 | 0.97263 | 1.0218 | 0.98799 | 1.0044 | 1.073 | 1.0627 | 1.0003 | 1.0115 | 1.0156 | 0.98184 | 0.98696 | 0.98799 | 1.0515 | 1.0638 | 1.0259 | 1.0033 | 0.99413
BC_PEM_DSS | 276 | 230 | BC | 0.003087 | 276 | 11098 | 0.3426 | 0.37925 | 0.36556 | 0.35927 | 0.35816 | 0.35779 | 0.36815 | 0.37629 | 0.38073 | 0.35742 | 0.3515 | 0.36593 | 0.37851 | 0.35853 | 0.37296 | 0.37629 | 0.36001 | 0.35668 | 0.3848 | 0.36334 | 0.36371 | 0.36408 | 0.35631 | 0.35927 | 0.36667 | 0.35742 | 0.35594 | 0.36741 | 0.38147 | 0.36704 | 0.35261 | 0.3626 | 0.35668 | 0.3737 | 0.35816 | 0.36963 | 0.36149 | 0.35261 | 0.36371 | 0.38517 | 0.36408 | 0.36038 | 0.3811 | 0.3515 | 0.37666 | 0.36852 | 0.36371 | 0.3848 | 0.3552 | 0.4176 | 0.3889 | 0.39456 | 0.39982 | 0.41437 | 0.39577 | 0.39658 | 0.39213 | 0.41882 | 0.41356 | 0.3889 | 0.38769 | 0.39416 | 0.40831 | 0.41477 | 0.41599 | 0.42286 | 0.39335 | 0.40224 | 0.39456 | 0.41275 | 0.40507 | 0.39982 | 0.38688 | 0.3982 | 0.39941 | 0.40507 | 0.39901 | 0.38567 | 0.38607 | 0.38405 | 0.39982 | 0.4176 | 0.39133 | 0.40062 | 0.38728 | 0.39011 | 0.40871 | 0.39658 | 0.40911 | 0.42205 | 0.4172 | 0.4079 | 0.42448 | 0.40143 | 0.39537 | 0.39173 | 0.38607 | 0.40084 | 0.42674 | 0.40865 | 0.40577 | 0.41769 | 0.41687 | 0.41523 | 0.41523 | 0.3996 | 0.42345 | 0.42345 | 0.41851 | 0.39426 | 0.41358 | 0.42715 | 0.42345 | 0.40371 | 0.39919 | 0.43126 | 0.40536 | 0.42427 | 0.4144 | 0.39549 | 0.41893 | 0.39755 | 0.42509 | 0.40043 | 0.39056 | 0.42016 | 0.39426 | 0.39755 | 0.43126 | 0.40289 | 0.40413 | 0.4033 | 0.39303 | 0.42016 | 0.3996 | 0.41564 | 0.39056 | 0.39631 | 0.4181 | 0.40659 | 0.42345 | 0.4181 | 0.42756 | 0.43167 | 0.40454 | 0.44495 | 0.44023 | 0.44923 | 0.44495 | 0.40897 | 0.42739 | 0.43938 | 0.42396 | 0.44666 | 0.44709 | 0.40897 | 0.43039 | 0.44837 | 0.43039 | 0.43767 | 0.43895 | 0.44366 | 0.41497 | 0.44066 | 0.42824 | 0.42396 | 0.43253 | 0.42996 | 0.43938 | 0.42225 | 0.41882 | 0.44837 | 0.44023 | 0.43124 | 0.40983 | 0.43124 | 0.44709 | 0.41882 | 0.4261 | 0.4261 | 0.42482 | 0.40812 | 0.43424 | 0.40726 | 0.40812 | 0.41839 | 0.44323 | 0.42011 | 0.43338 | 0.4094 | 0.43895 | 0.44794 | 0.43938 | 0.41552 | 0.42509 | 0.4351 | 0.41769 | 0.43249 | 0.42552 | 0.42335 | 0.43901 | 0.42465 | 0.43901 | 0.42813 | 0.44075 | 0.4351 | 0.44858 | 0.43118 | 0.42552 | 0.4203 | 0.41552 | 0.43945 | 0.41421 | 0.41856 | 0.44641 | 0.42813 | 0.45685 | 0.41769 | 0.44293 | 0.45076 | 0.4203 | 0.42465 | 0.42987 | 0.43597 | 0.45381 | 0.43118 | 0.44771 | 0.42596 | 0.44075 | 0.4451 | 0.41334 | 0.43901 | 0.4364 | 0.43249 | 0.44858 | 0.42944 | 0.43336 | 0.44902 | 0.42987 | 0.42596 | 0.42857 | 0.43292 | 0.41856 | 0.41726 | 0.42944 | 0.43292 | 0.43597 | 0.44554 | 0.45119 | 0.42639 | 0.44554 | 0.43901 | 0.44641 | 0.42161 | 0.42944 | 0.41943 | 0.45685 | 0.42074 | 0.44162 | 0.43379 | 0.44206 | 0.41378 | 0.44554 | 0.43118 | 0.44858 | 0.41856 | 0.41856 | 0.41334 | 0.44684 | 0.43553 | 0.4525 | 0.41334 | 0.43423 | 0.41987 | 0.42683 | 0.45598 | 0.45163 | 0.42509 | 0.42987 | 0.43162 | 0.41726 | 0.41943 | 0.41987 | 0.44684 | 0.45206 | 0.43597 | 0.42639 | 0.42248
BC_PEM_JCT | 277 | 230 | BC | 0.003087 | 277 | 11098 | 0.3426 | 0.37925 | 0.36556 | 0.35927 | 0.35816 | 0.35779 | 0.36815 | 0.37629 | 0.38073 | 0.35742 | 0.3515 | 0.36593 | 0.37851 | 0.35853 | 0.37296 | 0.37629 | 0.36001 | 0.35668 | 0.3848 | 0.36334 | 0.36371 | 0.36408 | 0.35631 | 0.35927 | 0.36667 | 0.35742 | 0.35594 | 0.36741 | 0.38147 | 0.36704 | 0.35261 | 0.3626 | 0.35668 | 0.3737 | 0.35816 | 0.36963 | 0.36149 | 0.35261 | 0.36371 | 0.38517 | 0.36408 | 0.36038 | 0.3811 | 0.3515 | 0.37666 | 0.36852 | 0.36371 | 0.3848 | 0.3552 | 0.4176 | 0.3889 | 0.39456 | 0.39982 | 0.41437 | 0.39577 | 0.39658 | 0.39213 | 0.41882 | 0.41356 | 0.3889 | 0.38769 | 0.39416 | 0.40831 | 0.41477 | 0.41599 | 0.42286 | 0.39335 | 0.40224 | 0.39456 | 0.41275 | 0.40507 | 0.39982 | 0.38688 | 0.3982 | 0.39941 | 0.40507 | 0.39901 | 0.38567 | 0.38607 | 0.38405 | 0.39982 | 0.4176 | 0.39133 | 0.40062 | 0.38728 | 0.39011 | 0.40871 | 0.39658 | 0.40911 | 0.42205 | 0.4172 | 0.4079 | 0.42448 | 0.40143 | 0.39537 | 0.39173 | 0.38607 | 0.40084 | 0.42674 | 0.40865 | 0.40577 | 0.41769 | 0.41687 | 0.41523 | 0.41523 | 0.3996 | 0.42345 | 0.42345 | 0.41851 | 0.39426 | 0.41358 | 0.42715 | 0.42345 | 0.40371 | 0.39919 | 0.43126 | 0.40536 | 0.42427 | 0.4144 | 0.39549 | 0.41893 | 0.39755 | 0.42509 | 0.40043 | 0.39056 | 0.42016 | 0.39426 | 0.39755 | 0.43126 | 0.40289 | 0.40413 | 0.4033 | 0.39303 | 0.42016 | 0.3996 | 0.41564 | 0.39056 | 0.39631 | 0.4181 | 0.40659 | 0.42345 | 0.4181 | 0.42756 | 0.43167 | 0.40454 | 0.44495 | 0.44023 | 0.44923 | 0.44495 | 0.40897 | 0.42739 | 0.43938 | 0.42396 | 0.44666 | 0.44709 | 0.40897 | 0.43039 | 0.44837 | 0.43039 | 0.43767 | 0.43895 | 0.44366 | 0.41497 | 0.44066 | 0.42824 | 0.42396 | 0.43253 | 0.42996 | 0.43938 | 0.42225 | 0.41882 | 0.44837 | 0.44023 | 0.43124 | 0.40983 | 0.43124 | 0.44709 | 0.41882 | 0.4261 | 0.4261 | 0.42482 | 0.40812 | 0.43424 | 0.40726 | 0.40812 | 0.41839 | 0.44323 | 0.42011 | 0.43338 | 0.4094 | 0.43895 | 0.44794 | 0.43938 | 0.41552 | 0.42509 | 0.4351 | 0.41769 | 0.43249 | 0.42552 | 0.42335 | 0.43901 | 0.42465 | 0.43901 | 0.42813 | 0.44075 | 0.4351 | 0.44858 | 0.43118 | 0.42552 | 0.4203 | 0.41552 | 0.43945 | 0.41421 | 0.41856 | 0.44641 | 0.42813 | 0.45685 | 0.41769 | 0.44293 | 0.45076 | 0.4203 | 0.42465 | 0.42987 | 0.43597 | 0.45381 | 0.43118 | 0.44771 | 0.42596 | 0.44075 | 0.4451 | 0.41334 | 0.43901 | 0.4364 | 0.43249 | 0.44858 | 0.42944 | 0.43336 | 0.44902 | 0.42987 | 0.42596 | 0.42857 | 0.43292 | 0.41856 | 0.41726 | 0.42944 | 0.43292 | 0.43597 | 0.44554 | 0.45119 | 0.42639 | 0.44554 | 0.43901 | 0.44641 | 0.42161 | 0.42944 | 0.41943 | 0.45685 | 0.42074 | 0.44162 | 0.43379 | 0.44206 | 0.41378 | 0.44554 | 0.43118 | 0.44858 | 0.41856 | 0.41856 | 0.41334 | 0.44684 | 0.43553 | 0.4525 | 0.41334 | 0.43423 | 0.41987 | 0.42683 | 0.45598 | 0.45163 | 0.42509 | 0.42987 | 0.43162 | 0.41726 | 0.41943 | 0.41987 | 0.44684 | 0.45206 | 0.43597 | 0.42639 | 0.42248
BC_PIK_DSS | 278 | 230 | BC | 0.007173 | 278 | 11098 | 0.79606 | 0.88124 | 0.84943 | 0.83481 | 0.83223 | 0.83137 | 0.85545 | 0.87436 | 0.88468 | 0.83051 | 0.81676 | 0.85029 | 0.87952 | 0.83309 | 0.86662 | 0.87436 | 0.83653 | 0.82879 | 0.89413 | 0.84427 | 0.84513 | 0.84599 | 0.82793 | 0.83481 | 0.85201 | 0.83051 | 0.82707 | 0.85373 | 0.8864 | 0.85287 | 0.81934 | 0.84255 | 0.82879 | 0.86834 | 0.83223 | 0.85888 | 0.83997 | 0.81934 | 0.84513 | 0.89499 | 0.84599 | 0.83739 | 0.88554 | 0.81676 | 0.87522 | 0.85631 | 0.84513 | 0.89413 | 0.82535 | 0.97035 | 0.90365 | 0.91681 | 0.92902 | 0.96283 | 0.91962 | 0.9215 | 0.91117 | 0.97317 | 0.96096 | 0.90365 | 0.90084 | 0.91587 | 0.94874 | 0.96377 | 0.96659 | 0.98256 | 0.91399 | 0.93465 | 0.91681 | 0.95908 | 0.94123 | 0.92902 | 0.89896 | 0.92526 | 0.92808 | 0.94123 | 0.92714 | 0.89614 | 0.89708 | 0.89238 | 0.92902 | 0.97035 | 0.90929 | 0.9309 | 0.8999 | 0.90647 | 0.94968 | 0.9215 | 0.95062 | 0.98068 | 0.96941 | 0.9478 | 0.98632 | 0.93277 | 0.91868 | 0.91023 | 0.89708 | 0.93139 | 0.99157 | 0.94954 | 0.94285 | 0.97056 | 0.96865 | 0.96482 | 0.96482 | 0.92852 | 0.98393 | 0.98393 | 0.97247 | 0.91611 | 0.961 | 0.99253 | 0.98393 | 0.93808 | 0.92757 | 1.0021 | 0.9419 | 0.98584 | 0.96291 | 0.91897 | 0.97342 | 0.92375 | 0.98775 | 0.93043 | 0.90751 | 0.97629 | 0.91611 | 0.92375 | 1.0021 | 0.93617 | 0.93903 | 0.93712 | 0.91324 | 0.97629 | 0.92852 | 0.96578 | 0.90751 | 0.92088 | 0.97151 | 0.94476 | 0.98393 | 0.97151 | 0.99348 | 1.003 | 0.93999 | 1.0339 | 1.0229 | 1.0438 | 1.0339 | 0.9503 | 0.99308 | 1.0209 | 0.98512 | 1.0379 | 1.0389 | 0.9503 | 1 | 1.0418 | 1 | 1.017 | 1.02 | 1.0309 | 0.96423 | 1.0239 | 0.99507 | 0.98512 | 1.005 | 0.99905 | 1.0209 | 0.98114 | 0.97318 | 1.0418 | 1.0229 | 1.002 | 0.95229 | 1.002 | 1.0389 | 0.97318 | 0.9901 | 0.9901 | 0.98711 | 0.94831 | 1.009 | 0.94632 | 0.94831 | 0.97219 | 1.0299 | 0.97617 | 1.007 | 0.95129 | 1.02 | 1.0408 | 1.0209 | 0.9655 | 0.98774 | 1.011 | 0.97056 | 1.0049 | 0.98875 | 0.9837 | 1.0201 | 0.98673 | 1.0201 | 0.99482 | 1.0241 | 1.011 | 1.0423 | 1.0019 | 0.98875 | 0.97662 | 0.9655 | 1.0211 | 0.96247 | 0.97258 | 1.0373 | 0.99482 | 1.0615 | 0.97056 | 1.0292 | 1.0474 | 0.97662 | 0.98673 | 0.99886 | 1.013 | 1.0545 | 1.0019 | 1.0403 | 0.98976 | 1.0241 | 1.0342 | 0.96045 | 1.0201 | 1.014 | 1.0049 | 1.0423 | 0.99785 | 1.007 | 1.0433 | 0.99886 | 0.98976 | 0.99583 | 1.0059 | 0.97258 | 0.96954 | 0.99785 | 1.0059 | 1.013 | 1.0353 | 1.0484 | 0.99078 | 1.0353 | 1.0201 | 1.0373 | 0.97965 | 0.99785 | 0.9746 | 1.0615 | 0.97763 | 1.0262 | 1.008 | 1.0272 | 0.96146 | 1.0353 | 1.0019 | 1.0423 | 0.97258 | 0.97258 | 0.96045 | 1.0383 | 1.012 | 1.0514 | 0.96045 | 1.009 | 0.97561 | 0.99179 | 1.0595 | 1.0494 | 0.98774 | 0.99886 | 1.0029 | 0.96954 | 0.9746 | 0.97561 | 1.0383 | 1.0504 | 1.013 | 0.99078 | 0.98168
BC_PSY_TSS | 279 | 230 | BC | 0.002194 | 279 | 11098 | 0.24349 | 0.26954 | 0.25981 | 0.25534 | 0.25455 | 0.25429 | 0.26165 | 0.26744 | 0.2706 | 0.25403 | 0.24982 | 0.26008 | 0.26902 | 0.25482 | 0.26507 | 0.26744 | 0.25587 | 0.2535 | 0.27349 | 0.25824 | 0.2585 | 0.25876 | 0.25324 | 0.25534 | 0.2606 | 0.25403 | 0.25298 | 0.26113 | 0.27112 | 0.26087 | 0.25061 | 0.25771 | 0.2535 | 0.2656 | 0.25455 | 0.26271 | 0.25692 | 0.25061 | 0.2585 | 0.27375 | 0.25876 | 0.25613 | 0.27086 | 0.24982 | 0.2677 | 0.26192 | 0.2585 | 0.27349 | 0.25245 | 0.2968 | 0.2764 | 0.28042 | 0.28416 | 0.2945 | 0.28128 | 0.28186 | 0.2787 | 0.29766 | 0.29393 | 0.2764 | 0.27554 | 0.28014 | 0.29019 | 0.29479 | 0.29565 | 0.30053 | 0.27956 | 0.28588 | 0.28042 | 0.29335 | 0.28789 | 0.28416 | 0.27496 | 0.28301 | 0.28387 | 0.28789 | 0.28358 | 0.2741 | 0.27439 | 0.27295 | 0.28416 | 0.2968 | 0.27812 | 0.28473 | 0.27525 | 0.27726 | 0.29048 | 0.28186 | 0.29077 | 0.29996 | 0.29651 | 0.2899 | 0.30168 | 0.28531 | 0.281 | 0.27841 | 0.27439 | 0.28488 | 0.30329 | 0.29044 | 0.28839 | 0.29686 | 0.29628 | 0.29511 | 0.29511 | 0.28401 | 0.30095 | 0.30095 | 0.29745 | 0.28021 | 0.29394 | 0.30358 | 0.30095 | 0.28693 | 0.28371 | 0.30651 | 0.2881 | 0.30154 | 0.29453 | 0.28108 | 0.29774 | 0.28255 | 0.30212 | 0.28459 | 0.27758 | 0.29862 | 0.28021 | 0.28255 | 0.30651 | 0.28634 | 0.28722 | 0.28664 | 0.27933 | 0.29862 | 0.28401 | 0.2954 | 0.27758 | 0.28167 | 0.29716 | 0.28897 | 0.30095 | 0.29716 | 0.30388 | 0.3068 | 0.28751 | 0.31623 | 0.31288 | 0.31928 | 0.31623 | 0.29067 | 0.30375 | 0.31228 | 0.30132 | 0.31745 | 0.31775 | 0.29067 | 0.30588 | 0.31867 | 0.30588 | 0.31106 | 0.31197 | 0.31532 | 0.29493 | 0.31319 | 0.30436 | 0.30132 | 0.30741 | 0.30558 | 0.31228 | 0.3001 | 0.29767 | 0.31867 | 0.31288 | 0.30649 | 0.29128 | 0.30649 | 0.31775 | 0.29767 | 0.30284 | 0.30284 | 0.30193 | 0.29006 | 0.30862 | 0.28945 | 0.29006 | 0.29736 | 0.31502 | 0.29858 | 0.30802 | 0.29097 | 0.31197 | 0.31836 | 0.31228 | 0.29532 | 0.30212 | 0.30923 | 0.29686 | 0.30738 | 0.30243 | 0.30088 | 0.31202 | 0.30181 | 0.31202 | 0.30428 | 0.31325 | 0.30923 | 0.31882 | 0.30645 | 0.30243 | 0.29872 | 0.29532 | 0.31232 | 0.29439 | 0.29748 | 0.31727 | 0.30428 | 0.32469 | 0.29686 | 0.3148 | 0.32036 | 0.29872 | 0.30181 | 0.30552 | 0.30985 | 0.32253 | 0.30645 | 0.3182 | 0.30274 | 0.31325 | 0.31634 | 0.29377 | 0.31202 | 0.31016 | 0.30738 | 0.31882 | 0.30521 | 0.308 | 0.31913 | 0.30552 | 0.30274 | 0.30459 | 0.30769 | 0.29748 | 0.29655 | 0.30521 | 0.30769 | 0.30985 | 0.31665 | 0.32067 | 0.30305 | 0.31665 | 0.31202 | 0.31727 | 0.29965 | 0.30521 | 0.2981 | 0.32469 | 0.29903 | 0.31387 | 0.3083 | 0.31418 | 0.29408 | 0.31665 | 0.30645 | 0.31882 | 0.29748 | 0.29748 | 0.29377 | 0.31758 | 0.30954 | 0.3216 | 0.29377 | 0.30861 | 0.29841 | 0.30336 | 0.32408 | 0.32098 | 0.30212 | 0.30552 | 0.30676 | 0.29655 | 0.2981 | 0.29841 | 0.31758 | 0.32129 | 0.30985 | 0.30305 | 0.30026
BC_QNT_DSS | 280 | 230 | BC | 0.003341 | 280 | 11098 | 0.37078 | 0.41046 | 0.39564 | 0.38883 | 0.38763 | 0.38723 | 0.39844 | 0.40725 | 0.41206 | 0.38683 | 0.38042 | 0.39604 | 0.40966 | 0.38803 | 0.40365 | 0.40725 | 0.38963 | 0.38603 | 0.41646 | 0.39324 | 0.39364 | 0.39404 | 0.38563 | 0.38883 | 0.39684 | 0.38683 | 0.38523 | 0.39764 | 0.41286 | 0.39724 | 0.38163 | 0.39244 | 0.38603 | 0.40445 | 0.38763 | 0.40005 | 0.39124 | 0.38163 | 0.39364 | 0.41687 | 0.39404 | 0.39004 | 0.41246 | 0.38042 | 0.40765 | 0.39885 | 0.39364 | 0.41646 | 0.38443 | 0.45196 | 0.4209 | 0.42702 | 0.43271 | 0.44846 | 0.42834 | 0.42921 | 0.4244 | 0.45328 | 0.44759 | 0.4209 | 0.41959 | 0.42659 | 0.4419 | 0.4489 | 0.45021 | 0.45765 | 0.42571 | 0.43534 | 0.42702 | 0.44671 | 0.4384 | 0.43271 | 0.41871 | 0.43096 | 0.43228 | 0.4384 | 0.43184 | 0.4174 | 0.41784 | 0.41565 | 0.43271 | 0.45196 | 0.42352 | 0.43359 | 0.41915 | 0.42221 | 0.44234 | 0.42921 | 0.44278 | 0.45678 | 0.45153 | 0.44146 | 0.4594 | 0.43446 | 0.4279 | 0.42396 | 0.41784 | 0.43382 | 0.46185 | 0.44227 | 0.43916 | 0.45206 | 0.45117 | 0.44939 | 0.44939 | 0.43248 | 0.45829 | 0.45829 | 0.45295 | 0.4267 | 0.44761 | 0.46229 | 0.45829 | 0.43693 | 0.43204 | 0.46674 | 0.43871 | 0.45918 | 0.4485 | 0.42803 | 0.45339 | 0.43026 | 0.46007 | 0.43337 | 0.42269 | 0.45473 | 0.4267 | 0.43026 | 0.46674 | 0.43604 | 0.43738 | 0.43649 | 0.42536 | 0.45473 | 0.43248 | 0.44984 | 0.42269 | 0.42892 | 0.45251 | 0.44005 | 0.45829 | 0.45251 | 0.46274 | 0.46719 | 0.43782 | 0.48156 | 0.47646 | 0.48619 | 0.48156 | 0.44262 | 0.46255 | 0.47553 | 0.45885 | 0.48341 | 0.48387 | 0.44262 | 0.4658 | 0.48526 | 0.4658 | 0.47368 | 0.47507 | 0.48017 | 0.44911 | 0.47692 | 0.46348 | 0.45885 | 0.46812 | 0.46533 | 0.47553 | 0.45699 | 0.45328 | 0.48526 | 0.47646 | 0.46672 | 0.44355 | 0.46672 | 0.48387 | 0.45328 | 0.46116 | 0.46116 | 0.45977 | 0.4417 | 0.46997 | 0.44077 | 0.4417 | 0.45282 | 0.4797 | 0.45467 | 0.46904 | 0.44309 | 0.47507 | 0.4848 | 0.47553 | 0.44971 | 0.46007 | 0.4709 | 0.45206 | 0.46807 | 0.46054 | 0.45818 | 0.47513 | 0.45959 | 0.47513 | 0.46336 | 0.47702 | 0.4709 | 0.48549 | 0.46666 | 0.46054 | 0.45489 | 0.44971 | 0.4756 | 0.44829 | 0.453 | 0.48314 | 0.46336 | 0.49444 | 0.45206 | 0.47937 | 0.48785 | 0.45489 | 0.45959 | 0.46525 | 0.47184 | 0.49114 | 0.46666 | 0.48455 | 0.46101 | 0.47702 | 0.48173 | 0.44735 | 0.47513 | 0.47231 | 0.46807 | 0.48549 | 0.46477 | 0.46901 | 0.48596 | 0.46525 | 0.46101 | 0.46383 | 0.46854 | 0.453 | 0.45159 | 0.46477 | 0.46854 | 0.47184 | 0.4822 | 0.48832 | 0.46148 | 0.4822 | 0.47513 | 0.48314 | 0.4563 | 0.46477 | 0.45394 | 0.49444 | 0.45536 | 0.47796 | 0.46948 | 0.47843 | 0.44782 | 0.4822 | 0.46666 | 0.48549 | 0.453 | 0.453 | 0.44735 | 0.48361 | 0.47137 | 0.48973 | 0.44735 | 0.46995 | 0.45441 | 0.46195 | 0.4935 | 0.48879 | 0.46007 | 0.46525 | 0.46713 | 0.45159 | 0.45394 | 0.45441 | 0.48361 | 0.48926 | 0.47184 | 0.46148 | 0.45724
BC_QRP_ISS | 281 | 230 | BC | 0.003372 | 281 | 11098 | 0.37422 | 0.41427 | 0.39931 | 0.39244 | 0.39123 | 0.39083 | 0.40214 | 0.41103 | 0.41588 | 0.39042 | 0.38395 | 0.39972 | 0.41346 | 0.39163 | 0.4074 | 0.41103 | 0.39325 | 0.38961 | 0.42033 | 0.39689 | 0.39729 | 0.3977 | 0.38921 | 0.39244 | 0.40053 | 0.39042 | 0.3888 | 0.40133 | 0.41669 | 0.40093 | 0.38517 | 0.39608 | 0.38961 | 0.4082 | 0.39123 | 0.40376 | 0.39487 | 0.38517 | 0.39729 | 0.42073 | 0.3977 | 0.39365 | 0.41629 | 0.38395 | 0.41144 | 0.40255 | 0.39729 | 0.42033 | 0.388 | 0.45616 | 0.4248 | 0.43099 | 0.43673 | 0.45262 | 0.43231 | 0.43319 | 0.42834 | 0.45748 | 0.45174 | 0.4248 | 0.42348 | 0.43055 | 0.446 | 0.45307 | 0.45439 | 0.4619 | 0.42966 | 0.43938 | 0.43099 | 0.45086 | 0.44247 | 0.43673 | 0.4226 | 0.43496 | 0.43629 | 0.44247 | 0.43584 | 0.42127 | 0.42171 | 0.41951 | 0.43673 | 0.45616 | 0.42745 | 0.43761 | 0.42304 | 0.42613 | 0.44644 | 0.43319 | 0.44688 | 0.46101 | 0.45572 | 0.44556 | 0.46366 | 0.43849 | 0.43187 | 0.4279 | 0.42171 | 0.43784 | 0.46613 | 0.44638 | 0.44323 | 0.45625 | 0.45536 | 0.45356 | 0.45356 | 0.4365 | 0.46254 | 0.46254 | 0.45715 | 0.43066 | 0.45176 | 0.46658 | 0.46254 | 0.44099 | 0.43605 | 0.47107 | 0.44278 | 0.46344 | 0.45266 | 0.432 | 0.4576 | 0.43425 | 0.46434 | 0.43739 | 0.42662 | 0.45895 | 0.43066 | 0.43425 | 0.47107 | 0.44009 | 0.44144 | 0.44054 | 0.42931 | 0.45895 | 0.4365 | 0.45401 | 0.42662 | 0.4329 | 0.4567 | 0.44413 | 0.46254 | 0.4567 | 0.46703 | 0.47152 | 0.44188 | 0.48602 | 0.48088 | 0.4907 | 0.48602 | 0.44673 | 0.46685 | 0.47994 | 0.4631 | 0.4879 | 0.48836 | 0.44673 | 0.47012 | 0.48977 | 0.47012 | 0.47807 | 0.47948 | 0.48462 | 0.45328 | 0.48135 | 0.46778 | 0.4631 | 0.47246 | 0.46965 | 0.47994 | 0.46123 | 0.45749 | 0.48977 | 0.48088 | 0.47106 | 0.44767 | 0.47106 | 0.48836 | 0.45749 | 0.46544 | 0.46544 | 0.46404 | 0.4458 | 0.47433 | 0.44486 | 0.4458 | 0.45702 | 0.48415 | 0.45889 | 0.47339 | 0.4472 | 0.47948 | 0.4893 | 0.47994 | 0.45388 | 0.46433 | 0.47527 | 0.45625 | 0.47241 | 0.46481 | 0.46243 | 0.47954 | 0.46386 | 0.47954 | 0.46766 | 0.48144 | 0.47527 | 0.49 | 0.47099 | 0.46481 | 0.45911 | 0.45388 | 0.48002 | 0.45245 | 0.45721 | 0.48762 | 0.46766 | 0.49903 | 0.45625 | 0.48382 | 0.49237 | 0.45911 | 0.46386 | 0.46956 | 0.47622 | 0.4957 | 0.47099 | 0.48905 | 0.46528 | 0.48144 | 0.4862 | 0.4515 | 0.47954 | 0.47669 | 0.47241 | 0.49 | 0.46909 | 0.47336 | 0.49047 | 0.46956 | 0.46528 | 0.46814 | 0.47289 | 0.45721 | 0.45578 | 0.46909 | 0.47289 | 0.47622 | 0.48667 | 0.49285 | 0.46576 | 0.48667 | 0.47954 | 0.48762 | 0.46053 | 0.46909 | 0.45816 | 0.49903 | 0.45958 | 0.48239 | 0.47384 | 0.48287 | 0.45198 | 0.48667 | 0.47099 | 0.49 | 0.45721 | 0.45721 | 0.4515 | 0.4881 | 0.47574 | 0.49428 | 0.4515 | 0.47431 | 0.45863 | 0.46624 | 0.49808 | 0.49333 | 0.46433 | 0.46956 | 0.47146 | 0.45578 | 0.45816 | 0.45863 | 0.4881 | 0.4938 | 0.47622 | 0.46576 | 0.46148
BC_QTY_GSS | 282 | 230 | BC | 0.003341 | 282 | 11098 | 0.37078 | 0.41046 | 0.39564 | 0.38883 | 0.38763 | 0.38723 | 0.39844 | 0.40725 | 0.41206 | 0.38683 | 0.38042 | 0.39604 | 0.40966 | 0.38803 | 0.40365 | 0.40725 | 0.38963 | 0.38603 | 0.41646 | 0.39324 | 0.39364 | 0.39404 | 0.38563 | 0.38883 | 0.39684 | 0.38683 | 0.38523 | 0.39764 | 0.41286 | 0.39724 | 0.38163 | 0.39244 | 0.38603 | 0.40445 | 0.38763 | 0.40005 | 0.39124 | 0.38163 | 0.39364 | 0.41687 | 0.39404 | 0.39004 | 0.41246 | 0.38042 | 0.40765 | 0.39885 | 0.39364 | 0.41646 | 0.38443 | 0.45196 | 0.4209 | 0.42702 | 0.43271 | 0.44846 | 0.42834 | 0.42921 | 0.4244 | 0.45328 | 0.44759 | 0.4209 | 0.41959 | 0.42659 | 0.4419 | 0.4489 | 0.45021 | 0.45765 | 0.42571 | 0.43534 | 0.42702 | 0.44671 | 0.4384 | 0.43271 | 0.41871 | 0.43096 | 0.43228 | 0.4384 | 0.43184 | 0.4174 | 0.41784 | 0.41565 | 0.43271 | 0.45196 | 0.42352 | 0.43359 | 0.41915 | 0.42221 | 0.44234 | 0.42921 | 0.44278 | 0.45678 | 0.45153 | 0.44146 | 0.4594 | 0.43446 | 0.4279 | 0.42396 | 0.41784 | 0.43382 | 0.46185 | 0.44227 | 0.43916 | 0.45206 | 0.45117 | 0.44939 | 0.44939 | 0.43248 | 0.45829 | 0.45829 | 0.45295 | 0.4267 | 0.44761 | 0.46229 | 0.45829 | 0.43693 | 0.43204 | 0.46674 | 0.43871 | 0.45918 | 0.4485 | 0.42803 | 0.45339 | 0.43026 | 0.46007 | 0.43337 | 0.42269 | 0.45473 | 0.4267 | 0.43026 | 0.46674 | 0.43604 | 0.43738 | 0.43649 | 0.42536 | 0.45473 | 0.43248 | 0.44984 | 0.42269 | 0.42892 | 0.45251 | 0.44005 | 0.45829 | 0.45251 | 0.46274 | 0.46719 | 0.43782 | 0.48156 | 0.47646 | 0.48619 | 0.48156 | 0.44262 | 0.46255 | 0.47553 | 0.45885 | 0.48341 | 0.48387 | 0.44262 | 0.4658 | 0.48526 | 0.4658 | 0.47368 | 0.47507 | 0.48017 | 0.44911 | 0.47692 | 0.46348 | 0.45885 | 0.46812 | 0.46533 | 0.47553 | 0.45699 | 0.45328 | 0.48526 | 0.47646 | 0.46672 | 0.44355 | 0.46672 | 0.48387 | 0.45328 | 0.46116 | 0.46116 | 0.45977 | 0.4417 | 0.46997 | 0.44077 | 0.4417 | 0.45282 | 0.4797 | 0.45467 | 0.46904 | 0.44309 | 0.47507 | 0.4848 | 0.47553 | 0.44971 | 0.46007 | 0.4709 | 0.45206 | 0.46807 | 0.46054 | 0.45818 | 0.47513 | 0.45959 | 0.47513 | 0.46336 | 0.47702 | 0.4709 | 0.48549 | 0.46666 | 0.46054 | 0.45489 | 0.44971 | 0.4756 | 0.44829 | 0.453 | 0.48314 | 0.46336 | 0.49444 | 0.45206 | 0.47937 | 0.48785 | 0.45489 | 0.45959 | 0.46525 | 0.47184 | 0.49114 | 0.46666 | 0.48455 | 0.46101 | 0.47702 | 0.48173 | 0.44735 | 0.47513 | 0.47231 | 0.46807 | 0.48549 | 0.46477 | 0.46901 | 0.48596 | 0.46525 | 0.46101 | 0.46383 | 0.46854 | 0.453 | 0.45159 | 0.46477 | 0.46854 | 0.47184 | 0.4822 | 0.48832 | 0.46148 | 0.4822 | 0.47513 | 0.48314 | 0.4563 | 0.46477 | 0.45394 | 0.49444 | 0.45536 | 0.47796 | 0.46948 | 0.47843 | 0.44782 | 0.4822 | 0.46666 | 0.48549 | 0.453 | 0.453 | 0.44735 | 0.48361 | 0.47137 | 0.48973 | 0.44735 | 0.46995 | 0.45441 | 0.46195 | 0.4935 | 0.48879 | 0.46007 | 0.46525 | 0.46713 | 0.45159 | 0.45394 | 0.45441 | 0.48361 | 0.48926 | 0.47184 | 0.46148 | 0.45724
BC_RBF_DSS | 283 | 230 | BC | 0.003372 | 283 | 11098 | 0.37422 | 0.41427 | 0.39931 | 0.39244 | 0.39123 | 0.39083 | 0.40214 | 0.41103 | 0.41588 | 0.39042 | 0.38395 | 0.39972 | 0.41346 | 0.39163 | 0.4074 | 0.41103 | 0.39325 | 0.38961 | 0.42033 | 0.39689 | 0.39729 | 0.3977 | 0.38921 | 0.39244 | 0.40053 | 0.39042 | 0.3888 | 0.40133 | 0.41669 | 0.40093 | 0.38517 | 0.39608 | 0.38961 | 0.4082 | 0.39123 | 0.40376 | 0.39487 | 0.38517 | 0.39729 | 0.42073 | 0.3977 | 0.39365 | 0.41629 | 0.38395 | 0.41144 | 0.40255 | 0.39729 | 0.42033 | 0.388 | 0.45616 | 0.4248 | 0.43099 | 0.43673 | 0.45262 | 0.43231 | 0.43319 | 0.42834 | 0.45748 | 0.45174 | 0.4248 | 0.42348 | 0.43055 | 0.446 | 0.45307 | 0.45439 | 0.4619 | 0.42966 | 0.43938 | 0.43099 | 0.45086 | 0.44247 | 0.43673 | 0.4226 | 0.43496 | 0.43629 | 0.44247 | 0.43584 | 0.42127 | 0.42171 | 0.41951 | 0.43673 | 0.45616 | 0.42745 | 0.43761 | 0.42304 | 0.42613 | 0.44644 | 0.43319 | 0.44688 | 0.46101 | 0.45572 | 0.44556 | 0.46366 | 0.43849 | 0.43187 | 0.4279 | 0.42171 | 0.43784 | 0.46613 | 0.44638 | 0.44323 | 0.45625 | 0.45536 | 0.45356 | 0.45356 | 0.4365 | 0.46254 | 0.46254 | 0.45715 | 0.43066 | 0.45176 | 0.46658 | 0.46254 | 0.44099 | 0.43605 | 0.47107 | 0.44278 | 0.46344 | 0.45266 | 0.432 | 0.4576 | 0.43425 | 0.46434 | 0.43739 | 0.42662 | 0.45895 | 0.43066 | 0.43425 | 0.47107 | 0.44009 | 0.44144 | 0.44054 | 0.42931 | 0.45895 | 0.4365 | 0.45401 | 0.42662 | 0.4329 | 0.4567 | 0.44413 | 0.46254 | 0.4567 | 0.46703 | 0.47152 | 0.44188 | 0.48602 | 0.48088 | 0.4907 | 0.48602 | 0.44673 | 0.46685 | 0.47994 | 0.4631 | 0.4879 | 0.48836 | 0.44673 | 0.47012 | 0.48977 | 0.47012 | 0.47807 | 0.47948 | 0.48462 | 0.45328 | 0.48135 | 0.46778 | 0.4631 | 0.47246 | 0.46965 | 0.47994 | 0.46123 | 0.45749 | 0.48977 | 0.48088 | 0.47106 | 0.44767 | 0.47106 | 0.48836 | 0.45749 | 0.46544 | 0.46544 | 0.46404 | 0.4458 | 0.47433 | 0.44486 | 0.4458 | 0.45702 | 0.48415 | 0.45889 | 0.47339 | 0.4472 | 0.47948 | 0.4893 | 0.47994 | 0.45388 | 0.46433 | 0.47527 | 0.45625 | 0.47241 | 0.46481 | 0.46243 | 0.47954 | 0.46386 | 0.47954 | 0.46766 | 0.48144 | 0.47527 | 0.49 | 0.47099 | 0.46481 | 0.45911 | 0.45388 | 0.48002 | 0.45245 | 0.45721 | 0.48762 | 0.46766 | 0.49903 | 0.45625 | 0.48382 | 0.49237 | 0.45911 | 0.46386 | 0.46956 | 0.47622 | 0.4957 | 0.47099 | 0.48905 | 0.46528 | 0.48144 | 0.4862 | 0.4515 | 0.47954 | 0.47669 | 0.47241 | 0.49 | 0.46909 | 0.47336 | 0.49047 | 0.46956 | 0.46528 | 0.46814 | 0.47289 | 0.45721 | 0.45578 | 0.46909 | 0.47289 | 0.47622 | 0.48667 | 0.49285 | 0.46576 | 0.48667 | 0.47954 | 0.48762 | 0.46053 | 0.46909 | 0.45816 | 0.49903 | 0.45958 | 0.48239 | 0.47384 | 0.48287 | 0.45198 | 0.48667 | 0.47099 | 0.49 | 0.45721 | 0.45721 | 0.4515 | 0.4881 | 0.47574 | 0.49428 | 0.4515 | 0.47431 | 0.45863 | 0.46624 | 0.49808 | 0.49333 | 0.46433 | 0.46956 | 0.47146 | 0.45578 | 0.45816 | 0.45863 | 0.4881 | 0.4938 | 0.47622 | 0.46576 | 0.46148
BC_RBW_DSS | 284 | 230 | BC | 0.003087 | 284 | 11098 | 0.3426 | 0.37925 | 0.36556 | 0.35927 | 0.35816 | 0.35779 | 0.36815 | 0.37629 | 0.38073 | 0.35742 | 0.3515 | 0.36593 | 0.37851 | 0.35853 | 0.37296 | 0.37629 | 0.36001 | 0.35668 | 0.3848 | 0.36334 | 0.36371 | 0.36408 | 0.35631 | 0.35927 | 0.36667 | 0.35742 | 0.35594 | 0.36741 | 0.38147 | 0.36704 | 0.35261 | 0.3626 | 0.35668 | 0.3737 | 0.35816 | 0.36963 | 0.36149 | 0.35261 | 0.36371 | 0.38517 | 0.36408 | 0.36038 | 0.3811 | 0.3515 | 0.37666 | 0.36852 | 0.36371 | 0.3848 | 0.3552 | 0.4176 | 0.3889 | 0.39456 | 0.39982 | 0.41437 | 0.39577 | 0.39658 | 0.39213 | 0.41882 | 0.41356 | 0.3889 | 0.38769 | 0.39416 | 0.40831 | 0.41477 | 0.41599 | 0.42286 | 0.39335 | 0.40224 | 0.39456 | 0.41275 | 0.40507 | 0.39982 | 0.38688 | 0.3982 | 0.39941 | 0.40507 | 0.39901 | 0.38567 | 0.38607 | 0.38405 | 0.39982 | 0.4176 | 0.39133 | 0.40062 | 0.38728 | 0.39011 | 0.40871 | 0.39658 | 0.40911 | 0.42205 | 0.4172 | 0.4079 | 0.42448 | 0.40143 | 0.39537 | 0.39173 | 0.38607 | 0.40084 | 0.42674 | 0.40865 | 0.40577 | 0.41769 | 0.41687 | 0.41523 | 0.41523 | 0.3996 | 0.42345 | 0.42345 | 0.41851 | 0.39426 | 0.41358 | 0.42715 | 0.42345 | 0.40371 | 0.39919 | 0.43126 | 0.40536 | 0.42427 | 0.4144 | 0.39549 | 0.41893 | 0.39755 | 0.42509 | 0.40043 | 0.39056 | 0.42016 | 0.39426 | 0.39755 | 0.43126 | 0.40289 | 0.40413 | 0.4033 | 0.39303 | 0.42016 | 0.3996 | 0.41564 | 0.39056 | 0.39631 | 0.4181 | 0.40659 | 0.42345 | 0.4181 | 0.42756 | 0.43167 | 0.40454 | 0.44495 | 0.44023 | 0.44923 | 0.44495 | 0.40897 | 0.42739 | 0.43938 | 0.42396 | 0.44666 | 0.44709 | 0.40897 | 0.43039 | 0.44837 | 0.43039 | 0.43767 | 0.43895 | 0.44366 | 0.41497 | 0.44066 | 0.42824 | 0.42396 | 0.43253 | 0.42996 | 0.43938 | 0.42225 | 0.41882 | 0.44837 | 0.44023 | 0.43124 | 0.40983 | 0.43124 | 0.44709 | 0.41882 | 0.4261 | 0.4261 | 0.42482 | 0.40812 | 0.43424 | 0.40726 | 0.40812 | 0.41839 | 0.44323 | 0.42011 | 0.43338 | 0.4094 | 0.43895 | 0.44794 | 0.43938 | 0.41552 | 0.42509 | 0.4351 | 0.41769 | 0.43249 | 0.42552 | 0.42335 | 0.43901 | 0.42465 | 0.43901 | 0.42813 | 0.44075 | 0.4351 | 0.44858 | 0.43118 | 0.42552 | 0.4203 | 0.41552 | 0.43945 | 0.41421 | 0.41856 | 0.44641 | 0.42813 | 0.45685 | 0.41769 | 0.44293 | 0.45076 | 0.4203 | 0.42465 | 0.42987 | 0.43597 | 0.45381 | 0.43118 | 0.44771 | 0.42596 | 0.44075 | 0.4451 | 0.41334 | 0.43901 | 0.4364 | 0.43249 | 0.44858 | 0.42944 | 0.43336 | 0.44902 | 0.42987 | 0.42596 | 0.42857 | 0.43292 | 0.41856 | 0.41726 | 0.42944 | 0.43292 | 0.43597 | 0.44554 | 0.45119 | 0.42639 | 0.44554 | 0.43901 | 0.44641 | 0.42161 | 0.42944 | 0.41943 | 0.45685 | 0.42074 | 0.44162 | 0.43379 | 0.44206 | 0.41378 | 0.44554 | 0.43118 | 0.44858 | 0.41856 | 0.41856 | 0.41334 | 0.44684 | 0.43553 | 0.4525 | 0.41334 | 0.43423 | 0.41987 | 0.42683 | 0.45598 | 0.45163 | 0.42509 | 0.42987 | 0.43162 | 0.41726 | 0.41943 | 0.41987 | 0.44684 | 0.45206 | 0.43597 | 0.42639 | 0.42248
BC_RBW_JCT | 285 | 230 | BC | 0.003087 | 285 | 11098 | 0.3426 | 0.37925 | 0.36556 | 0.35927 | 0.35816 | 0.35779 | 0.36815 | 0.37629 | 0.38073 | 0.35742 | 0.3515 | 0.36593 | 0.37851 | 0.35853 | 0.37296 | 0.37629 | 0.36001 | 0.35668 | 0.3848 | 0.36334 | 0.36371 | 0.36408 | 0.35631 | 0.35927 | 0.36667 | 0.35742 | 0.35594 | 0.36741 | 0.38147 | 0.36704 | 0.35261 | 0.3626 | 0.35668 | 0.3737 | 0.35816 | 0.36963 | 0.36149 | 0.35261 | 0.36371 | 0.38517 | 0.36408 | 0.36038 | 0.3811 | 0.3515 | 0.37666 | 0.36852 | 0.36371 | 0.3848 | 0.3552 | 0.4176 | 0.3889 | 0.39456 | 0.39982 | 0.41437 | 0.39577 | 0.39658 | 0.39213 | 0.41882 | 0.41356 | 0.3889 | 0.38769 | 0.39416 | 0.40831 | 0.41477 | 0.41599 | 0.42286 | 0.39335 | 0.40224 | 0.39456 | 0.41275 | 0.40507 | 0.39982 | 0.38688 | 0.3982 | 0.39941 | 0.40507 | 0.39901 | 0.38567 | 0.38607 | 0.38405 | 0.39982 | 0.4176 | 0.39133 | 0.40062 | 0.38728 | 0.39011 | 0.40871 | 0.39658 | 0.40911 | 0.42205 | 0.4172 | 0.4079 | 0.42448 | 0.40143 | 0.39537 | 0.39173 | 0.38607 | 0.40084 | 0.42674 | 0.40865 | 0.40577 | 0.41769 | 0.41687 | 0.41523 | 0.41523 | 0.3996 | 0.42345 | 0.42345 | 0.41851 | 0.39426 | 0.41358 | 0.42715 | 0.42345 | 0.40371 | 0.39919 | 0.43126 | 0.40536 | 0.42427 | 0.4144 | 0.39549 | 0.41893 | 0.39755 | 0.42509 | 0.40043 | 0.39056 | 0.42016 | 0.39426 | 0.39755 | 0.43126 | 0.40289 | 0.40413 | 0.4033 | 0.39303 | 0.42016 | 0.3996 | 0.41564 | 0.39056 | 0.39631 | 0.4181 | 0.40659 | 0.42345 | 0.4181 | 0.42756 | 0.43167 | 0.40454 | 0.44495 | 0.44023 | 0.44923 | 0.44495 | 0.40897 | 0.42739 | 0.43938 | 0.42396 | 0.44666 | 0.44709 | 0.40897 | 0.43039 | 0.44837 | 0.43039 | 0.43767 | 0.43895 | 0.44366 | 0.41497 | 0.44066 | 0.42824 | 0.42396 | 0.43253 | 0.42996 | 0.43938 | 0.42225 | 0.41882 | 0.44837 | 0.44023 | 0.43124 | 0.40983 | 0.43124 | 0.44709 | 0.41882 | 0.4261 | 0.4261 | 0.42482 | 0.40812 | 0.43424 | 0.40726 | 0.40812 | 0.41839 | 0.44323 | 0.42011 | 0.43338 | 0.4094 | 0.43895 | 0.44794 | 0.43938 | 0.41552 | 0.42509 | 0.4351 | 0.41769 | 0.43249 | 0.42552 | 0.42335 | 0.43901 | 0.42465 | 0.43901 | 0.42813 | 0.44075 | 0.4351 | 0.44858 | 0.43118 | 0.42552 | 0.4203 | 0.41552 | 0.43945 | 0.41421 | 0.41856 | 0.44641 | 0.42813 | 0.45685 | 0.41769 | 0.44293 | 0.45076 | 0.4203 | 0.42465 | 0.42987 | 0.43597 | 0.45381 | 0.43118 | 0.44771 | 0.42596 | 0.44075 | 0.4451 | 0.41334 | 0.43901 | 0.4364 | 0.43249 | 0.44858 | 0.42944 | 0.43336 | 0.44902 | 0.42987 | 0.42596 | 0.42857 | 0.43292 | 0.41856 | 0.41726 | 0.42944 | 0.43292 | 0.43597 | 0.44554 | 0.45119 | 0.42639 | 0.44554 | 0.43901 | 0.44641 | 0.42161 | 0.42944 | 0.41943 | 0.45685 | 0.42074 | 0.44162 | 0.43379 | 0.44206 | 0.41378 | 0.44554 | 0.43118 | 0.44858 | 0.41856 | 0.41856 | 0.41334 | 0.44684 | 0.43553 | 0.4525 | 0.41334 | 0.43423 | 0.41987 | 0.42683 | 0.45598 | 0.45163 | 0.42509 | 0.42987 | 0.43162 | 0.41726 | 0.41943 | 0.41987 | 0.44684 | 0.45206 | 0.43597 | 0.42639 | 0.42248
BC_RDC_ISS | 286 | 287 | BC | 0.003431 | 286 | 11098 | 0.38077 | 0.42152 | 0.4063 | 0.39931 | 0.39807 | 0.39766 | 0.40918 | 0.41823 | 0.42316 | 0.39725 | 0.39067 | 0.40671 | 0.42069 | 0.39849 | 0.41452 | 0.41823 | 0.40013 | 0.39643 | 0.42768 | 0.40383 | 0.40424 | 0.40465 | 0.39602 | 0.39931 | 0.40753 | 0.39725 | 0.39561 | 0.40836 | 0.42398 | 0.40794 | 0.39191 | 0.40301 | 0.39643 | 0.41535 | 0.39807 | 0.41082 | 0.40178 | 0.39191 | 0.40424 | 0.42809 | 0.40465 | 0.40054 | 0.42357 | 0.39067 | 0.41864 | 0.40959 | 0.40424 | 0.42768 | 0.39478 | 0.46414 | 0.43224 | 0.43853 | 0.44437 | 0.46054 | 0.43988 | 0.44077 | 0.43583 | 0.46549 | 0.45965 | 0.43224 | 0.43089 | 0.43808 | 0.4538 | 0.46099 | 0.46234 | 0.46998 | 0.43718 | 0.44706 | 0.43853 | 0.45875 | 0.45021 | 0.44437 | 0.42999 | 0.44257 | 0.44392 | 0.45021 | 0.44347 | 0.42864 | 0.42909 | 0.42685 | 0.44437 | 0.46414 | 0.43493 | 0.44527 | 0.43044 | 0.43359 | 0.45425 | 0.44077 | 0.4547 | 0.46908 | 0.46369 | 0.45336 | 0.47178 | 0.44617 | 0.43943 | 0.43538 | 0.42909 | 0.4455 | 0.47429 | 0.45419 | 0.45099 | 0.46424 | 0.46332 | 0.4615 | 0.4615 | 0.44413 | 0.47063 | 0.47063 | 0.46515 | 0.43819 | 0.45967 | 0.47475 | 0.47063 | 0.4487 | 0.44368 | 0.47932 | 0.45053 | 0.47155 | 0.46058 | 0.43956 | 0.46561 | 0.44185 | 0.47246 | 0.44505 | 0.43408 | 0.46698 | 0.43819 | 0.44185 | 0.47932 | 0.44779 | 0.44916 | 0.44825 | 0.43682 | 0.46698 | 0.44413 | 0.46195 | 0.43408 | 0.44048 | 0.46469 | 0.4519 | 0.47063 | 0.46469 | 0.4752 | 0.47977 | 0.44962 | 0.49453 | 0.48929 | 0.49929 | 0.49453 | 0.45455 | 0.47501 | 0.48834 | 0.47121 | 0.49643 | 0.49691 | 0.45455 | 0.47835 | 0.49834 | 0.47835 | 0.48644 | 0.48786 | 0.4931 | 0.46121 | 0.48977 | 0.47597 | 0.47121 | 0.48073 | 0.47787 | 0.48834 | 0.4693 | 0.46549 | 0.49834 | 0.48929 | 0.4793 | 0.4555 | 0.4793 | 0.49691 | 0.46549 | 0.47359 | 0.47359 | 0.47216 | 0.4536 | 0.48263 | 0.45264 | 0.4536 | 0.46502 | 0.49262 | 0.46692 | 0.48168 | 0.45502 | 0.48786 | 0.49786 | 0.48834 | 0.46182 | 0.47246 | 0.48358 | 0.46424 | 0.48068 | 0.47294 | 0.47052 | 0.48793 | 0.47197 | 0.48793 | 0.47584 | 0.48987 | 0.48358 | 0.49857 | 0.47923 | 0.47294 | 0.46714 | 0.46182 | 0.48842 | 0.46037 | 0.4652 | 0.49615 | 0.47584 | 0.50776 | 0.46424 | 0.49229 | 0.50099 | 0.46714 | 0.47197 | 0.47778 | 0.48455 | 0.50437 | 0.47923 | 0.4976 | 0.47343 | 0.48987 | 0.4947 | 0.4594 | 0.48793 | 0.48503 | 0.48068 | 0.49857 | 0.47729 | 0.48165 | 0.49906 | 0.47778 | 0.47343 | 0.47633 | 0.48116 | 0.4652 | 0.46375 | 0.47729 | 0.48116 | 0.48455 | 0.49519 | 0.50147 | 0.47391 | 0.49519 | 0.48793 | 0.49615 | 0.46859 | 0.47729 | 0.46617 | 0.50776 | 0.46762 | 0.49083 | 0.48213 | 0.49132 | 0.45989 | 0.49519 | 0.47923 | 0.49857 | 0.4652 | 0.4652 | 0.4594 | 0.49664 | 0.48406 | 0.50292 | 0.4594 | 0.48261 | 0.46666 | 0.47439 | 0.50679 | 0.50196 | 0.47246 | 0.47778 | 0.47971 | 0.46375 | 0.46617 | 0.46666 | 0.49664 | 0.50244 | 0.48455 | 0.47391 | 0.46956
BC_REV_GSS | 287 | 230 | BC | 0.003241 | 287 | 11098 | 0.35969 | 0.39817 | 0.3838 | 0.3772 | 0.37603 | 0.37564 | 0.38652 | 0.39506 | 0.39973 | 0.37525 | 0.36904 | 0.38419 | 0.3974 | 0.37642 | 0.39157 | 0.39506 | 0.37797 | 0.37448 | 0.404 | 0.38147 | 0.38186 | 0.38225 | 0.37409 | 0.3772 | 0.38496 | 0.37525 | 0.3737 | 0.38574 | 0.4005 | 0.38535 | 0.3702 | 0.38069 | 0.37448 | 0.39235 | 0.37603 | 0.38807 | 0.37953 | 0.3702 | 0.38186 | 0.40439 | 0.38225 | 0.37836 | 0.40011 | 0.36904 | 0.39545 | 0.38691 | 0.38186 | 0.404 | 0.37292 | 0.43844 | 0.4083 | 0.41424 | 0.41976 | 0.43504 | 0.41552 | 0.41637 | 0.4117 | 0.43971 | 0.43419 | 0.4083 | 0.40703 | 0.41382 | 0.42867 | 0.43546 | 0.43674 | 0.44395 | 0.41297 | 0.42231 | 0.41424 | 0.43334 | 0.42528 | 0.41976 | 0.40618 | 0.41806 | 0.41934 | 0.42528 | 0.41891 | 0.40491 | 0.40533 | 0.40321 | 0.41976 | 0.43844 | 0.41085 | 0.42061 | 0.4066 | 0.40957 | 0.4291 | 0.41637 | 0.42952 | 0.4431 | 0.43801 | 0.42825 | 0.44565 | 0.42146 | 0.41509 | 0.41127 | 0.40533 | 0.42083 | 0.44803 | 0.42903 | 0.42601 | 0.43853 | 0.43767 | 0.43594 | 0.43594 | 0.41954 | 0.44457 | 0.44457 | 0.43939 | 0.41393 | 0.43421 | 0.44846 | 0.44457 | 0.42385 | 0.41911 | 0.45277 | 0.42558 | 0.44544 | 0.43508 | 0.41522 | 0.43982 | 0.41738 | 0.4463 | 0.4204 | 0.41004 | 0.44112 | 0.41393 | 0.41738 | 0.45277 | 0.42299 | 0.42429 | 0.42342 | 0.41263 | 0.44112 | 0.41954 | 0.43637 | 0.41004 | 0.41608 | 0.43896 | 0.42688 | 0.44457 | 0.43896 | 0.44889 | 0.4532 | 0.42472 | 0.46714 | 0.4622 | 0.47164 | 0.46714 | 0.42938 | 0.44871 | 0.4613 | 0.44511 | 0.46894 | 0.46939 | 0.42938 | 0.45186 | 0.47074 | 0.45186 | 0.4595 | 0.46085 | 0.46579 | 0.43567 | 0.46265 | 0.44961 | 0.44511 | 0.4541 | 0.45141 | 0.4613 | 0.44331 | 0.43972 | 0.47074 | 0.4622 | 0.45275 | 0.43027 | 0.45275 | 0.46939 | 0.43972 | 0.44736 | 0.44736 | 0.44601 | 0.42848 | 0.4559 | 0.42758 | 0.42848 | 0.43927 | 0.46534 | 0.44107 | 0.455 | 0.42982 | 0.46085 | 0.47029 | 0.4613 | 0.43625 | 0.4463 | 0.4568 | 0.43853 | 0.45406 | 0.44675 | 0.44447 | 0.46091 | 0.44584 | 0.46091 | 0.44949 | 0.46274 | 0.4568 | 0.47096 | 0.45269 | 0.44675 | 0.44127 | 0.43625 | 0.46137 | 0.43487 | 0.43944 | 0.46868 | 0.44949 | 0.47964 | 0.43853 | 0.46502 | 0.47325 | 0.44127 | 0.44584 | 0.45132 | 0.45772 | 0.47644 | 0.45269 | 0.47005 | 0.44721 | 0.46274 | 0.46731 | 0.43396 | 0.46091 | 0.45817 | 0.45406 | 0.47096 | 0.45086 | 0.45497 | 0.47142 | 0.45132 | 0.44721 | 0.44995 | 0.45452 | 0.43944 | 0.43807 | 0.45086 | 0.45452 | 0.45772 | 0.46776 | 0.4737 | 0.44767 | 0.46776 | 0.46091 | 0.46868 | 0.44264 | 0.45086 | 0.44036 | 0.47964 | 0.44173 | 0.46365 | 0.45543 | 0.46411 | 0.43442 | 0.46776 | 0.45269 | 0.47096 | 0.43944 | 0.43944 | 0.43396 | 0.46914 | 0.45726 | 0.47507 | 0.43396 | 0.45589 | 0.44081 | 0.44812 | 0.47873 | 0.47416 | 0.4463 | 0.45132 | 0.45315 | 0.43807 | 0.44036 | 0.44081 | 0.46914 | 0.47462 | 0.45772 | 0.44767 | 0.44355
BC_RGA_TSS | 288 | 230 | BC | 0.003893 | 288 | 11098 | 0.43205 | 0.47827 | 0.46101 | 0.45308 | 0.45168 | 0.45121 | 0.46428 | 0.47454 | 0.48014 | 0.45074 | 0.44328 | 0.46148 | 0.47734 | 0.45214 | 0.47034 | 0.47454 | 0.45401 | 0.44981 | 0.48527 | 0.45821 | 0.45868 | 0.45914 | 0.44934 | 0.45308 | 0.46241 | 0.45074 | 0.44888 | 0.46334 | 0.48107 | 0.46288 | 0.44468 | 0.45728 | 0.44981 | 0.47127 | 0.45168 | 0.46614 | 0.45588 | 0.44468 | 0.45868 | 0.48574 | 0.45914 | 0.45448 | 0.48061 | 0.44328 | 0.47501 | 0.46474 | 0.45868 | 0.48527 | 0.44794 | 0.52664 | 0.49044 | 0.49758 | 0.50421 | 0.52256 | 0.49911 | 0.50013 | 0.49452 | 0.52817 | 0.52154 | 0.49044 | 0.48891 | 0.49707 | 0.51491 | 0.52307 | 0.5246 | 0.53326 | 0.49605 | 0.50726 | 0.49758 | 0.52052 | 0.51083 | 0.50421 | 0.48789 | 0.50217 | 0.5037 | 0.51083 | 0.50319 | 0.48636 | 0.48687 | 0.48432 | 0.50421 | 0.52664 | 0.4935 | 0.50522 | 0.4884 | 0.49197 | 0.51542 | 0.50013 | 0.51593 | 0.53225 | 0.52613 | 0.5144 | 0.5353 | 0.50624 | 0.4986 | 0.49401 | 0.48687 | 0.50549 | 0.53816 | 0.51534 | 0.51171 | 0.52675 | 0.52571 | 0.52364 | 0.52364 | 0.50394 | 0.53401 | 0.53401 | 0.52779 | 0.4972 | 0.52156 | 0.53867 | 0.53401 | 0.50912 | 0.50342 | 0.54386 | 0.5112 | 0.53504 | 0.5226 | 0.49875 | 0.5283 | 0.50135 | 0.53608 | 0.50497 | 0.49253 | 0.52986 | 0.4972 | 0.50135 | 0.54386 | 0.50809 | 0.50964 | 0.5086 | 0.49564 | 0.52986 | 0.50394 | 0.52416 | 0.49253 | 0.49979 | 0.52727 | 0.51275 | 0.53401 | 0.52727 | 0.53919 | 0.54438 | 0.51016 | 0.56112 | 0.55518 | 0.56652 | 0.56112 | 0.51575 | 0.53898 | 0.5541 | 0.53466 | 0.56328 | 0.56382 | 0.51575 | 0.54276 | 0.56544 | 0.54276 | 0.55194 | 0.55356 | 0.5595 | 0.52331 | 0.55572 | 0.54006 | 0.53466 | 0.54546 | 0.54222 | 0.5541 | 0.5325 | 0.52818 | 0.56544 | 0.55518 | 0.54384 | 0.51683 | 0.54384 | 0.56382 | 0.52818 | 0.53736 | 0.53736 | 0.53574 | 0.51467 | 0.54762 | 0.51359 | 0.51467 | 0.52764 | 0.55896 | 0.5298 | 0.54654 | 0.51629 | 0.55356 | 0.5649 | 0.5541 | 0.52401 | 0.53608 | 0.5487 | 0.52675 | 0.54541 | 0.53663 | 0.53388 | 0.55364 | 0.53553 | 0.55364 | 0.53992 | 0.55583 | 0.5487 | 0.56571 | 0.54376 | 0.53663 | 0.53004 | 0.52401 | 0.55418 | 0.52236 | 0.52785 | 0.56296 | 0.53992 | 0.57613 | 0.52675 | 0.55857 | 0.56845 | 0.53004 | 0.53553 | 0.54211 | 0.54979 | 0.57229 | 0.54376 | 0.56461 | 0.53717 | 0.55583 | 0.56132 | 0.52126 | 0.55364 | 0.55034 | 0.54541 | 0.56571 | 0.54156 | 0.5465 | 0.56626 | 0.54211 | 0.53717 | 0.54047 | 0.54595 | 0.52785 | 0.5262 | 0.54156 | 0.54595 | 0.54979 | 0.56187 | 0.569 | 0.53772 | 0.56187 | 0.55364 | 0.56296 | 0.53169 | 0.54156 | 0.52894 | 0.57613 | 0.53059 | 0.55693 | 0.54705 | 0.55748 | 0.52181 | 0.56187 | 0.54376 | 0.56571 | 0.52785 | 0.52785 | 0.52126 | 0.56351 | 0.54925 | 0.57065 | 0.52126 | 0.5476 | 0.52949 | 0.53827 | 0.57503 | 0.56955 | 0.53608 | 0.54211 | 0.54431 | 0.5262 | 0.52894 | 0.52949 | 0.56351 | 0.5701 | 0.54979 | 0.53772 | 0.53279
BC_ROS_DSS | 289 | 360 | BC | 0.010164 | 289 | 11098 | 1.128 | 1.2487 | 1.2036 | 1.1829 | 1.1793 | 1.178 | 1.2121 | 1.239 | 1.2536 | 1.1768 | 1.1573 | 1.2048 | 1.2463 | 1.1805 | 1.228 | 1.239 | 1.1853 | 1.1744 | 1.267 | 1.1963 | 1.1975 | 1.1987 | 1.1732 | 1.1829 | 1.2073 | 1.1768 | 1.1719 | 1.2097 | 1.256 | 1.2085 | 1.161 | 1.1939 | 1.1744 | 1.2304 | 1.1793 | 1.217 | 1.1902 | 1.161 | 1.1975 | 1.2682 | 1.1987 | 1.1866 | 1.2548 | 1.1573 | 1.2402 | 1.2134 | 1.1975 | 1.267 | 1.1695 | 1.375 | 1.2805 | 1.2991 | 1.3164 | 1.3643 | 1.3031 | 1.3058 | 1.2911 | 1.379 | 1.3617 | 1.2805 | 1.2765 | 1.2978 | 1.3444 | 1.3656 | 1.3696 | 1.3923 | 1.2951 | 1.3244 | 1.2991 | 1.359 | 1.3337 | 1.3164 | 1.2738 | 1.3111 | 1.3151 | 1.3337 | 1.3137 | 1.2698 | 1.2711 | 1.2645 | 1.3164 | 1.375 | 1.2884 | 1.3191 | 1.2751 | 1.2845 | 1.3457 | 1.3058 | 1.347 | 1.3896 | 1.3736 | 1.343 | 1.3976 | 1.3217 | 1.3018 | 1.2898 | 1.2711 | 1.3198 | 1.405 | 1.3455 | 1.336 | 1.3753 | 1.3726 | 1.3671 | 1.3671 | 1.3157 | 1.3942 | 1.3942 | 1.378 | 1.2981 | 1.3617 | 1.4064 | 1.3942 | 1.3292 | 1.3143 | 1.4199 | 1.3347 | 1.3969 | 1.3644 | 1.3022 | 1.3793 | 1.3089 | 1.3996 | 1.3184 | 1.2859 | 1.3834 | 1.2981 | 1.3089 | 1.4199 | 1.3265 | 1.3306 | 1.3279 | 1.294 | 1.3834 | 1.3157 | 1.3685 | 1.2859 | 1.3049 | 1.3766 | 1.3387 | 1.3942 | 1.3766 | 1.4077 | 1.4213 | 1.3319 | 1.465 | 1.4495 | 1.4791 | 1.465 | 1.3466 | 1.4072 | 1.4467 | 1.3959 | 1.4706 | 1.472 | 1.3466 | 1.4171 | 1.4763 | 1.4171 | 1.441 | 1.4453 | 1.4608 | 1.3663 | 1.4509 | 1.41 | 1.3959 | 1.4241 | 1.4156 | 1.4467 | 1.3903 | 1.379 | 1.4763 | 1.4495 | 1.4199 | 1.3494 | 1.4199 | 1.472 | 1.379 | 1.403 | 1.403 | 1.3987 | 1.3437 | 1.4297 | 1.3409 | 1.3437 | 1.3776 | 1.4594 | 1.3832 | 1.4269 | 1.348 | 1.4453 | 1.4749 | 1.4467 | 1.3681 | 1.3996 | 1.4326 | 1.3753 | 1.424 | 1.401 | 1.3939 | 1.4455 | 1.3982 | 1.4455 | 1.4096 | 1.4512 | 1.4326 | 1.477 | 1.4197 | 1.401 | 1.3839 | 1.3681 | 1.4469 | 1.3638 | 1.3781 | 1.4698 | 1.4096 | 1.5042 | 1.3753 | 1.4583 | 1.4841 | 1.3839 | 1.3982 | 1.4154 | 1.4354 | 1.4942 | 1.4197 | 1.4741 | 1.4025 | 1.4512 | 1.4655 | 1.3609 | 1.4455 | 1.4369 | 1.424 | 1.477 | 1.4139 | 1.4268 | 1.4784 | 1.4154 | 1.4025 | 1.4111 | 1.4254 | 1.3781 | 1.3738 | 1.4139 | 1.4254 | 1.4354 | 1.4669 | 1.4856 | 1.4039 | 1.4669 | 1.4455 | 1.4698 | 1.3882 | 1.4139 | 1.381 | 1.5042 | 1.3853 | 1.454 | 1.4283 | 1.4555 | 1.3624 | 1.4669 | 1.4197 | 1.477 | 1.3781 | 1.3781 | 1.3609 | 1.4712 | 1.434 | 1.4899 | 1.3609 | 1.4297 | 1.3824 | 1.4053 | 1.5013 | 1.487 | 1.3996 | 1.4154 | 1.4211 | 1.3738 | 1.381 | 1.3824 | 1.4712 | 1.4884 | 1.4354 | 1.4039 | 1.391
BC_RUP_DSS | 290 | 287 | BC | 0.00256 | 290 | 11098 | 0.28411 | 0.31451 | 0.30316 | 0.29794 | 0.29702 | 0.29671 | 0.3053 | 0.31205 | 0.31574 | 0.29641 | 0.2915 | 0.30346 | 0.31389 | 0.29733 | 0.30929 | 0.31205 | 0.29855 | 0.29579 | 0.31911 | 0.30131 | 0.30162 | 0.30193 | 0.29548 | 0.29794 | 0.30408 | 0.29641 | 0.29518 | 0.30469 | 0.31635 | 0.30438 | 0.29242 | 0.3007 | 0.29579 | 0.30991 | 0.29702 | 0.30653 | 0.29978 | 0.29242 | 0.30162 | 0.31942 | 0.30193 | 0.29886 | 0.31604 | 0.2915 | 0.31236 | 0.30561 | 0.30162 | 0.31911 | 0.29456 | 0.34631 | 0.32251 | 0.3272 | 0.33156 | 0.34363 | 0.32821 | 0.32888 | 0.32519 | 0.34732 | 0.34296 | 0.32251 | 0.3215 | 0.32687 | 0.3386 | 0.34396 | 0.34497 | 0.35067 | 0.3262 | 0.33357 | 0.3272 | 0.34229 | 0.33592 | 0.33156 | 0.32083 | 0.33022 | 0.33123 | 0.33592 | 0.33089 | 0.31983 | 0.32016 | 0.31849 | 0.33156 | 0.34631 | 0.32452 | 0.33223 | 0.32117 | 0.32351 | 0.33894 | 0.32888 | 0.33927 | 0.35 | 0.34598 | 0.33827 | 0.35201 | 0.3329 | 0.32787 | 0.32486 | 0.32016 | 0.33241 | 0.35389 | 0.33888 | 0.3365 | 0.34639 | 0.3457 | 0.34434 | 0.34434 | 0.33138 | 0.35116 | 0.35116 | 0.34707 | 0.32695 | 0.34298 | 0.35423 | 0.35116 | 0.33479 | 0.33104 | 0.35764 | 0.33616 | 0.35184 | 0.34366 | 0.32798 | 0.34741 | 0.32968 | 0.35252 | 0.33207 | 0.32388 | 0.34843 | 0.32695 | 0.32968 | 0.35764 | 0.33411 | 0.33513 | 0.33445 | 0.32593 | 0.34843 | 0.33138 | 0.34468 | 0.32388 | 0.32866 | 0.34673 | 0.33718 | 0.35116 | 0.34673 | 0.35457 | 0.35798 | 0.33548 | 0.36899 | 0.36508 | 0.37254 | 0.36899 | 0.33915 | 0.35443 | 0.36437 | 0.35158 | 0.37041 | 0.37076 | 0.33915 | 0.35691 | 0.37183 | 0.35691 | 0.36295 | 0.36401 | 0.36792 | 0.34413 | 0.36543 | 0.35514 | 0.35158 | 0.35869 | 0.35656 | 0.36437 | 0.35016 | 0.34732 | 0.37183 | 0.36508 | 0.35762 | 0.33987 | 0.35762 | 0.37076 | 0.34732 | 0.35336 | 0.35336 | 0.35229 | 0.33844 | 0.36011 | 0.33773 | 0.33844 | 0.34697 | 0.36757 | 0.34839 | 0.3594 | 0.33951 | 0.36401 | 0.37147 | 0.36437 | 0.34458 | 0.35252 | 0.36082 | 0.34639 | 0.35865 | 0.35288 | 0.35108 | 0.36407 | 0.35216 | 0.36407 | 0.35505 | 0.36551 | 0.36082 | 0.372 | 0.35757 | 0.35288 | 0.34855 | 0.34458 | 0.36443 | 0.3435 | 0.34711 | 0.3702 | 0.35505 | 0.37886 | 0.34639 | 0.36731 | 0.37381 | 0.34855 | 0.35216 | 0.35649 | 0.36154 | 0.37633 | 0.35757 | 0.37128 | 0.35324 | 0.36551 | 0.36912 | 0.34278 | 0.36407 | 0.3619 | 0.35865 | 0.372 | 0.35613 | 0.35937 | 0.37236 | 0.35649 | 0.35324 | 0.35541 | 0.35901 | 0.34711 | 0.34602 | 0.35613 | 0.35901 | 0.36154 | 0.36948 | 0.37417 | 0.3536 | 0.36948 | 0.36407 | 0.3702 | 0.34963 | 0.35613 | 0.34783 | 0.37886 | 0.34891 | 0.36623 | 0.35974 | 0.36659 | 0.34314 | 0.36948 | 0.35757 | 0.372 | 0.34711 | 0.34711 | 0.34278 | 0.37056 | 0.36118 | 0.37525 | 0.34278 | 0.3601 | 0.34819 | 0.35396 | 0.37814 | 0.37453 | 0.35252 | 0.35649 | 0.35793 | 0.34602 | 0.34783 | 0.34819 | 0.37056 | 0.37489 | 0.36154 | 0.3536 | 0.35035
BC_RUT_GSS | 291 | 230 | BC | 0.003087 | 291 | 11098 | 0.3426 | 0.37925 | 0.36556 | 0.35927 | 0.35816 | 0.35779 | 0.36815 | 0.37629 | 0.38073 | 0.35742 | 0.3515 | 0.36593 | 0.37851 | 0.35853 | 0.37296 | 0.37629 | 0.36001 | 0.35668 | 0.3848 | 0.36334 | 0.36371 | 0.36408 | 0.35631 | 0.35927 | 0.36667 | 0.35742 | 0.35594 | 0.36741 | 0.38147 | 0.36704 | 0.35261 | 0.3626 | 0.35668 | 0.3737 | 0.35816 | 0.36963 | 0.36149 | 0.35261 | 0.36371 | 0.38517 | 0.36408 | 0.36038 | 0.3811 | 0.3515 | 0.37666 | 0.36852 | 0.36371 | 0.3848 | 0.3552 | 0.4176 | 0.3889 | 0.39456 | 0.39982 | 0.41437 | 0.39577 | 0.39658 | 0.39213 | 0.41882 | 0.41356 | 0.3889 | 0.38769 | 0.39416 | 0.40831 | 0.41477 | 0.41599 | 0.42286 | 0.39335 | 0.40224 | 0.39456 | 0.41275 | 0.40507 | 0.39982 | 0.38688 | 0.3982 | 0.39941 | 0.40507 | 0.39901 | 0.38567 | 0.38607 | 0.38405 | 0.39982 | 0.4176 | 0.39133 | 0.40062 | 0.38728 | 0.39011 | 0.40871 | 0.39658 | 0.40911 | 0.42205 | 0.4172 | 0.4079 | 0.42448 | 0.40143 | 0.39537 | 0.39173 | 0.38607 | 0.40084 | 0.42674 | 0.40865 | 0.40577 | 0.41769 | 0.41687 | 0.41523 | 0.41523 | 0.3996 | 0.42345 | 0.42345 | 0.41851 | 0.39426 | 0.41358 | 0.42715 | 0.42345 | 0.40371 | 0.39919 | 0.43126 | 0.40536 | 0.42427 | 0.4144 | 0.39549 | 0.41893 | 0.39755 | 0.42509 | 0.40043 | 0.39056 | 0.42016 | 0.39426 | 0.39755 | 0.43126 | 0.40289 | 0.40413 | 0.4033 | 0.39303 | 0.42016 | 0.3996 | 0.41564 | 0.39056 | 0.39631 | 0.4181 | 0.40659 | 0.42345 | 0.4181 | 0.42756 | 0.43167 | 0.40454 | 0.44495 | 0.44023 | 0.44923 | 0.44495 | 0.40897 | 0.42739 | 0.43938 | 0.42396 | 0.44666 | 0.44709 | 0.40897 | 0.43039 | 0.44837 | 0.43039 | 0.43767 | 0.43895 | 0.44366 | 0.41497 | 0.44066 | 0.42824 | 0.42396 | 0.43253 | 0.42996 | 0.43938 | 0.42225 | 0.41882 | 0.44837 | 0.44023 | 0.43124 | 0.40983 | 0.43124 | 0.44709 | 0.41882 | 0.4261 | 0.4261 | 0.42482 | 0.40812 | 0.43424 | 0.40726 | 0.40812 | 0.41839 | 0.44323 | 0.42011 | 0.43338 | 0.4094 | 0.43895 | 0.44794 | 0.43938 | 0.41552 | 0.42509 | 0.4351 | 0.41769 | 0.43249 | 0.42552 | 0.42335 | 0.43901 | 0.42465 | 0.43901 | 0.42813 | 0.44075 | 0.4351 | 0.44858 | 0.43118 | 0.42552 | 0.4203 | 0.41552 | 0.43945 | 0.41421 | 0.41856 | 0.44641 | 0.42813 | 0.45685 | 0.41769 | 0.44293 | 0.45076 | 0.4203 | 0.42465 | 0.42987 | 0.43597 | 0.45381 | 0.43118 | 0.44771 | 0.42596 | 0.44075 | 0.4451 | 0.41334 | 0.43901 | 0.4364 | 0.43249 | 0.44858 | 0.42944 | 0.43336 | 0.44902 | 0.42987 | 0.42596 | 0.42857 | 0.43292 | 0.41856 | 0.41726 | 0.42944 | 0.43292 | 0.43597 | 0.44554 | 0.45119 | 0.42639 | 0.44554 | 0.43901 | 0.44641 | 0.42161 | 0.42944 | 0.41943 | 0.45685 | 0.42074 | 0.44162 | 0.43379 | 0.44206 | 0.41378 | 0.44554 | 0.43118 | 0.44858 | 0.41856 | 0.41856 | 0.41334 | 0.44684 | 0.43553 | 0.4525 | 0.41334 | 0.43423 | 0.41987 | 0.42683 | 0.45598 | 0.45163 | 0.42509 | 0.42987 | 0.43162 | 0.41726 | 0.41943 | 0.41987 | 0.44684 | 0.45206 | 0.43597 | 0.42639 | 0.42248
BC_RUT_JCT | 292 | 230 | BC | 0.003087 | 292 | 11098 | 0.3426 | 0.37925 | 0.36556 | 0.35927 | 0.35816 | 0.35779 | 0.36815 | 0.37629 | 0.38073 | 0.35742 | 0.3515 | 0.36593 | 0.37851 | 0.35853 | 0.37296 | 0.37629 | 0.36001 | 0.35668 | 0.3848 | 0.36334 | 0.36371 | 0.36408 | 0.35631 | 0.35927 | 0.36667 | 0.35742 | 0.35594 | 0.36741 | 0.38147 | 0.36704 | 0.35261 | 0.3626 | 0.35668 | 0.3737 | 0.35816 | 0.36963 | 0.36149 | 0.35261 | 0.36371 | 0.38517 | 0.36408 | 0.36038 | 0.3811 | 0.3515 | 0.37666 | 0.36852 | 0.36371 | 0.3848 | 0.3552 | 0.4176 | 0.3889 | 0.39456 | 0.39982 | 0.41437 | 0.39577 | 0.39658 | 0.39213 | 0.41882 | 0.41356 | 0.3889 | 0.38769 | 0.39416 | 0.40831 | 0.41477 | 0.41599 | 0.42286 | 0.39335 | 0.40224 | 0.39456 | 0.41275 | 0.40507 | 0.39982 | 0.38688 | 0.3982 | 0.39941 | 0.40507 | 0.39901 | 0.38567 | 0.38607 | 0.38405 | 0.39982 | 0.4176 | 0.39133 | 0.40062 | 0.38728 | 0.39011 | 0.40871 | 0.39658 | 0.40911 | 0.42205 | 0.4172 | 0.4079 | 0.42448 | 0.40143 | 0.39537 | 0.39173 | 0.38607 | 0.40084 | 0.42674 | 0.40865 | 0.40577 | 0.41769 | 0.41687 | 0.41523 | 0.41523 | 0.3996 | 0.42345 | 0.42345 | 0.41851 | 0.39426 | 0.41358 | 0.42715 | 0.42345 | 0.40371 | 0.39919 | 0.43126 | 0.40536 | 0.42427 | 0.4144 | 0.39549 | 0.41893 | 0.39755 | 0.42509 | 0.40043 | 0.39056 | 0.42016 | 0.39426 | 0.39755 | 0.43126 | 0.40289 | 0.40413 | 0.4033 | 0.39303 | 0.42016 | 0.3996 | 0.41564 | 0.39056 | 0.39631 | 0.4181 | 0.40659 | 0.42345 | 0.4181 | 0.42756 | 0.43167 | 0.40454 | 0.44495 | 0.44023 | 0.44923 | 0.44495 | 0.40897 | 0.42739 | 0.43938 | 0.42396 | 0.44666 | 0.44709 | 0.40897 | 0.43039 | 0.44837 | 0.43039 | 0.43767 | 0.43895 | 0.44366 | 0.41497 | 0.44066 | 0.42824 | 0.42396 | 0.43253 | 0.42996 | 0.43938 | 0.42225 | 0.41882 | 0.44837 | 0.44023 | 0.43124 | 0.40983 | 0.43124 | 0.44709 | 0.41882 | 0.4261 | 0.4261 | 0.42482 | 0.40812 | 0.43424 | 0.40726 | 0.40812 | 0.41839 | 0.44323 | 0.42011 | 0.43338 | 0.4094 | 0.43895 | 0.44794 | 0.43938 | 0.41552 | 0.42509 | 0.4351 | 0.41769 | 0.43249 | 0.42552 | 0.42335 | 0.43901 | 0.42465 | 0.43901 | 0.42813 | 0.44075 | 0.4351 | 0.44858 | 0.43118 | 0.42552 | 0.4203 | 0.41552 | 0.43945 | 0.41421 | 0.41856 | 0.44641 | 0.42813 | 0.45685 | 0.41769 | 0.44293 | 0.45076 | 0.4203 | 0.42465 | 0.42987 | 0.43597 | 0.45381 | 0.43118 | 0.44771 | 0.42596 | 0.44075 | 0.4451 | 0.41334 | 0.43901 | 0.4364 | 0.43249 | 0.44858 | 0.42944 | 0.43336 | 0.44902 | 0.42987 | 0.42596 | 0.42857 | 0.43292 | 0.41856 | 0.41726 | 0.42944 | 0.43292 | 0.43597 | 0.44554 | 0.45119 | 0.42639 | 0.44554 | 0.43901 | 0.44641 | 0.42161 | 0.42944 | 0.41943 | 0.45685 | 0.42074 | 0.44162 | 0.43379 | 0.44206 | 0.41378 | 0.44554 | 0.43118 | 0.44858 | 0.41856 | 0.41856 | 0.41334 | 0.44684 | 0.43553 | 0.4525 | 0.41334 | 0.43423 | 0.41987 | 0.42683 | 0.45598 | 0.45163 | 0.42509 | 0.42987 | 0.43162 | 0.41726 | 0.41943 | 0.41987 | 0.44684 | 0.45206 | 0.43597 | 0.42639 | 0.42248
BC_SAC_DSS | 293 | 360 | BC | 0.010164 | 293 | 11098 | 1.128 | 1.2487 | 1.2036 | 1.1829 | 1.1793 | 1.178 | 1.2121 | 1.239 | 1.2536 | 1.1768 | 1.1573 | 1.2048 | 1.2463 | 1.1805 | 1.228 | 1.239 | 1.1853 | 1.1744 | 1.267 | 1.1963 | 1.1975 | 1.1987 | 1.1732 | 1.1829 | 1.2073 | 1.1768 | 1.1719 | 1.2097 | 1.256 | 1.2085 | 1.161 | 1.1939 | 1.1744 | 1.2304 | 1.1793 | 1.217 | 1.1902 | 1.161 | 1.1975 | 1.2682 | 1.1987 | 1.1866 | 1.2548 | 1.1573 | 1.2402 | 1.2134 | 1.1975 | 1.267 | 1.1695 | 1.375 | 1.2805 | 1.2991 | 1.3164 | 1.3643 | 1.3031 | 1.3058 | 1.2911 | 1.379 | 1.3617 | 1.2805 | 1.2765 | 1.2978 | 1.3444 | 1.3656 | 1.3696 | 1.3923 | 1.2951 | 1.3244 | 1.2991 | 1.359 | 1.3337 | 1.3164 | 1.2738 | 1.3111 | 1.3151 | 1.3337 | 1.3137 | 1.2698 | 1.2711 | 1.2645 | 1.3164 | 1.375 | 1.2884 | 1.3191 | 1.2751 | 1.2845 | 1.3457 | 1.3058 | 1.347 | 1.3896 | 1.3736 | 1.343 | 1.3976 | 1.3217 | 1.3018 | 1.2898 | 1.2711 | 1.3198 | 1.405 | 1.3455 | 1.336 | 1.3753 | 1.3726 | 1.3671 | 1.3671 | 1.3157 | 1.3942 | 1.3942 | 1.378 | 1.2981 | 1.3617 | 1.4064 | 1.3942 | 1.3292 | 1.3143 | 1.4199 | 1.3347 | 1.3969 | 1.3644 | 1.3022 | 1.3793 | 1.3089 | 1.3996 | 1.3184 | 1.2859 | 1.3834 | 1.2981 | 1.3089 | 1.4199 | 1.3265 | 1.3306 | 1.3279 | 1.294 | 1.3834 | 1.3157 | 1.3685 | 1.2859 | 1.3049 | 1.3766 | 1.3387 | 1.3942 | 1.3766 | 1.4077 | 1.4213 | 1.3319 | 1.465 | 1.4495 | 1.4791 | 1.465 | 1.3466 | 1.4072 | 1.4467 | 1.3959 | 1.4706 | 1.472 | 1.3466 | 1.4171 | 1.4763 | 1.4171 | 1.441 | 1.4453 | 1.4608 | 1.3663 | 1.4509 | 1.41 | 1.3959 | 1.4241 | 1.4156 | 1.4467 | 1.3903 | 1.379 | 1.4763 | 1.4495 | 1.4199 | 1.3494 | 1.4199 | 1.472 | 1.379 | 1.403 | 1.403 | 1.3987 | 1.3437 | 1.4297 | 1.3409 | 1.3437 | 1.3776 | 1.4594 | 1.3832 | 1.4269 | 1.348 | 1.4453 | 1.4749 | 1.4467 | 1.3681 | 1.3996 | 1.4326 | 1.3753 | 1.424 | 1.401 | 1.3939 | 1.4455 | 1.3982 | 1.4455 | 1.4096 | 1.4512 | 1.4326 | 1.477 | 1.4197 | 1.401 | 1.3839 | 1.3681 | 1.4469 | 1.3638 | 1.3781 | 1.4698 | 1.4096 | 1.5042 | 1.3753 | 1.4583 | 1.4841 | 1.3839 | 1.3982 | 1.4154 | 1.4354 | 1.4942 | 1.4197 | 1.4741 | 1.4025 | 1.4512 | 1.4655 | 1.3609 | 1.4455 | 1.4369 | 1.424 | 1.477 | 1.4139 | 1.4268 | 1.4784 | 1.4154 | 1.4025 | 1.4111 | 1.4254 | 1.3781 | 1.3738 | 1.4139 | 1.4254 | 1.4354 | 1.4669 | 1.4856 | 1.4039 | 1.4669 | 1.4455 | 1.4698 | 1.3882 | 1.4139 | 1.381 | 1.5042 | 1.3853 | 1.454 | 1.4283 | 1.4555 | 1.3624 | 1.4669 | 1.4197 | 1.477 | 1.3781 | 1.3781 | 1.3609 | 1.4712 | 1.434 | 1.4899 | 1.3609 | 1.4297 | 1.3824 | 1.4053 | 1.5013 | 1.487 | 1.3996 | 1.4154 | 1.4211 | 1.3738 | 1.381 | 1.3824 | 1.4712 | 1.4884 | 1.4354 | 1.4039 | 1.391
BC_SAM_DSS | 294 | 230 | BC | 0.003241 | 294 | 11098 | 0.35969 | 0.39817 | 0.3838 | 0.3772 | 0.37603 | 0.37564 | 0.38652 | 0.39506 | 0.39973 | 0.37525 | 0.36904 | 0.38419 | 0.3974 | 0.37642 | 0.39157 | 0.39506 | 0.37797 | 0.37448 | 0.404 | 0.38147 | 0.38186 | 0.38225 | 0.37409 | 0.3772 | 0.38496 | 0.37525 | 0.3737 | 0.38574 | 0.4005 | 0.38535 | 0.3702 | 0.38069 | 0.37448 | 0.39235 | 0.37603 | 0.38807 | 0.37953 | 0.3702 | 0.38186 | 0.40439 | 0.38225 | 0.37836 | 0.40011 | 0.36904 | 0.39545 | 0.38691 | 0.38186 | 0.404 | 0.37292 | 0.43844 | 0.4083 | 0.41424 | 0.41976 | 0.43504 | 0.41552 | 0.41637 | 0.4117 | 0.43971 | 0.43419 | 0.4083 | 0.40703 | 0.41382 | 0.42867 | 0.43546 | 0.43674 | 0.44395 | 0.41297 | 0.42231 | 0.41424 | 0.43334 | 0.42528 | 0.41976 | 0.40618 | 0.41806 | 0.41934 | 0.42528 | 0.41891 | 0.40491 | 0.40533 | 0.40321 | 0.41976 | 0.43844 | 0.41085 | 0.42061 | 0.4066 | 0.40957 | 0.4291 | 0.41637 | 0.42952 | 0.4431 | 0.43801 | 0.42825 | 0.44565 | 0.42146 | 0.41509 | 0.41127 | 0.40533 | 0.42083 | 0.44803 | 0.42903 | 0.42601 | 0.43853 | 0.43767 | 0.43594 | 0.43594 | 0.41954 | 0.44457 | 0.44457 | 0.43939 | 0.41393 | 0.43421 | 0.44846 | 0.44457 | 0.42385 | 0.41911 | 0.45277 | 0.42558 | 0.44544 | 0.43508 | 0.41522 | 0.43982 | 0.41738 | 0.4463 | 0.4204 | 0.41004 | 0.44112 | 0.41393 | 0.41738 | 0.45277 | 0.42299 | 0.42429 | 0.42342 | 0.41263 | 0.44112 | 0.41954 | 0.43637 | 0.41004 | 0.41608 | 0.43896 | 0.42688 | 0.44457 | 0.43896 | 0.44889 | 0.4532 | 0.42472 | 0.46714 | 0.4622 | 0.47164 | 0.46714 | 0.42938 | 0.44871 | 0.4613 | 0.44511 | 0.46894 | 0.46939 | 0.42938 | 0.45186 | 0.47074 | 0.45186 | 0.4595 | 0.46085 | 0.46579 | 0.43567 | 0.46265 | 0.44961 | 0.44511 | 0.4541 | 0.45141 | 0.4613 | 0.44331 | 0.43972 | 0.47074 | 0.4622 | 0.45275 | 0.43027 | 0.45275 | 0.46939 | 0.43972 | 0.44736 | 0.44736 | 0.44601 | 0.42848 | 0.4559 | 0.42758 | 0.42848 | 0.43927 | 0.46534 | 0.44107 | 0.455 | 0.42982 | 0.46085 | 0.47029 | 0.4613 | 0.43625 | 0.4463 | 0.4568 | 0.43853 | 0.45406 | 0.44675 | 0.44447 | 0.46091 | 0.44584 | 0.46091 | 0.44949 | 0.46274 | 0.4568 | 0.47096 | 0.45269 | 0.44675 | 0.44127 | 0.43625 | 0.46137 | 0.43487 | 0.43944 | 0.46868 | 0.44949 | 0.47964 | 0.43853 | 0.46502 | 0.47325 | 0.44127 | 0.44584 | 0.45132 | 0.45772 | 0.47644 | 0.45269 | 0.47005 | 0.44721 | 0.46274 | 0.46731 | 0.43396 | 0.46091 | 0.45817 | 0.45406 | 0.47096 | 0.45086 | 0.45497 | 0.47142 | 0.45132 | 0.44721 | 0.44995 | 0.45452 | 0.43944 | 0.43807 | 0.45086 | 0.45452 | 0.45772 | 0.46776 | 0.4737 | 0.44767 | 0.46776 | 0.46091 | 0.46868 | 0.44264 | 0.45086 | 0.44036 | 0.47964 | 0.44173 | 0.46365 | 0.45543 | 0.46411 | 0.43442 | 0.46776 | 0.45269 | 0.47096 | 0.43944 | 0.43944 | 0.43396 | 0.46914 | 0.45726 | 0.47507 | 0.43396 | 0.45589 | 0.44081 | 0.44812 | 0.47873 | 0.47416 | 0.4463 | 0.45132 | 0.45315 | 0.43807 | 0.44036 | 0.44081 | 0.46914 | 0.47462 | 0.45772 | 0.44767 | 0.44355
BC_SAT_DSS | 295 | 230 | BC | 0.003873 | 295 | 11098 | 0.42983 | 0.47582 | 0.45864 | 0.45075 | 0.44936 | 0.44889 | 0.46189 | 0.4721 | 0.47767 | 0.44843 | 0.441 | 0.45911 | 0.47489 | 0.44982 | 0.46793 | 0.4721 | 0.45168 | 0.4475 | 0.48278 | 0.45586 | 0.45632 | 0.45678 | 0.44704 | 0.45075 | 0.46003 | 0.44843 | 0.44657 | 0.46096 | 0.4786 | 0.4605 | 0.44239 | 0.45493 | 0.4475 | 0.46885 | 0.44936 | 0.46375 | 0.45353 | 0.44239 | 0.45632 | 0.48324 | 0.45678 | 0.45214 | 0.47814 | 0.441 | 0.47257 | 0.46235 | 0.45632 | 0.48278 | 0.44564 | 0.52393 | 0.48792 | 0.49502 | 0.50162 | 0.51987 | 0.49654 | 0.49756 | 0.49198 | 0.52545 | 0.51886 | 0.48792 | 0.4864 | 0.49451 | 0.51227 | 0.52038 | 0.5219 | 0.53053 | 0.4935 | 0.50466 | 0.49502 | 0.51785 | 0.50821 | 0.50162 | 0.48538 | 0.49959 | 0.50111 | 0.50821 | 0.5006 | 0.48386 | 0.48437 | 0.48183 | 0.50162 | 0.52393 | 0.49096 | 0.50263 | 0.48589 | 0.48944 | 0.51277 | 0.49756 | 0.51328 | 0.52951 | 0.52342 | 0.51176 | 0.53255 | 0.50364 | 0.49604 | 0.49147 | 0.48437 | 0.5029 | 0.53539 | 0.5127 | 0.50909 | 0.52404 | 0.52301 | 0.52095 | 0.52095 | 0.50135 | 0.53126 | 0.53126 | 0.52507 | 0.49464 | 0.51889 | 0.53591 | 0.53126 | 0.50651 | 0.50083 | 0.54106 | 0.50857 | 0.5323 | 0.51992 | 0.49619 | 0.52559 | 0.49877 | 0.53333 | 0.50238 | 0.49 | 0.52714 | 0.49464 | 0.49877 | 0.54106 | 0.50547 | 0.50702 | 0.50599 | 0.4931 | 0.52714 | 0.50135 | 0.52146 | 0.49 | 0.49722 | 0.52456 | 0.51012 | 0.53126 | 0.52456 | 0.53642 | 0.54158 | 0.50754 | 0.55824 | 0.55233 | 0.56361 | 0.55824 | 0.5131 | 0.53621 | 0.55125 | 0.53191 | 0.56039 | 0.56092 | 0.5131 | 0.53997 | 0.56253 | 0.53997 | 0.5491 | 0.55071 | 0.55662 | 0.52063 | 0.55286 | 0.53728 | 0.53191 | 0.54265 | 0.53943 | 0.55125 | 0.52976 | 0.52546 | 0.56253 | 0.55233 | 0.54104 | 0.51418 | 0.54104 | 0.56092 | 0.52546 | 0.5346 | 0.5346 | 0.53298 | 0.51203 | 0.5448 | 0.51096 | 0.51203 | 0.52492 | 0.55609 | 0.52707 | 0.54373 | 0.51364 | 0.55071 | 0.562 | 0.55125 | 0.52131 | 0.53332 | 0.54588 | 0.52404 | 0.5426 | 0.53387 | 0.53114 | 0.55079 | 0.53278 | 0.55079 | 0.53714 | 0.55297 | 0.54588 | 0.5628 | 0.54097 | 0.53387 | 0.52732 | 0.52131 | 0.55134 | 0.51968 | 0.52514 | 0.56007 | 0.53714 | 0.57317 | 0.52404 | 0.5557 | 0.56553 | 0.52732 | 0.53278 | 0.53933 | 0.54697 | 0.56935 | 0.54097 | 0.56171 | 0.53441 | 0.55297 | 0.55843 | 0.51858 | 0.55079 | 0.54752 | 0.5426 | 0.5628 | 0.53878 | 0.54369 | 0.56335 | 0.53933 | 0.53441 | 0.53769 | 0.54315 | 0.52514 | 0.5235 | 0.53878 | 0.54315 | 0.54697 | 0.55898 | 0.56608 | 0.53496 | 0.55898 | 0.55079 | 0.56007 | 0.52896 | 0.53878 | 0.52623 | 0.57317 | 0.52786 | 0.55407 | 0.54424 | 0.55461 | 0.51913 | 0.55898 | 0.54097 | 0.5628 | 0.52514 | 0.52514 | 0.51858 | 0.56062 | 0.54642 | 0.56771 | 0.51858 | 0.54479 | 0.52677 | 0.53551 | 0.57208 | 0.56662 | 0.53332 | 0.53933 | 0.54151 | 0.5235 | 0.52623 | 0.52677 | 0.56062 | 0.56717 | 0.54697 | 0.53496 | 0.53005
BC_SAY_DSS | 296 | 230 | BC | 0.002194 | 296 | 11098 | 0.24349 | 0.26954 | 0.25981 | 0.25534 | 0.25455 | 0.25429 | 0.26165 | 0.26744 | 0.2706 | 0.25403 | 0.24982 | 0.26008 | 0.26902 | 0.25482 | 0.26507 | 0.26744 | 0.25587 | 0.2535 | 0.27349 | 0.25824 | 0.2585 | 0.25876 | 0.25324 | 0.25534 | 0.2606 | 0.25403 | 0.25298 | 0.26113 | 0.27112 | 0.26087 | 0.25061 | 0.25771 | 0.2535 | 0.2656 | 0.25455 | 0.26271 | 0.25692 | 0.25061 | 0.2585 | 0.27375 | 0.25876 | 0.25613 | 0.27086 | 0.24982 | 0.2677 | 0.26192 | 0.2585 | 0.27349 | 0.25245 | 0.2968 | 0.2764 | 0.28042 | 0.28416 | 0.2945 | 0.28128 | 0.28186 | 0.2787 | 0.29766 | 0.29393 | 0.2764 | 0.27554 | 0.28014 | 0.29019 | 0.29479 | 0.29565 | 0.30053 | 0.27956 | 0.28588 | 0.28042 | 0.29335 | 0.28789 | 0.28416 | 0.27496 | 0.28301 | 0.28387 | 0.28789 | 0.28358 | 0.2741 | 0.27439 | 0.27295 | 0.28416 | 0.2968 | 0.27812 | 0.28473 | 0.27525 | 0.27726 | 0.29048 | 0.28186 | 0.29077 | 0.29996 | 0.29651 | 0.2899 | 0.30168 | 0.28531 | 0.281 | 0.27841 | 0.27439 | 0.28488 | 0.30329 | 0.29044 | 0.28839 | 0.29686 | 0.29628 | 0.29511 | 0.29511 | 0.28401 | 0.30095 | 0.30095 | 0.29745 | 0.28021 | 0.29394 | 0.30358 | 0.30095 | 0.28693 | 0.28371 | 0.30651 | 0.2881 | 0.30154 | 0.29453 | 0.28108 | 0.29774 | 0.28255 | 0.30212 | 0.28459 | 0.27758 | 0.29862 | 0.28021 | 0.28255 | 0.30651 | 0.28634 | 0.28722 | 0.28664 | 0.27933 | 0.29862 | 0.28401 | 0.2954 | 0.27758 | 0.28167 | 0.29716 | 0.28897 | 0.30095 | 0.29716 | 0.30388 | 0.3068 | 0.28751 | 0.31623 | 0.31288 | 0.31928 | 0.31623 | 0.29067 | 0.30375 | 0.31228 | 0.30132 | 0.31745 | 0.31775 | 0.29067 | 0.30588 | 0.31867 | 0.30588 | 0.31106 | 0.31197 | 0.31532 | 0.29493 | 0.31319 | 0.30436 | 0.30132 | 0.30741 | 0.30558 | 0.31228 | 0.3001 | 0.29767 | 0.31867 | 0.31288 | 0.30649 | 0.29128 | 0.30649 | 0.31775 | 0.29767 | 0.30284 | 0.30284 | 0.30193 | 0.29006 | 0.30862 | 0.28945 | 0.29006 | 0.29736 | 0.31502 | 0.29858 | 0.30802 | 0.29097 | 0.31197 | 0.31836 | 0.31228 | 0.29532 | 0.30212 | 0.30923 | 0.29686 | 0.30738 | 0.30243 | 0.30088 | 0.31202 | 0.30181 | 0.31202 | 0.30428 | 0.31325 | 0.30923 | 0.31882 | 0.30645 | 0.30243 | 0.29872 | 0.29532 | 0.31232 | 0.29439 | 0.29748 | 0.31727 | 0.30428 | 0.32469 | 0.29686 | 0.3148 | 0.32036 | 0.29872 | 0.30181 | 0.30552 | 0.30985 | 0.32253 | 0.30645 | 0.3182 | 0.30274 | 0.31325 | 0.31634 | 0.29377 | 0.31202 | 0.31016 | 0.30738 | 0.31882 | 0.30521 | 0.308 | 0.31913 | 0.30552 | 0.30274 | 0.30459 | 0.30769 | 0.29748 | 0.29655 | 0.30521 | 0.30769 | 0.30985 | 0.31665 | 0.32067 | 0.30305 | 0.31665 | 0.31202 | 0.31727 | 0.29965 | 0.30521 | 0.2981 | 0.32469 | 0.29903 | 0.31387 | 0.3083 | 0.31418 | 0.29408 | 0.31665 | 0.30645 | 0.31882 | 0.29748 | 0.29748 | 0.29377 | 0.31758 | 0.30954 | 0.3216 | 0.29377 | 0.30861 | 0.29841 | 0.30336 | 0.32408 | 0.32098 | 0.30212 | 0.30552 | 0.30676 | 0.29655 | 0.2981 | 0.29841 | 0.31758 | 0.32129 | 0.30985 | 0.30305 | 0.30026
BC_SBK_DSS | 297 | 500 | BC | 0.007264 | 297 | 11098 | 0.80616 | 0.89242 | 0.8602 | 0.8454 | 0.84279 | 0.84192 | 0.8663 | 0.88545 | 0.8959 | 0.84105 | 0.82712 | 0.86107 | 0.89068 | 0.84366 | 0.87762 | 0.88545 | 0.84714 | 0.83931 | 0.90548 | 0.85498 | 0.85585 | 0.85672 | 0.83844 | 0.8454 | 0.86282 | 0.84105 | 0.83757 | 0.86456 | 0.89764 | 0.86369 | 0.82973 | 0.85324 | 0.83931 | 0.87936 | 0.84279 | 0.86978 | 0.85063 | 0.82973 | 0.85585 | 0.90635 | 0.85672 | 0.84801 | 0.89677 | 0.82712 | 0.88632 | 0.86717 | 0.85585 | 0.90548 | 0.83583 | 0.98266 | 0.91512 | 0.92844 | 0.9408 | 0.97505 | 0.93129 | 0.93319 | 0.92273 | 0.98551 | 0.97315 | 0.91512 | 0.91227 | 0.92749 | 0.96078 | 0.976 | 0.97885 | 0.99503 | 0.92558 | 0.94651 | 0.92844 | 0.97124 | 0.95317 | 0.9408 | 0.91036 | 0.937 | 0.93985 | 0.95317 | 0.9389 | 0.90751 | 0.90846 | 0.9037 | 0.9408 | 0.98266 | 0.92083 | 0.94271 | 0.91131 | 0.91797 | 0.96173 | 0.93319 | 0.96268 | 0.99312 | 0.98171 | 0.95983 | 0.99883 | 0.94461 | 0.93034 | 0.92178 | 0.90846 | 0.94321 | 1.0042 | 0.96159 | 0.95481 | 0.98287 | 0.98093 | 0.97706 | 0.97706 | 0.9403 | 0.99641 | 0.99641 | 0.9848 | 0.92773 | 0.97319 | 1.0051 | 0.99641 | 0.94998 | 0.93934 | 1.0148 | 0.95385 | 0.99835 | 0.97513 | 0.93063 | 0.98577 | 0.93547 | 1.0003 | 0.94224 | 0.91902 | 0.98867 | 0.92773 | 0.93547 | 1.0148 | 0.94804 | 0.95094 | 0.94901 | 0.92483 | 0.98867 | 0.9403 | 0.97803 | 0.91902 | 0.93256 | 0.98384 | 0.95675 | 0.99641 | 0.98384 | 1.0061 | 1.0158 | 0.95191 | 1.047 | 1.0359 | 1.0571 | 1.047 | 0.96235 | 1.0057 | 1.0339 | 0.99762 | 1.051 | 1.052 | 0.96235 | 1.0127 | 1.0551 | 1.0127 | 1.0299 | 1.0329 | 1.044 | 0.97646 | 1.0369 | 1.0077 | 0.99762 | 1.0178 | 1.0117 | 1.0339 | 0.99359 | 0.98553 | 1.0551 | 1.0359 | 1.0148 | 0.96437 | 1.0148 | 1.052 | 0.98553 | 1.0027 | 1.0027 | 0.99964 | 0.96034 | 1.0218 | 0.95832 | 0.96034 | 0.98452 | 1.043 | 0.98855 | 1.0198 | 0.96336 | 1.0329 | 1.0541 | 1.0339 | 0.97775 | 1.0003 | 1.0238 | 0.98287 | 1.0177 | 1.0013 | 0.99618 | 1.033 | 0.99925 | 1.033 | 1.0074 | 1.0371 | 1.0238 | 1.0556 | 1.0146 | 1.0013 | 0.98901 | 0.97775 | 1.0341 | 0.97468 | 0.98492 | 1.0504 | 1.0074 | 1.075 | 0.98287 | 1.0423 | 1.0607 | 0.98901 | 0.99925 | 1.0115 | 1.0259 | 1.0678 | 1.0146 | 1.0535 | 1.0023 | 1.0371 | 1.0474 | 0.97263 | 1.033 | 1.0269 | 1.0177 | 1.0556 | 1.0105 | 1.0197 | 1.0566 | 1.0115 | 1.0023 | 1.0085 | 1.0187 | 0.98492 | 0.98184 | 1.0105 | 1.0187 | 1.0259 | 1.0484 | 1.0617 | 1.0033 | 1.0484 | 1.033 | 1.0504 | 0.99208 | 1.0105 | 0.98696 | 1.075 | 0.99004 | 1.0392 | 1.0208 | 1.0402 | 0.97365 | 1.0484 | 1.0146 | 1.0556 | 0.98492 | 0.98492 | 0.97263 | 1.0515 | 1.0248 | 1.0648 | 0.97263 | 1.0218 | 0.98799 | 1.0044 | 1.073 | 1.0627 | 1.0003 | 1.0115 | 1.0156 | 0.98184 | 0.98696 | 0.98799 | 1.0515 | 1.0638 | 1.0259 | 1.0033 | 0.99413
BC_SCK_DSS | 298 | 230 | BC | 0.003372 | 298 | 11098 | 0.37422 | 0.41427 | 0.39931 | 0.39244 | 0.39123 | 0.39083 | 0.40214 | 0.41103 | 0.41588 | 0.39042 | 0.38395 | 0.39972 | 0.41346 | 0.39163 | 0.4074 | 0.41103 | 0.39325 | 0.38961 | 0.42033 | 0.39689 | 0.39729 | 0.3977 | 0.38921 | 0.39244 | 0.40053 | 0.39042 | 0.3888 | 0.40133 | 0.41669 | 0.40093 | 0.38517 | 0.39608 | 0.38961 | 0.4082 | 0.39123 | 0.40376 | 0.39487 | 0.38517 | 0.39729 | 0.42073 | 0.3977 | 0.39365 | 0.41629 | 0.38395 | 0.41144 | 0.40255 | 0.39729 | 0.42033 | 0.388 | 0.45616 | 0.4248 | 0.43099 | 0.43673 | 0.45262 | 0.43231 | 0.43319 | 0.42834 | 0.45748 | 0.45174 | 0.4248 | 0.42348 | 0.43055 | 0.446 | 0.45307 | 0.45439 | 0.4619 | 0.42966 | 0.43938 | 0.43099 | 0.45086 | 0.44247 | 0.43673 | 0.4226 | 0.43496 | 0.43629 | 0.44247 | 0.43584 | 0.42127 | 0.42171 | 0.41951 | 0.43673 | 0.45616 | 0.42745 | 0.43761 | 0.42304 | 0.42613 | 0.44644 | 0.43319 | 0.44688 | 0.46101 | 0.45572 | 0.44556 | 0.46366 | 0.43849 | 0.43187 | 0.4279 | 0.42171 | 0.43784 | 0.46613 | 0.44638 | 0.44323 | 0.45625 | 0.45536 | 0.45356 | 0.45356 | 0.4365 | 0.46254 | 0.46254 | 0.45715 | 0.43066 | 0.45176 | 0.46658 | 0.46254 | 0.44099 | 0.43605 | 0.47107 | 0.44278 | 0.46344 | 0.45266 | 0.432 | 0.4576 | 0.43425 | 0.46434 | 0.43739 | 0.42662 | 0.45895 | 0.43066 | 0.43425 | 0.47107 | 0.44009 | 0.44144 | 0.44054 | 0.42931 | 0.45895 | 0.4365 | 0.45401 | 0.42662 | 0.4329 | 0.4567 | 0.44413 | 0.46254 | 0.4567 | 0.46703 | 0.47152 | 0.44188 | 0.48602 | 0.48088 | 0.4907 | 0.48602 | 0.44673 | 0.46685 | 0.47994 | 0.4631 | 0.4879 | 0.48836 | 0.44673 | 0.47012 | 0.48977 | 0.47012 | 0.47807 | 0.47948 | 0.48462 | 0.45328 | 0.48135 | 0.46778 | 0.4631 | 0.47246 | 0.46965 | 0.47994 | 0.46123 | 0.45749 | 0.48977 | 0.48088 | 0.47106 | 0.44767 | 0.47106 | 0.48836 | 0.45749 | 0.46544 | 0.46544 | 0.46404 | 0.4458 | 0.47433 | 0.44486 | 0.4458 | 0.45702 | 0.48415 | 0.45889 | 0.47339 | 0.4472 | 0.47948 | 0.4893 | 0.47994 | 0.45388 | 0.46433 | 0.47527 | 0.45625 | 0.47241 | 0.46481 | 0.46243 | 0.47954 | 0.46386 | 0.47954 | 0.46766 | 0.48144 | 0.47527 | 0.49 | 0.47099 | 0.46481 | 0.45911 | 0.45388 | 0.48002 | 0.45245 | 0.45721 | 0.48762 | 0.46766 | 0.49903 | 0.45625 | 0.48382 | 0.49237 | 0.45911 | 0.46386 | 0.46956 | 0.47622 | 0.4957 | 0.47099 | 0.48905 | 0.46528 | 0.48144 | 0.4862 | 0.4515 | 0.47954 | 0.47669 | 0.47241 | 0.49 | 0.46909 | 0.47336 | 0.49047 | 0.46956 | 0.46528 | 0.46814 | 0.47289 | 0.45721 | 0.45578 | 0.46909 | 0.47289 | 0.47622 | 0.48667 | 0.49285 | 0.46576 | 0.48667 | 0.47954 | 0.48762 | 0.46053 | 0.46909 | 0.45816 | 0.49903 | 0.45958 | 0.48239 | 0.47384 | 0.48287 | 0.45198 | 0.48667 | 0.47099 | 0.49 | 0.45721 | 0.45721 | 0.4515 | 0.4881 | 0.47574 | 0.49428 | 0.4515 | 0.47431 | 0.45863 | 0.46624 | 0.49808 | 0.49333 | 0.46433 | 0.46956 | 0.47146 | 0.45578 | 0.45816 | 0.45863 | 0.4881 | 0.4938 | 0.47622 | 0.46576 | 0.46148
BC_SEL_TSS | 299 | 230 | BC | 0.002609 | 299 | 11098 | 0.28955 | 0.32053 | 0.30896 | 0.30364 | 0.3027 | 0.30239 | 0.31115 | 0.31803 | 0.32178 | 0.30208 | 0.29708 | 0.30927 | 0.3199 | 0.30302 | 0.31521 | 0.31803 | 0.30427 | 0.30145 | 0.32522 | 0.30708 | 0.30739 | 0.30771 | 0.30114 | 0.30364 | 0.3099 | 0.30208 | 0.30083 | 0.31052 | 0.3224 | 0.31021 | 0.29801 | 0.30646 | 0.30145 | 0.31584 | 0.3027 | 0.3124 | 0.30552 | 0.29801 | 0.30739 | 0.32553 | 0.30771 | 0.30458 | 0.32209 | 0.29708 | 0.31834 | 0.31146 | 0.30739 | 0.32522 | 0.3002 | 0.35294 | 0.32868 | 0.33347 | 0.33791 | 0.35021 | 0.33449 | 0.33517 | 0.33142 | 0.35397 | 0.34952 | 0.32868 | 0.32766 | 0.33312 | 0.34508 | 0.35055 | 0.35157 | 0.35738 | 0.33244 | 0.33996 | 0.33347 | 0.34884 | 0.34235 | 0.33791 | 0.32697 | 0.33654 | 0.33757 | 0.34235 | 0.33722 | 0.32595 | 0.32629 | 0.32458 | 0.33791 | 0.35294 | 0.33073 | 0.33859 | 0.32732 | 0.32971 | 0.34542 | 0.33517 | 0.34577 | 0.3567 | 0.3526 | 0.34474 | 0.35875 | 0.33927 | 0.33415 | 0.33107 | 0.32629 | 0.33877 | 0.36066 | 0.34537 | 0.34294 | 0.35302 | 0.35232 | 0.35093 | 0.35093 | 0.33773 | 0.35788 | 0.35788 | 0.35371 | 0.33321 | 0.34954 | 0.36101 | 0.35788 | 0.3412 | 0.33738 | 0.36448 | 0.34259 | 0.35857 | 0.35024 | 0.33425 | 0.35406 | 0.33599 | 0.35927 | 0.33842 | 0.33008 | 0.3551 | 0.33321 | 0.33599 | 0.36448 | 0.34051 | 0.34155 | 0.34085 | 0.33217 | 0.3551 | 0.33773 | 0.35128 | 0.33008 | 0.33495 | 0.35336 | 0.34363 | 0.35788 | 0.35336 | 0.36135 | 0.36483 | 0.3419 | 0.37605 | 0.37207 | 0.37967 | 0.37605 | 0.34565 | 0.36121 | 0.37134 | 0.35831 | 0.3775 | 0.37786 | 0.34565 | 0.36374 | 0.37894 | 0.36374 | 0.3699 | 0.37098 | 0.37496 | 0.35071 | 0.37243 | 0.36193 | 0.35831 | 0.36555 | 0.36338 | 0.37134 | 0.35687 | 0.35397 | 0.37894 | 0.37207 | 0.36447 | 0.34637 | 0.36447 | 0.37786 | 0.35397 | 0.36012 | 0.36012 | 0.35904 | 0.34492 | 0.367 | 0.3442 | 0.34492 | 0.35361 | 0.3746 | 0.35506 | 0.36628 | 0.34601 | 0.37098 | 0.37858 | 0.37134 | 0.35118 | 0.35927 | 0.36772 | 0.35302 | 0.36552 | 0.35963 | 0.3578 | 0.37103 | 0.3589 | 0.37103 | 0.36184 | 0.3725 | 0.36772 | 0.37912 | 0.36441 | 0.35963 | 0.35522 | 0.35118 | 0.3714 | 0.35007 | 0.35375 | 0.37729 | 0.36184 | 0.38611 | 0.35302 | 0.37434 | 0.38096 | 0.35522 | 0.3589 | 0.36331 | 0.36846 | 0.38354 | 0.36441 | 0.37839 | 0.36 | 0.3725 | 0.37618 | 0.34934 | 0.37103 | 0.36883 | 0.36552 | 0.37912 | 0.36294 | 0.36625 | 0.37949 | 0.36331 | 0.36 | 0.36221 | 0.36589 | 0.35375 | 0.35265 | 0.36294 | 0.36589 | 0.36846 | 0.37655 | 0.38133 | 0.36037 | 0.37655 | 0.37103 | 0.37729 | 0.35633 | 0.36294 | 0.35449 | 0.38611 | 0.35559 | 0.37324 | 0.36662 | 0.37361 | 0.34971 | 0.37655 | 0.36441 | 0.37912 | 0.35375 | 0.35375 | 0.34934 | 0.37765 | 0.36809 | 0.38243 | 0.34934 | 0.36699 | 0.35485 | 0.36074 | 0.38538 | 0.3817 | 0.35927 | 0.36331 | 0.36478 | 0.35265 | 0.35449 | 0.35485 | 0.37765 | 0.38207 | 0.36846 | 0.36037 | 0.35706
BC_SEV_GSS | 300 | 230 | BC | 0.002609 | 300 | 11098 | 0.28955 | 0.32053 | 0.30896 | 0.30364 | 0.3027 | 0.30239 | 0.31115 | 0.31803 | 0.32178 | 0.30208 | 0.29708 | 0.30927 | 0.3199 | 0.30302 | 0.31521 | 0.31803 | 0.30427 | 0.30145 | 0.32522 | 0.30708 | 0.30739 | 0.30771 | 0.30114 | 0.30364 | 0.3099 | 0.30208 | 0.30083 | 0.31052 | 0.3224 | 0.31021 | 0.29801 | 0.30646 | 0.30145 | 0.31584 | 0.3027 | 0.3124 | 0.30552 | 0.29801 | 0.30739 | 0.32553 | 0.30771 | 0.30458 | 0.32209 | 0.29708 | 0.31834 | 0.31146 | 0.30739 | 0.32522 | 0.3002 | 0.35294 | 0.32868 | 0.33347 | 0.33791 | 0.35021 | 0.33449 | 0.33517 | 0.33142 | 0.35397 | 0.34952 | 0.32868 | 0.32766 | 0.33312 | 0.34508 | 0.35055 | 0.35157 | 0.35738 | 0.33244 | 0.33996 | 0.33347 | 0.34884 | 0.34235 | 0.33791 | 0.32697 | 0.33654 | 0.33757 | 0.34235 | 0.33722 | 0.32595 | 0.32629 | 0.32458 | 0.33791 | 0.35294 | 0.33073 | 0.33859 | 0.32732 | 0.32971 | 0.34542 | 0.33517 | 0.34577 | 0.3567 | 0.3526 | 0.34474 | 0.35875 | 0.33927 | 0.33415 | 0.33107 | 0.32629 | 0.33877 | 0.36066 | 0.34537 | 0.34294 | 0.35302 | 0.35232 | 0.35093 | 0.35093 | 0.33773 | 0.35788 | 0.35788 | 0.35371 | 0.33321 | 0.34954 | 0.36101 | 0.35788 | 0.3412 | 0.33738 | 0.36448 | 0.34259 | 0.35857 | 0.35024 | 0.33425 | 0.35406 | 0.33599 | 0.35927 | 0.33842 | 0.33008 | 0.3551 | 0.33321 | 0.33599 | 0.36448 | 0.34051 | 0.34155 | 0.34085 | 0.33217 | 0.3551 | 0.33773 | 0.35128 | 0.33008 | 0.33495 | 0.35336 | 0.34363 | 0.35788 | 0.35336 | 0.36135 | 0.36483 | 0.3419 | 0.37605 | 0.37207 | 0.37967 | 0.37605 | 0.34565 | 0.36121 | 0.37134 | 0.35831 | 0.3775 | 0.37786 | 0.34565 | 0.36374 | 0.37894 | 0.36374 | 0.3699 | 0.37098 | 0.37496 | 0.35071 | 0.37243 | 0.36193 | 0.35831 | 0.36555 | 0.36338 | 0.37134 | 0.35687 | 0.35397 | 0.37894 | 0.37207 | 0.36447 | 0.34637 | 0.36447 | 0.37786 | 0.35397 | 0.36012 | 0.36012 | 0.35904 | 0.34492 | 0.367 | 0.3442 | 0.34492 | 0.35361 | 0.3746 | 0.35506 | 0.36628 | 0.34601 | 0.37098 | 0.37858 | 0.37134 | 0.35118 | 0.35927 | 0.36772 | 0.35302 | 0.36552 | 0.35963 | 0.3578 | 0.37103 | 0.3589 | 0.37103 | 0.36184 | 0.3725 | 0.36772 | 0.37912 | 0.36441 | 0.35963 | 0.35522 | 0.35118 | 0.3714 | 0.35007 | 0.35375 | 0.37729 | 0.36184 | 0.38611 | 0.35302 | 0.37434 | 0.38096 | 0.35522 | 0.3589 | 0.36331 | 0.36846 | 0.38354 | 0.36441 | 0.37839 | 0.36 | 0.3725 | 0.37618 | 0.34934 | 0.37103 | 0.36883 | 0.36552 | 0.37912 | 0.36294 | 0.36625 | 0.37949 | 0.36331 | 0.36 | 0.36221 | 0.36589 | 0.35375 | 0.35265 | 0.36294 | 0.36589 | 0.36846 | 0.37655 | 0.38133 | 0.36037 | 0.37655 | 0.37103 | 0.37729 | 0.35633 | 0.36294 | 0.35449 | 0.38611 | 0.35559 | 0.37324 | 0.36662 | 0.37361 | 0.34971 | 0.37655 | 0.36441 | 0.37912 | 0.35375 | 0.35375 | 0.34934 | 0.37765 | 0.36809 | 0.38243 | 0.34934 | 0.36699 | 0.35485 | 0.36074 | 0.38538 | 0.3817 | 0.35927 | 0.36331 | 0.36478 | 0.35265 | 0.35449 | 0.35485 | 0.37765 | 0.38207 | 0.36846 | 0.36037 | 0.35706
BC_SGB_ISS | 301 | 230 | BC | 0.003341 | 301 | 11098 | 0.37078 | 0.41046 | 0.39564 | 0.38883 | 0.38763 | 0.38723 | 0.39844 | 0.40725 | 0.41206 | 0.38683 | 0.38042 | 0.39604 | 0.40966 | 0.38803 | 0.40365 | 0.40725 | 0.38963 | 0.38603 | 0.41646 | 0.39324 | 0.39364 | 0.39404 | 0.38563 | 0.38883 | 0.39684 | 0.38683 | 0.38523 | 0.39764 | 0.41286 | 0.39724 | 0.38163 | 0.39244 | 0.38603 | 0.40445 | 0.38763 | 0.40005 | 0.39124 | 0.38163 | 0.39364 | 0.41687 | 0.39404 | 0.39004 | 0.41246 | 0.38042 | 0.40765 | 0.39885 | 0.39364 | 0.41646 | 0.38443 | 0.45196 | 0.4209 | 0.42702 | 0.43271 | 0.44846 | 0.42834 | 0.42921 | 0.4244 | 0.45328 | 0.44759 | 0.4209 | 0.41959 | 0.42659 | 0.4419 | 0.4489 | 0.45021 | 0.45765 | 0.42571 | 0.43534 | 0.42702 | 0.44671 | 0.4384 | 0.43271 | 0.41871 | 0.43096 | 0.43228 | 0.4384 | 0.43184 | 0.4174 | 0.41784 | 0.41565 | 0.43271 | 0.45196 | 0.42352 | 0.43359 | 0.41915 | 0.42221 | 0.44234 | 0.42921 | 0.44278 | 0.45678 | 0.45153 | 0.44146 | 0.4594 | 0.43446 | 0.4279 | 0.42396 | 0.41784 | 0.43382 | 0.46185 | 0.44227 | 0.43916 | 0.45206 | 0.45117 | 0.44939 | 0.44939 | 0.43248 | 0.45829 | 0.45829 | 0.45295 | 0.4267 | 0.44761 | 0.46229 | 0.45829 | 0.43693 | 0.43204 | 0.46674 | 0.43871 | 0.45918 | 0.4485 | 0.42803 | 0.45339 | 0.43026 | 0.46007 | 0.43337 | 0.42269 | 0.45473 | 0.4267 | 0.43026 | 0.46674 | 0.43604 | 0.43738 | 0.43649 | 0.42536 | 0.45473 | 0.43248 | 0.44984 | 0.42269 | 0.42892 | 0.45251 | 0.44005 | 0.45829 | 0.45251 | 0.46274 | 0.46719 | 0.43782 | 0.48156 | 0.47646 | 0.48619 | 0.48156 | 0.44262 | 0.46255 | 0.47553 | 0.45885 | 0.48341 | 0.48387 | 0.44262 | 0.4658 | 0.48526 | 0.4658 | 0.47368 | 0.47507 | 0.48017 | 0.44911 | 0.47692 | 0.46348 | 0.45885 | 0.46812 | 0.46533 | 0.47553 | 0.45699 | 0.45328 | 0.48526 | 0.47646 | 0.46672 | 0.44355 | 0.46672 | 0.48387 | 0.45328 | 0.46116 | 0.46116 | 0.45977 | 0.4417 | 0.46997 | 0.44077 | 0.4417 | 0.45282 | 0.4797 | 0.45467 | 0.46904 | 0.44309 | 0.47507 | 0.4848 | 0.47553 | 0.44971 | 0.46007 | 0.4709 | 0.45206 | 0.46807 | 0.46054 | 0.45818 | 0.47513 | 0.45959 | 0.47513 | 0.46336 | 0.47702 | 0.4709 | 0.48549 | 0.46666 | 0.46054 | 0.45489 | 0.44971 | 0.4756 | 0.44829 | 0.453 | 0.48314 | 0.46336 | 0.49444 | 0.45206 | 0.47937 | 0.48785 | 0.45489 | 0.45959 | 0.46525 | 0.47184 | 0.49114 | 0.46666 | 0.48455 | 0.46101 | 0.47702 | 0.48173 | 0.44735 | 0.47513 | 0.47231 | 0.46807 | 0.48549 | 0.46477 | 0.46901 | 0.48596 | 0.46525 | 0.46101 | 0.46383 | 0.46854 | 0.453 | 0.45159 | 0.46477 | 0.46854 | 0.47184 | 0.4822 | 0.48832 | 0.46148 | 0.4822 | 0.47513 | 0.48314 | 0.4563 | 0.46477 | 0.45394 | 0.49444 | 0.45536 | 0.47796 | 0.46948 | 0.47843 | 0.44782 | 0.4822 | 0.46666 | 0.48549 | 0.453 | 0.453 | 0.44735 | 0.48361 | 0.47137 | 0.48973 | 0.44735 | 0.46995 | 0.45441 | 0.46195 | 0.4935 | 0.48879 | 0.46007 | 0.46525 | 0.46713 | 0.45159 | 0.45394 | 0.45441 | 0.48361 | 0.48926 | 0.47184 | 0.46148 | 0.45724
BC_SKA_DSS | 302 | 287 | BC | 0.003431 | 302 | 11098 | 0.38077 | 0.42152 | 0.4063 | 0.39931 | 0.39807 | 0.39766 | 0.40918 | 0.41823 | 0.42316 | 0.39725 | 0.39067 | 0.40671 | 0.42069 | 0.39849 | 0.41452 | 0.41823 | 0.40013 | 0.39643 | 0.42768 | 0.40383 | 0.40424 | 0.40465 | 0.39602 | 0.39931 | 0.40753 | 0.39725 | 0.39561 | 0.40836 | 0.42398 | 0.40794 | 0.39191 | 0.40301 | 0.39643 | 0.41535 | 0.39807 | 0.41082 | 0.40178 | 0.39191 | 0.40424 | 0.42809 | 0.40465 | 0.40054 | 0.42357 | 0.39067 | 0.41864 | 0.40959 | 0.40424 | 0.42768 | 0.39478 | 0.46414 | 0.43224 | 0.43853 | 0.44437 | 0.46054 | 0.43988 | 0.44077 | 0.43583 | 0.46549 | 0.45965 | 0.43224 | 0.43089 | 0.43808 | 0.4538 | 0.46099 | 0.46234 | 0.46998 | 0.43718 | 0.44706 | 0.43853 | 0.45875 | 0.45021 | 0.44437 | 0.42999 | 0.44257 | 0.44392 | 0.45021 | 0.44347 | 0.42864 | 0.42909 | 0.42685 | 0.44437 | 0.46414 | 0.43493 | 0.44527 | 0.43044 | 0.43359 | 0.45425 | 0.44077 | 0.4547 | 0.46908 | 0.46369 | 0.45336 | 0.47178 | 0.44617 | 0.43943 | 0.43538 | 0.42909 | 0.4455 | 0.47429 | 0.45419 | 0.45099 | 0.46424 | 0.46332 | 0.4615 | 0.4615 | 0.44413 | 0.47063 | 0.47063 | 0.46515 | 0.43819 | 0.45967 | 0.47475 | 0.47063 | 0.4487 | 0.44368 | 0.47932 | 0.45053 | 0.47155 | 0.46058 | 0.43956 | 0.46561 | 0.44185 | 0.47246 | 0.44505 | 0.43408 | 0.46698 | 0.43819 | 0.44185 | 0.47932 | 0.44779 | 0.44916 | 0.44825 | 0.43682 | 0.46698 | 0.44413 | 0.46195 | 0.43408 | 0.44048 | 0.46469 | 0.4519 | 0.47063 | 0.46469 | 0.4752 | 0.47977 | 0.44962 | 0.49453 | 0.48929 | 0.49929 | 0.49453 | 0.45455 | 0.47501 | 0.48834 | 0.47121 | 0.49643 | 0.49691 | 0.45455 | 0.47835 | 0.49834 | 0.47835 | 0.48644 | 0.48786 | 0.4931 | 0.46121 | 0.48977 | 0.47597 | 0.47121 | 0.48073 | 0.47787 | 0.48834 | 0.4693 | 0.46549 | 0.49834 | 0.48929 | 0.4793 | 0.4555 | 0.4793 | 0.49691 | 0.46549 | 0.47359 | 0.47359 | 0.47216 | 0.4536 | 0.48263 | 0.45264 | 0.4536 | 0.46502 | 0.49262 | 0.46692 | 0.48168 | 0.45502 | 0.48786 | 0.49786 | 0.48834 | 0.46182 | 0.47246 | 0.48358 | 0.46424 | 0.48068 | 0.47294 | 0.47052 | 0.48793 | 0.47197 | 0.48793 | 0.47584 | 0.48987 | 0.48358 | 0.49857 | 0.47923 | 0.47294 | 0.46714 | 0.46182 | 0.48842 | 0.46037 | 0.4652 | 0.49615 | 0.47584 | 0.50776 | 0.46424 | 0.49229 | 0.50099 | 0.46714 | 0.47197 | 0.47778 | 0.48455 | 0.50437 | 0.47923 | 0.4976 | 0.47343 | 0.48987 | 0.4947 | 0.4594 | 0.48793 | 0.48503 | 0.48068 | 0.49857 | 0.47729 | 0.48165 | 0.49906 | 0.47778 | 0.47343 | 0.47633 | 0.48116 | 0.4652 | 0.46375 | 0.47729 | 0.48116 | 0.48455 | 0.49519 | 0.50147 | 0.47391 | 0.49519 | 0.48793 | 0.49615 | 0.46859 | 0.47729 | 0.46617 | 0.50776 | 0.46762 | 0.49083 | 0.48213 | 0.49132 | 0.45989 | 0.49519 | 0.47923 | 0.49857 | 0.4652 | 0.4652 | 0.4594 | 0.49664 | 0.48406 | 0.50292 | 0.4594 | 0.48261 | 0.46666 | 0.47439 | 0.50679 | 0.50196 | 0.47246 | 0.47778 | 0.47971 | 0.46375 | 0.46617 | 0.46666 | 0.49664 | 0.50244 | 0.48455 | 0.47391 | 0.46956
BC_SLS_DSS | 303 | 230 | BC | 0.003341 | 303 | 11098 | 0.37078 | 0.41046 | 0.39564 | 0.38883 | 0.38763 | 0.38723 | 0.39844 | 0.40725 | 0.41206 | 0.38683 | 0.38042 | 0.39604 | 0.40966 | 0.38803 | 0.40365 | 0.40725 | 0.38963 | 0.38603 | 0.41646 | 0.39324 | 0.39364 | 0.39404 | 0.38563 | 0.38883 | 0.39684 | 0.38683 | 0.38523 | 0.39764 | 0.41286 | 0.39724 | 0.38163 | 0.39244 | 0.38603 | 0.40445 | 0.38763 | 0.40005 | 0.39124 | 0.38163 | 0.39364 | 0.41687 | 0.39404 | 0.39004 | 0.41246 | 0.38042 | 0.40765 | 0.39885 | 0.39364 | 0.41646 | 0.38443 | 0.45196 | 0.4209 | 0.42702 | 0.43271 | 0.44846 | 0.42834 | 0.42921 | 0.4244 | 0.45328 | 0.44759 | 0.4209 | 0.41959 | 0.42659 | 0.4419 | 0.4489 | 0.45021 | 0.45765 | 0.42571 | 0.43534 | 0.42702 | 0.44671 | 0.4384 | 0.43271 | 0.41871 | 0.43096 | 0.43228 | 0.4384 | 0.43184 | 0.4174 | 0.41784 | 0.41565 | 0.43271 | 0.45196 | 0.42352 | 0.43359 | 0.41915 | 0.42221 | 0.44234 | 0.42921 | 0.44278 | 0.45678 | 0.45153 | 0.44146 | 0.4594 | 0.43446 | 0.4279 | 0.42396 | 0.41784 | 0.43382 | 0.46185 | 0.44227 | 0.43916 | 0.45206 | 0.45117 | 0.44939 | 0.44939 | 0.43248 | 0.45829 | 0.45829 | 0.45295 | 0.4267 | 0.44761 | 0.46229 | 0.45829 | 0.43693 | 0.43204 | 0.46674 | 0.43871 | 0.45918 | 0.4485 | 0.42803 | 0.45339 | 0.43026 | 0.46007 | 0.43337 | 0.42269 | 0.45473 | 0.4267 | 0.43026 | 0.46674 | 0.43604 | 0.43738 | 0.43649 | 0.42536 | 0.45473 | 0.43248 | 0.44984 | 0.42269 | 0.42892 | 0.45251 | 0.44005 | 0.45829 | 0.45251 | 0.46274 | 0.46719 | 0.43782 | 0.48156 | 0.47646 | 0.48619 | 0.48156 | 0.44262 | 0.46255 | 0.47553 | 0.45885 | 0.48341 | 0.48387 | 0.44262 | 0.4658 | 0.48526 | 0.4658 | 0.47368 | 0.47507 | 0.48017 | 0.44911 | 0.47692 | 0.46348 | 0.45885 | 0.46812 | 0.46533 | 0.47553 | 0.45699 | 0.45328 | 0.48526 | 0.47646 | 0.46672 | 0.44355 | 0.46672 | 0.48387 | 0.45328 | 0.46116 | 0.46116 | 0.45977 | 0.4417 | 0.46997 | 0.44077 | 0.4417 | 0.45282 | 0.4797 | 0.45467 | 0.46904 | 0.44309 | 0.47507 | 0.4848 | 0.47553 | 0.44971 | 0.46007 | 0.4709 | 0.45206 | 0.46807 | 0.46054 | 0.45818 | 0.47513 | 0.45959 | 0.47513 | 0.46336 | 0.47702 | 0.4709 | 0.48549 | 0.46666 | 0.46054 | 0.45489 | 0.44971 | 0.4756 | 0.44829 | 0.453 | 0.48314 | 0.46336 | 0.49444 | 0.45206 | 0.47937 | 0.48785 | 0.45489 | 0.45959 | 0.46525 | 0.47184 | 0.49114 | 0.46666 | 0.48455 | 0.46101 | 0.47702 | 0.48173 | 0.44735 | 0.47513 | 0.47231 | 0.46807 | 0.48549 | 0.46477 | 0.46901 | 0.48596 | 0.46525 | 0.46101 | 0.46383 | 0.46854 | 0.453 | 0.45159 | 0.46477 | 0.46854 | 0.47184 | 0.4822 | 0.48832 | 0.46148 | 0.4822 | 0.47513 | 0.48314 | 0.4563 | 0.46477 | 0.45394 | 0.49444 | 0.45536 | 0.47796 | 0.46948 | 0.47843 | 0.44782 | 0.4822 | 0.46666 | 0.48549 | 0.453 | 0.453 | 0.44735 | 0.48361 | 0.47137 | 0.48973 | 0.44735 | 0.46995 | 0.45441 | 0.46195 | 0.4935 | 0.48879 | 0.46007 | 0.46525 | 0.46713 | 0.45159 | 0.45394 | 0.45441 | 0.48361 | 0.48926 | 0.47184 | 0.46148 | 0.45724
BC_SNK_DSS | 304 | 230 | BC | 0.003341 | 304 | 11098 | 0.37078 | 0.41046 | 0.39564 | 0.38883 | 0.38763 | 0.38723 | 0.39844 | 0.40725 | 0.41206 | 0.38683 | 0.38042 | 0.39604 | 0.40966 | 0.38803 | 0.40365 | 0.40725 | 0.38963 | 0.38603 | 0.41646 | 0.39324 | 0.39364 | 0.39404 | 0.38563 | 0.38883 | 0.39684 | 0.38683 | 0.38523 | 0.39764 | 0.41286 | 0.39724 | 0.38163 | 0.39244 | 0.38603 | 0.40445 | 0.38763 | 0.40005 | 0.39124 | 0.38163 | 0.39364 | 0.41687 | 0.39404 | 0.39004 | 0.41246 | 0.38042 | 0.40765 | 0.39885 | 0.39364 | 0.41646 | 0.38443 | 0.45196 | 0.4209 | 0.42702 | 0.43271 | 0.44846 | 0.42834 | 0.42921 | 0.4244 | 0.45328 | 0.44759 | 0.4209 | 0.41959 | 0.42659 | 0.4419 | 0.4489 | 0.45021 | 0.45765 | 0.42571 | 0.43534 | 0.42702 | 0.44671 | 0.4384 | 0.43271 | 0.41871 | 0.43096 | 0.43228 | 0.4384 | 0.43184 | 0.4174 | 0.41784 | 0.41565 | 0.43271 | 0.45196 | 0.42352 | 0.43359 | 0.41915 | 0.42221 | 0.44234 | 0.42921 | 0.44278 | 0.45678 | 0.45153 | 0.44146 | 0.4594 | 0.43446 | 0.4279 | 0.42396 | 0.41784 | 0.43382 | 0.46185 | 0.44227 | 0.43916 | 0.45206 | 0.45117 | 0.44939 | 0.44939 | 0.43248 | 0.45829 | 0.45829 | 0.45295 | 0.4267 | 0.44761 | 0.46229 | 0.45829 | 0.43693 | 0.43204 | 0.46674 | 0.43871 | 0.45918 | 0.4485 | 0.42803 | 0.45339 | 0.43026 | 0.46007 | 0.43337 | 0.42269 | 0.45473 | 0.4267 | 0.43026 | 0.46674 | 0.43604 | 0.43738 | 0.43649 | 0.42536 | 0.45473 | 0.43248 | 0.44984 | 0.42269 | 0.42892 | 0.45251 | 0.44005 | 0.45829 | 0.45251 | 0.46274 | 0.46719 | 0.43782 | 0.48156 | 0.47646 | 0.48619 | 0.48156 | 0.44262 | 0.46255 | 0.47553 | 0.45885 | 0.48341 | 0.48387 | 0.44262 | 0.4658 | 0.48526 | 0.4658 | 0.47368 | 0.47507 | 0.48017 | 0.44911 | 0.47692 | 0.46348 | 0.45885 | 0.46812 | 0.46533 | 0.47553 | 0.45699 | 0.45328 | 0.48526 | 0.47646 | 0.46672 | 0.44355 | 0.46672 | 0.48387 | 0.45328 | 0.46116 | 0.46116 | 0.45977 | 0.4417 | 0.46997 | 0.44077 | 0.4417 | 0.45282 | 0.4797 | 0.45467 | 0.46904 | 0.44309 | 0.47507 | 0.4848 | 0.47553 | 0.44971 | 0.46007 | 0.4709 | 0.45206 | 0.46807 | 0.46054 | 0.45818 | 0.47513 | 0.45959 | 0.47513 | 0.46336 | 0.47702 | 0.4709 | 0.48549 | 0.46666 | 0.46054 | 0.45489 | 0.44971 | 0.4756 | 0.44829 | 0.453 | 0.48314 | 0.46336 | 0.49444 | 0.45206 | 0.47937 | 0.48785 | 0.45489 | 0.45959 | 0.46525 | 0.47184 | 0.49114 | 0.46666 | 0.48455 | 0.46101 | 0.47702 | 0.48173 | 0.44735 | 0.47513 | 0.47231 | 0.46807 | 0.48549 | 0.46477 | 0.46901 | 0.48596 | 0.46525 | 0.46101 | 0.46383 | 0.46854 | 0.453 | 0.45159 | 0.46477 | 0.46854 | 0.47184 | 0.4822 | 0.48832 | 0.46148 | 0.4822 | 0.47513 | 0.48314 | 0.4563 | 0.46477 | 0.45394 | 0.49444 | 0.45536 | 0.47796 | 0.46948 | 0.47843 | 0.44782 | 0.4822 | 0.46666 | 0.48549 | 0.453 | 0.453 | 0.44735 | 0.48361 | 0.47137 | 0.48973 | 0.44735 | 0.46995 | 0.45441 | 0.46195 | 0.4935 | 0.48879 | 0.46007 | 0.46525 | 0.46713 | 0.45159 | 0.45394 | 0.45441 | 0.48361 | 0.48926 | 0.47184 | 0.46148 | 0.45724
BC_SPG_DSS | 305 | 230 | BC | 0.015035 | 305 | 11098 | 1.6686 | 1.8471 | 1.7804 | 1.7498 | 1.7444 | 1.7426 | 1.7931 | 1.8327 | 1.8543 | 1.7408 | 1.712 | 1.7822 | 1.8435 | 1.7462 | 1.8165 | 1.8327 | 1.7534 | 1.7372 | 1.8742 | 1.7696 | 1.7714 | 1.7732 | 1.7354 | 1.7498 | 1.7859 | 1.7408 | 1.7336 | 1.7895 | 1.8579 | 1.7877 | 1.7174 | 1.766 | 1.7372 | 1.8201 | 1.7444 | 1.8003 | 1.7606 | 1.7174 | 1.7714 | 1.876 | 1.7732 | 1.7552 | 1.8561 | 1.712 | 1.8345 | 1.7949 | 1.7714 | 1.8742 | 1.73 | 2.0339 | 1.8941 | 1.9217 | 1.9473 | 2.0182 | 1.9276 | 1.9315 | 1.9099 | 2.0398 | 2.0142 | 1.8941 | 1.8882 | 1.9197 | 1.9886 | 2.0201 | 2.026 | 2.0595 | 1.9158 | 1.9591 | 1.9217 | 2.0103 | 1.9729 | 1.9473 | 1.8843 | 1.9394 | 1.9453 | 1.9729 | 1.9433 | 1.8784 | 1.8803 | 1.8705 | 1.9473 | 2.0339 | 1.9059 | 1.9512 | 1.8862 | 1.9 | 1.9906 | 1.9315 | 1.9926 | 2.0556 | 2.0319 | 1.9866 | 2.0674 | 1.9551 | 1.9256 | 1.9079 | 1.8803 | 1.9522 | 2.0784 | 1.9903 | 1.9763 | 2.0343 | 2.0303 | 2.0223 | 2.0223 | 1.9462 | 2.0624 | 2.0624 | 2.0383 | 1.9202 | 2.0143 | 2.0804 | 2.0624 | 1.9663 | 1.9442 | 2.1004 | 1.9743 | 2.0664 | 2.0183 | 1.9262 | 2.0403 | 1.9362 | 2.0704 | 1.9502 | 1.9022 | 2.0464 | 1.9202 | 1.9362 | 2.1004 | 1.9623 | 1.9683 | 1.9643 | 1.9142 | 2.0464 | 1.9462 | 2.0243 | 1.9022 | 1.9302 | 2.0363 | 1.9803 | 2.0624 | 2.0363 | 2.0824 | 2.1024 | 1.9703 | 2.1671 | 2.1441 | 2.1879 | 2.1671 | 1.9919 | 2.0816 | 2.14 | 2.0649 | 2.1754 | 2.1775 | 1.9919 | 2.0962 | 2.1838 | 2.0962 | 2.1316 | 2.1379 | 2.1608 | 2.0211 | 2.1462 | 2.0857 | 2.0649 | 2.1066 | 2.0941 | 2.14 | 2.0565 | 2.0398 | 2.1838 | 2.1441 | 2.1003 | 1.996 | 2.1003 | 2.1775 | 2.0398 | 2.0753 | 2.0753 | 2.069 | 1.9877 | 2.1149 | 1.9835 | 1.9877 | 2.0378 | 2.1587 | 2.0461 | 2.1108 | 1.994 | 2.1379 | 2.1817 | 2.14 | 2.0237 | 2.0704 | 2.1191 | 2.0343 | 2.1064 | 2.0725 | 2.0619 | 2.1382 | 2.0682 | 2.1382 | 2.0852 | 2.1467 | 2.1191 | 2.1848 | 2.1 | 2.0725 | 2.0471 | 2.0237 | 2.1403 | 2.0174 | 2.0386 | 2.1742 | 2.0852 | 2.2251 | 2.0343 | 2.1572 | 2.1954 | 2.0471 | 2.0682 | 2.0937 | 2.1233 | 2.2102 | 2.1 | 2.1806 | 2.0746 | 2.1467 | 2.1678 | 2.0131 | 2.1382 | 2.1255 | 2.1064 | 2.1848 | 2.0916 | 2.1106 | 2.1869 | 2.0937 | 2.0746 | 2.0873 | 2.1085 | 2.0386 | 2.0322 | 2.0916 | 2.1085 | 2.1233 | 2.17 | 2.1975 | 2.0767 | 2.17 | 2.1382 | 2.1742 | 2.0534 | 2.0916 | 2.0428 | 2.2251 | 2.0492 | 2.1509 | 2.1127 | 2.153 | 2.0153 | 2.17 | 2.1 | 2.1848 | 2.0386 | 2.0386 | 2.0131 | 2.1763 | 2.1212 | 2.2039 | 2.0131 | 2.1149 | 2.0449 | 2.0788 | 2.2208 | 2.1996 | 2.0704 | 2.0937 | 2.1021 | 2.0322 | 2.0428 | 2.0449 | 2.1763 | 2.2017 | 2.1233 | 2.0767 | 2.0576
BC_SRN_ISS | 306 | 230 | BC | 0.003341 | 306 | 11098 | 0.37078 | 0.41046 | 0.39564 | 0.38883 | 0.38763 | 0.38723 | 0.39844 | 0.40725 | 0.41206 | 0.38683 | 0.38042 | 0.39604 | 0.40966 | 0.38803 | 0.40365 | 0.40725 | 0.38963 | 0.38603 | 0.41646 | 0.39324 | 0.39364 | 0.39404 | 0.38563 | 0.38883 | 0.39684 | 0.38683 | 0.38523 | 0.39764 | 0.41286 | 0.39724 | 0.38163 | 0.39244 | 0.38603 | 0.40445 | 0.38763 | 0.40005 | 0.39124 | 0.38163 | 0.39364 | 0.41687 | 0.39404 | 0.39004 | 0.41246 | 0.38042 | 0.40765 | 0.39885 | 0.39364 | 0.41646 | 0.38443 | 0.45196 | 0.4209 | 0.42702 | 0.43271 | 0.44846 | 0.42834 | 0.42921 | 0.4244 | 0.45328 | 0.44759 | 0.4209 | 0.41959 | 0.42659 | 0.4419 | 0.4489 | 0.45021 | 0.45765 | 0.42571 | 0.43534 | 0.42702 | 0.44671 | 0.4384 | 0.43271 | 0.41871 | 0.43096 | 0.43228 | 0.4384 | 0.43184 | 0.4174 | 0.41784 | 0.41565 | 0.43271 | 0.45196 | 0.42352 | 0.43359 | 0.41915 | 0.42221 | 0.44234 | 0.42921 | 0.44278 | 0.45678 | 0.45153 | 0.44146 | 0.4594 | 0.43446 | 0.4279 | 0.42396 | 0.41784 | 0.43382 | 0.46185 | 0.44227 | 0.43916 | 0.45206 | 0.45117 | 0.44939 | 0.44939 | 0.43248 | 0.45829 | 0.45829 | 0.45295 | 0.4267 | 0.44761 | 0.46229 | 0.45829 | 0.43693 | 0.43204 | 0.46674 | 0.43871 | 0.45918 | 0.4485 | 0.42803 | 0.45339 | 0.43026 | 0.46007 | 0.43337 | 0.42269 | 0.45473 | 0.4267 | 0.43026 | 0.46674 | 0.43604 | 0.43738 | 0.43649 | 0.42536 | 0.45473 | 0.43248 | 0.44984 | 0.42269 | 0.42892 | 0.45251 | 0.44005 | 0.45829 | 0.45251 | 0.46274 | 0.46719 | 0.43782 | 0.48156 | 0.47646 | 0.48619 | 0.48156 | 0.44262 | 0.46255 | 0.47553 | 0.45885 | 0.48341 | 0.48387 | 0.44262 | 0.4658 | 0.48526 | 0.4658 | 0.47368 | 0.47507 | 0.48017 | 0.44911 | 0.47692 | 0.46348 | 0.45885 | 0.46812 | 0.46533 | 0.47553 | 0.45699 | 0.45328 | 0.48526 | 0.47646 | 0.46672 | 0.44355 | 0.46672 | 0.48387 | 0.45328 | 0.46116 | 0.46116 | 0.45977 | 0.4417 | 0.46997 | 0.44077 | 0.4417 | 0.45282 | 0.4797 | 0.45467 | 0.46904 | 0.44309 | 0.47507 | 0.4848 | 0.47553 | 0.44971 | 0.46007 | 0.4709 | 0.45206 | 0.46807 | 0.46054 | 0.45818 | 0.47513 | 0.45959 | 0.47513 | 0.46336 | 0.47702 | 0.4709 | 0.48549 | 0.46666 | 0.46054 | 0.45489 | 0.44971 | 0.4756 | 0.44829 | 0.453 | 0.48314 | 0.46336 | 0.49444 | 0.45206 | 0.47937 | 0.48785 | 0.45489 | 0.45959 | 0.46525 | 0.47184 | 0.49114 | 0.46666 | 0.48455 | 0.46101 | 0.47702 | 0.48173 | 0.44735 | 0.47513 | 0.47231 | 0.46807 | 0.48549 | 0.46477 | 0.46901 | 0.48596 | 0.46525 | 0.46101 | 0.46383 | 0.46854 | 0.453 | 0.45159 | 0.46477 | 0.46854 | 0.47184 | 0.4822 | 0.48832 | 0.46148 | 0.4822 | 0.47513 | 0.48314 | 0.4563 | 0.46477 | 0.45394 | 0.49444 | 0.45536 | 0.47796 | 0.46948 | 0.47843 | 0.44782 | 0.4822 | 0.46666 | 0.48549 | 0.453 | 0.453 | 0.44735 | 0.48361 | 0.47137 | 0.48973 | 0.44735 | 0.46995 | 0.45441 | 0.46195 | 0.4935 | 0.48879 | 0.46007 | 0.46525 | 0.46713 | 0.45159 | 0.45394 | 0.45441 | 0.48361 | 0.48926 | 0.47184 | 0.46148 | 0.45724
BC_SRN_JCT | 307 | 230 | BC | 0.003341 | 307 | 11098 | 0.37078 | 0.41046 | 0.39564 | 0.38883 | 0.38763 | 0.38723 | 0.39844 | 0.40725 | 0.41206 | 0.38683 | 0.38042 | 0.39604 | 0.40966 | 0.38803 | 0.40365 | 0.40725 | 0.38963 | 0.38603 | 0.41646 | 0.39324 | 0.39364 | 0.39404 | 0.38563 | 0.38883 | 0.39684 | 0.38683 | 0.38523 | 0.39764 | 0.41286 | 0.39724 | 0.38163 | 0.39244 | 0.38603 | 0.40445 | 0.38763 | 0.40005 | 0.39124 | 0.38163 | 0.39364 | 0.41687 | 0.39404 | 0.39004 | 0.41246 | 0.38042 | 0.40765 | 0.39885 | 0.39364 | 0.41646 | 0.38443 | 0.45196 | 0.4209 | 0.42702 | 0.43271 | 0.44846 | 0.42834 | 0.42921 | 0.4244 | 0.45328 | 0.44759 | 0.4209 | 0.41959 | 0.42659 | 0.4419 | 0.4489 | 0.45021 | 0.45765 | 0.42571 | 0.43534 | 0.42702 | 0.44671 | 0.4384 | 0.43271 | 0.41871 | 0.43096 | 0.43228 | 0.4384 | 0.43184 | 0.4174 | 0.41784 | 0.41565 | 0.43271 | 0.45196 | 0.42352 | 0.43359 | 0.41915 | 0.42221 | 0.44234 | 0.42921 | 0.44278 | 0.45678 | 0.45153 | 0.44146 | 0.4594 | 0.43446 | 0.4279 | 0.42396 | 0.41784 | 0.43382 | 0.46185 | 0.44227 | 0.43916 | 0.45206 | 0.45117 | 0.44939 | 0.44939 | 0.43248 | 0.45829 | 0.45829 | 0.45295 | 0.4267 | 0.44761 | 0.46229 | 0.45829 | 0.43693 | 0.43204 | 0.46674 | 0.43871 | 0.45918 | 0.4485 | 0.42803 | 0.45339 | 0.43026 | 0.46007 | 0.43337 | 0.42269 | 0.45473 | 0.4267 | 0.43026 | 0.46674 | 0.43604 | 0.43738 | 0.43649 | 0.42536 | 0.45473 | 0.43248 | 0.44984 | 0.42269 | 0.42892 | 0.45251 | 0.44005 | 0.45829 | 0.45251 | 0.46274 | 0.46719 | 0.43782 | 0.48156 | 0.47646 | 0.48619 | 0.48156 | 0.44262 | 0.46255 | 0.47553 | 0.45885 | 0.48341 | 0.48387 | 0.44262 | 0.4658 | 0.48526 | 0.4658 | 0.47368 | 0.47507 | 0.48017 | 0.44911 | 0.47692 | 0.46348 | 0.45885 | 0.46812 | 0.46533 | 0.47553 | 0.45699 | 0.45328 | 0.48526 | 0.47646 | 0.46672 | 0.44355 | 0.46672 | 0.48387 | 0.45328 | 0.46116 | 0.46116 | 0.45977 | 0.4417 | 0.46997 | 0.44077 | 0.4417 | 0.45282 | 0.4797 | 0.45467 | 0.46904 | 0.44309 | 0.47507 | 0.4848 | 0.47553 | 0.44971 | 0.46007 | 0.4709 | 0.45206 | 0.46807 | 0.46054 | 0.45818 | 0.47513 | 0.45959 | 0.47513 | 0.46336 | 0.47702 | 0.4709 | 0.48549 | 0.46666 | 0.46054 | 0.45489 | 0.44971 | 0.4756 | 0.44829 | 0.453 | 0.48314 | 0.46336 | 0.49444 | 0.45206 | 0.47937 | 0.48785 | 0.45489 | 0.45959 | 0.46525 | 0.47184 | 0.49114 | 0.46666 | 0.48455 | 0.46101 | 0.47702 | 0.48173 | 0.44735 | 0.47513 | 0.47231 | 0.46807 | 0.48549 | 0.46477 | 0.46901 | 0.48596 | 0.46525 | 0.46101 | 0.46383 | 0.46854 | 0.453 | 0.45159 | 0.46477 | 0.46854 | 0.47184 | 0.4822 | 0.48832 | 0.46148 | 0.4822 | 0.47513 | 0.48314 | 0.4563 | 0.46477 | 0.45394 | 0.49444 | 0.45536 | 0.47796 | 0.46948 | 0.47843 | 0.44782 | 0.4822 | 0.46666 | 0.48549 | 0.453 | 0.453 | 0.44735 | 0.48361 | 0.47137 | 0.48973 | 0.44735 | 0.46995 | 0.45441 | 0.46195 | 0.4935 | 0.48879 | 0.46007 | 0.46525 | 0.46713 | 0.45159 | 0.45394 | 0.45441 | 0.48361 | 0.48926 | 0.47184 | 0.46148 | 0.45724
BC_SST_ISS | 308 | 230 | BC | 0.003341 | 308 | 11098 | 0.37078 | 0.41046 | 0.39564 | 0.38883 | 0.38763 | 0.38723 | 0.39844 | 0.40725 | 0.41206 | 0.38683 | 0.38042 | 0.39604 | 0.40966 | 0.38803 | 0.40365 | 0.40725 | 0.38963 | 0.38603 | 0.41646 | 0.39324 | 0.39364 | 0.39404 | 0.38563 | 0.38883 | 0.39684 | 0.38683 | 0.38523 | 0.39764 | 0.41286 | 0.39724 | 0.38163 | 0.39244 | 0.38603 | 0.40445 | 0.38763 | 0.40005 | 0.39124 | 0.38163 | 0.39364 | 0.41687 | 0.39404 | 0.39004 | 0.41246 | 0.38042 | 0.40765 | 0.39885 | 0.39364 | 0.41646 | 0.38443 | 0.45196 | 0.4209 | 0.42702 | 0.43271 | 0.44846 | 0.42834 | 0.42921 | 0.4244 | 0.45328 | 0.44759 | 0.4209 | 0.41959 | 0.42659 | 0.4419 | 0.4489 | 0.45021 | 0.45765 | 0.42571 | 0.43534 | 0.42702 | 0.44671 | 0.4384 | 0.43271 | 0.41871 | 0.43096 | 0.43228 | 0.4384 | 0.43184 | 0.4174 | 0.41784 | 0.41565 | 0.43271 | 0.45196 | 0.42352 | 0.43359 | 0.41915 | 0.42221 | 0.44234 | 0.42921 | 0.44278 | 0.45678 | 0.45153 | 0.44146 | 0.4594 | 0.43446 | 0.4279 | 0.42396 | 0.41784 | 0.43382 | 0.46185 | 0.44227 | 0.43916 | 0.45206 | 0.45117 | 0.44939 | 0.44939 | 0.43248 | 0.45829 | 0.45829 | 0.45295 | 0.4267 | 0.44761 | 0.46229 | 0.45829 | 0.43693 | 0.43204 | 0.46674 | 0.43871 | 0.45918 | 0.4485 | 0.42803 | 0.45339 | 0.43026 | 0.46007 | 0.43337 | 0.42269 | 0.45473 | 0.4267 | 0.43026 | 0.46674 | 0.43604 | 0.43738 | 0.43649 | 0.42536 | 0.45473 | 0.43248 | 0.44984 | 0.42269 | 0.42892 | 0.45251 | 0.44005 | 0.45829 | 0.45251 | 0.46274 | 0.46719 | 0.43782 | 0.48156 | 0.47646 | 0.48619 | 0.48156 | 0.44262 | 0.46255 | 0.47553 | 0.45885 | 0.48341 | 0.48387 | 0.44262 | 0.4658 | 0.48526 | 0.4658 | 0.47368 | 0.47507 | 0.48017 | 0.44911 | 0.47692 | 0.46348 | 0.45885 | 0.46812 | 0.46533 | 0.47553 | 0.45699 | 0.45328 | 0.48526 | 0.47646 | 0.46672 | 0.44355 | 0.46672 | 0.48387 | 0.45328 | 0.46116 | 0.46116 | 0.45977 | 0.4417 | 0.46997 | 0.44077 | 0.4417 | 0.45282 | 0.4797 | 0.45467 | 0.46904 | 0.44309 | 0.47507 | 0.4848 | 0.47553 | 0.44971 | 0.46007 | 0.4709 | 0.45206 | 0.46807 | 0.46054 | 0.45818 | 0.47513 | 0.45959 | 0.47513 | 0.46336 | 0.47702 | 0.4709 | 0.48549 | 0.46666 | 0.46054 | 0.45489 | 0.44971 | 0.4756 | 0.44829 | 0.453 | 0.48314 | 0.46336 | 0.49444 | 0.45206 | 0.47937 | 0.48785 | 0.45489 | 0.45959 | 0.46525 | 0.47184 | 0.49114 | 0.46666 | 0.48455 | 0.46101 | 0.47702 | 0.48173 | 0.44735 | 0.47513 | 0.47231 | 0.46807 | 0.48549 | 0.46477 | 0.46901 | 0.48596 | 0.46525 | 0.46101 | 0.46383 | 0.46854 | 0.453 | 0.45159 | 0.46477 | 0.46854 | 0.47184 | 0.4822 | 0.48832 | 0.46148 | 0.4822 | 0.47513 | 0.48314 | 0.4563 | 0.46477 | 0.45394 | 0.49444 | 0.45536 | 0.47796 | 0.46948 | 0.47843 | 0.44782 | 0.4822 | 0.46666 | 0.48549 | 0.453 | 0.453 | 0.44735 | 0.48361 | 0.47137 | 0.48973 | 0.44735 | 0.46995 | 0.45441 | 0.46195 | 0.4935 | 0.48879 | 0.46007 | 0.46525 | 0.46713 | 0.45159 | 0.45394 | 0.45441 | 0.48361 | 0.48926 | 0.47184 | 0.46148 | 0.45724
BC_STV_DSS | 309 | 230 | BC | 0.015035 | 309 | 11098 | 1.6686 | 1.8471 | 1.7804 | 1.7498 | 1.7444 | 1.7426 | 1.7931 | 1.8327 | 1.8543 | 1.7408 | 1.712 | 1.7822 | 1.8435 | 1.7462 | 1.8165 | 1.8327 | 1.7534 | 1.7372 | 1.8742 | 1.7696 | 1.7714 | 1.7732 | 1.7354 | 1.7498 | 1.7859 | 1.7408 | 1.7336 | 1.7895 | 1.8579 | 1.7877 | 1.7174 | 1.766 | 1.7372 | 1.8201 | 1.7444 | 1.8003 | 1.7606 | 1.7174 | 1.7714 | 1.876 | 1.7732 | 1.7552 | 1.8561 | 1.712 | 1.8345 | 1.7949 | 1.7714 | 1.8742 | 1.73 | 2.0339 | 1.8941 | 1.9217 | 1.9473 | 2.0182 | 1.9276 | 1.9315 | 1.9099 | 2.0398 | 2.0142 | 1.8941 | 1.8882 | 1.9197 | 1.9886 | 2.0201 | 2.026 | 2.0595 | 1.9158 | 1.9591 | 1.9217 | 2.0103 | 1.9729 | 1.9473 | 1.8843 | 1.9394 | 1.9453 | 1.9729 | 1.9433 | 1.8784 | 1.8803 | 1.8705 | 1.9473 | 2.0339 | 1.9059 | 1.9512 | 1.8862 | 1.9 | 1.9906 | 1.9315 | 1.9926 | 2.0556 | 2.0319 | 1.9866 | 2.0674 | 1.9551 | 1.9256 | 1.9079 | 1.8803 | 1.9522 | 2.0784 | 1.9903 | 1.9763 | 2.0343 | 2.0303 | 2.0223 | 2.0223 | 1.9462 | 2.0624 | 2.0624 | 2.0383 | 1.9202 | 2.0143 | 2.0804 | 2.0624 | 1.9663 | 1.9442 | 2.1004 | 1.9743 | 2.0664 | 2.0183 | 1.9262 | 2.0403 | 1.9362 | 2.0704 | 1.9502 | 1.9022 | 2.0464 | 1.9202 | 1.9362 | 2.1004 | 1.9623 | 1.9683 | 1.9643 | 1.9142 | 2.0464 | 1.9462 | 2.0243 | 1.9022 | 1.9302 | 2.0363 | 1.9803 | 2.0624 | 2.0363 | 2.0824 | 2.1024 | 1.9703 | 2.1671 | 2.1441 | 2.1879 | 2.1671 | 1.9919 | 2.0816 | 2.14 | 2.0649 | 2.1754 | 2.1775 | 1.9919 | 2.0962 | 2.1838 | 2.0962 | 2.1316 | 2.1379 | 2.1608 | 2.0211 | 2.1462 | 2.0857 | 2.0649 | 2.1066 | 2.0941 | 2.14 | 2.0565 | 2.0398 | 2.1838 | 2.1441 | 2.1003 | 1.996 | 2.1003 | 2.1775 | 2.0398 | 2.0753 | 2.0753 | 2.069 | 1.9877 | 2.1149 | 1.9835 | 1.9877 | 2.0378 | 2.1587 | 2.0461 | 2.1108 | 1.994 | 2.1379 | 2.1817 | 2.14 | 2.0237 | 2.0704 | 2.1191 | 2.0343 | 2.1064 | 2.0725 | 2.0619 | 2.1382 | 2.0682 | 2.1382 | 2.0852 | 2.1467 | 2.1191 | 2.1848 | 2.1 | 2.0725 | 2.0471 | 2.0237 | 2.1403 | 2.0174 | 2.0386 | 2.1742 | 2.0852 | 2.2251 | 2.0343 | 2.1572 | 2.1954 | 2.0471 | 2.0682 | 2.0937 | 2.1233 | 2.2102 | 2.1 | 2.1806 | 2.0746 | 2.1467 | 2.1678 | 2.0131 | 2.1382 | 2.1255 | 2.1064 | 2.1848 | 2.0916 | 2.1106 | 2.1869 | 2.0937 | 2.0746 | 2.0873 | 2.1085 | 2.0386 | 2.0322 | 2.0916 | 2.1085 | 2.1233 | 2.17 | 2.1975 | 2.0767 | 2.17 | 2.1382 | 2.1742 | 2.0534 | 2.0916 | 2.0428 | 2.2251 | 2.0492 | 2.1509 | 2.1127 | 2.153 | 2.0153 | 2.17 | 2.1 | 2.1848 | 2.0386 | 2.0386 | 2.0131 | 2.1763 | 2.1212 | 2.2039 | 2.0131 | 2.1149 | 2.0449 | 2.0788 | 2.2208 | 2.1996 | 2.0704 | 2.0937 | 2.1021 | 2.0322 | 2.0428 | 2.0449 | 2.1763 | 2.2017 | 2.1233 | 2.0767 | 2.0576
BC_SVA_DSS | 310 | 230 | BC | 0.004691 | 310 | 11098 | 0.52061 | 0.57631 | 0.55551 | 0.54595 | 0.54426 | 0.5437 | 0.55944 | 0.57181 | 0.57856 | 0.54314 | 0.53414 | 0.55607 | 0.57519 | 0.54483 | 0.56675 | 0.57181 | 0.54707 | 0.54201 | 0.58475 | 0.55214 | 0.5527 | 0.55326 | 0.54145 | 0.54595 | 0.5572 | 0.54314 | 0.54089 | 0.55832 | 0.57969 | 0.55776 | 0.53583 | 0.55101 | 0.54201 | 0.56788 | 0.54426 | 0.56169 | 0.54932 | 0.53583 | 0.5527 | 0.58531 | 0.55326 | 0.54764 | 0.57912 | 0.53414 | 0.57238 | 0.56001 | 0.5527 | 0.58475 | 0.53977 | 0.63459 | 0.59097 | 0.59957 | 0.60756 | 0.62967 | 0.60142 | 0.60264 | 0.59589 | 0.63643 | 0.62845 | 0.59097 | 0.58913 | 0.59896 | 0.62046 | 0.63029 | 0.63213 | 0.64258 | 0.59773 | 0.61124 | 0.59957 | 0.62722 | 0.61555 | 0.60756 | 0.5879 | 0.6051 | 0.60694 | 0.61555 | 0.60633 | 0.58606 | 0.58667 | 0.5836 | 0.60756 | 0.63459 | 0.59466 | 0.60879 | 0.58852 | 0.59282 | 0.62107 | 0.60264 | 0.62169 | 0.64135 | 0.63397 | 0.61985 | 0.64503 | 0.61002 | 0.6008 | 0.59527 | 0.58667 | 0.60911 | 0.64847 | 0.62098 | 0.61661 | 0.63472 | 0.63347 | 0.63098 | 0.63098 | 0.60724 | 0.64347 | 0.64347 | 0.63597 | 0.59911 | 0.62848 | 0.64909 | 0.64347 | 0.61348 | 0.60661 | 0.65534 | 0.61598 | 0.64472 | 0.62973 | 0.60099 | 0.6366 | 0.60411 | 0.64597 | 0.60849 | 0.59349 | 0.63847 | 0.59911 | 0.60411 | 0.65534 | 0.61223 | 0.61411 | 0.61286 | 0.59724 | 0.63847 | 0.60724 | 0.6316 | 0.59349 | 0.60224 | 0.63535 | 0.61786 | 0.64347 | 0.63535 | 0.64972 | 0.65597 | 0.61473 | 0.67614 | 0.66898 | 0.68265 | 0.67614 | 0.62147 | 0.64946 | 0.66768 | 0.64425 | 0.67874 | 0.67939 | 0.62147 | 0.65401 | 0.68134 | 0.65401 | 0.66508 | 0.66703 | 0.67419 | 0.63059 | 0.66963 | 0.65076 | 0.64425 | 0.65727 | 0.65336 | 0.66768 | 0.64165 | 0.63644 | 0.68134 | 0.66898 | 0.65531 | 0.62278 | 0.65531 | 0.67939 | 0.63644 | 0.64751 | 0.64751 | 0.64555 | 0.62017 | 0.65987 | 0.61887 | 0.62017 | 0.63579 | 0.67354 | 0.63839 | 0.65857 | 0.62213 | 0.66703 | 0.68069 | 0.66768 | 0.63142 | 0.64596 | 0.66117 | 0.63472 | 0.6572 | 0.64663 | 0.64332 | 0.66712 | 0.6453 | 0.66712 | 0.65059 | 0.66977 | 0.66117 | 0.68167 | 0.65522 | 0.64663 | 0.63869 | 0.63142 | 0.66778 | 0.62943 | 0.63605 | 0.67836 | 0.65059 | 0.69423 | 0.63472 | 0.67307 | 0.68497 | 0.63869 | 0.6453 | 0.65324 | 0.66249 | 0.6896 | 0.65522 | 0.68035 | 0.64729 | 0.66977 | 0.67638 | 0.62811 | 0.66712 | 0.66315 | 0.6572 | 0.68167 | 0.65258 | 0.65853 | 0.68233 | 0.65324 | 0.64729 | 0.65125 | 0.65787 | 0.63605 | 0.63406 | 0.65258 | 0.65787 | 0.66249 | 0.67704 | 0.68563 | 0.64795 | 0.67704 | 0.66712 | 0.67836 | 0.64067 | 0.65258 | 0.63737 | 0.69423 | 0.63935 | 0.67109 | 0.65919 | 0.67175 | 0.62877 | 0.67704 | 0.65522 | 0.68167 | 0.63605 | 0.63605 | 0.62811 | 0.67902 | 0.66183 | 0.68762 | 0.62811 | 0.65985 | 0.63803 | 0.64861 | 0.69291 | 0.6863 | 0.64596 | 0.65324 | 0.65588 | 0.63406 | 0.63737 | 0.63803 | 0.67902 | 0.68696 | 0.66249 | 0.64795 | 0.642
BC_SVY_DSS | 311 | 230 | BC | 0.004008 | 311 | 11098 | 0.44481 | 0.4924 | 0.47463 | 0.46646 | 0.46502 | 0.46454 | 0.47799 | 0.48856 | 0.49432 | 0.46406 | 0.45637 | 0.47511 | 0.49144 | 0.4655 | 0.48424 | 0.48856 | 0.46742 | 0.4631 | 0.49961 | 0.47175 | 0.47223 | 0.47271 | 0.46262 | 0.46646 | 0.47607 | 0.46406 | 0.46214 | 0.47703 | 0.49528 | 0.47655 | 0.45781 | 0.47078 | 0.4631 | 0.4852 | 0.46502 | 0.47991 | 0.46934 | 0.45781 | 0.47223 | 0.50009 | 0.47271 | 0.4679 | 0.4948 | 0.45637 | 0.48904 | 0.47847 | 0.47223 | 0.49961 | 0.46118 | 0.54219 | 0.50493 | 0.51228 | 0.5191 | 0.538 | 0.51385 | 0.5149 | 0.50913 | 0.54377 | 0.53695 | 0.50493 | 0.50335 | 0.51175 | 0.53012 | 0.53852 | 0.54009 | 0.54902 | 0.5107 | 0.52225 | 0.51228 | 0.5359 | 0.52592 | 0.5191 | 0.5023 | 0.517 | 0.51857 | 0.52592 | 0.51805 | 0.50073 | 0.50125 | 0.49863 | 0.5191 | 0.54219 | 0.50808 | 0.52015 | 0.50283 | 0.5065 | 0.53065 | 0.5149 | 0.53117 | 0.54797 | 0.54167 | 0.5296 | 0.55112 | 0.5212 | 0.51333 | 0.5086 | 0.50125 | 0.52043 | 0.55405 | 0.53057 | 0.52683 | 0.54231 | 0.54124 | 0.53911 | 0.53911 | 0.51882 | 0.54978 | 0.54978 | 0.54338 | 0.51188 | 0.53697 | 0.55459 | 0.54978 | 0.52416 | 0.51829 | 0.55992 | 0.5263 | 0.55085 | 0.53804 | 0.51349 | 0.54391 | 0.51616 | 0.55192 | 0.51989 | 0.50708 | 0.54551 | 0.51188 | 0.51616 | 0.55992 | 0.52309 | 0.5247 | 0.52363 | 0.51028 | 0.54551 | 0.51882 | 0.53964 | 0.50708 | 0.51455 | 0.54284 | 0.5279 | 0.54978 | 0.54284 | 0.55512 | 0.56046 | 0.52523 | 0.57769 | 0.57158 | 0.58325 | 0.57769 | 0.53099 | 0.5549 | 0.57047 | 0.55045 | 0.57992 | 0.58047 | 0.53099 | 0.55879 | 0.58214 | 0.55879 | 0.56824 | 0.56991 | 0.57603 | 0.53877 | 0.57213 | 0.55601 | 0.55045 | 0.56157 | 0.55823 | 0.57047 | 0.54823 | 0.54378 | 0.58214 | 0.57158 | 0.5599 | 0.5321 | 0.5599 | 0.58047 | 0.54378 | 0.55323 | 0.55323 | 0.55156 | 0.52988 | 0.56379 | 0.52877 | 0.52988 | 0.54322 | 0.57547 | 0.54545 | 0.56268 | 0.53155 | 0.56991 | 0.58159 | 0.57047 | 0.53949 | 0.55191 | 0.56491 | 0.54231 | 0.56152 | 0.55248 | 0.54965 | 0.56999 | 0.55135 | 0.56999 | 0.55587 | 0.57225 | 0.56491 | 0.58242 | 0.55982 | 0.55248 | 0.5457 | 0.53949 | 0.57056 | 0.53779 | 0.54344 | 0.57959 | 0.55587 | 0.59315 | 0.54231 | 0.57507 | 0.58524 | 0.5457 | 0.55135 | 0.55813 | 0.56604 | 0.5892 | 0.55982 | 0.58129 | 0.55304 | 0.57225 | 0.5779 | 0.53666 | 0.56999 | 0.5666 | 0.56152 | 0.58242 | 0.55756 | 0.56265 | 0.58298 | 0.55813 | 0.55304 | 0.55643 | 0.56208 | 0.54344 | 0.54174 | 0.55756 | 0.56208 | 0.56604 | 0.57846 | 0.58581 | 0.55361 | 0.57846 | 0.56999 | 0.57959 | 0.54739 | 0.55756 | 0.54457 | 0.59315 | 0.54626 | 0.57338 | 0.56321 | 0.57394 | 0.53723 | 0.57846 | 0.55982 | 0.58242 | 0.54344 | 0.54344 | 0.53666 | 0.58016 | 0.56547 | 0.5875 | 0.53666 | 0.56378 | 0.54513 | 0.55417 | 0.59202 | 0.58637 | 0.55191 | 0.55813 | 0.56039 | 0.54174 | 0.54457 | 0.54513 | 0.58016 | 0.58694 | 0.56604 | 0.55361 | 0.54852
BC_SYH_DSS | 312 | 230 | BC | 0.015035 | 312 | 11098 | 1.6686 | 1.8471 | 1.7804 | 1.7498 | 1.7444 | 1.7426 | 1.7931 | 1.8327 | 1.8543 | 1.7408 | 1.712 | 1.7822 | 1.8435 | 1.7462 | 1.8165 | 1.8327 | 1.7534 | 1.7372 | 1.8742 | 1.7696 | 1.7714 | 1.7732 | 1.7354 | 1.7498 | 1.7859 | 1.7408 | 1.7336 | 1.7895 | 1.8579 | 1.7877 | 1.7174 | 1.766 | 1.7372 | 1.8201 | 1.7444 | 1.8003 | 1.7606 | 1.7174 | 1.7714 | 1.876 | 1.7732 | 1.7552 | 1.8561 | 1.712 | 1.8345 | 1.7949 | 1.7714 | 1.8742 | 1.73 | 2.0339 | 1.8941 | 1.9217 | 1.9473 | 2.0182 | 1.9276 | 1.9315 | 1.9099 | 2.0398 | 2.0142 | 1.8941 | 1.8882 | 1.9197 | 1.9886 | 2.0201 | 2.026 | 2.0595 | 1.9158 | 1.9591 | 1.9217 | 2.0103 | 1.9729 | 1.9473 | 1.8843 | 1.9394 | 1.9453 | 1.9729 | 1.9433 | 1.8784 | 1.8803 | 1.8705 | 1.9473 | 2.0339 | 1.9059 | 1.9512 | 1.8862 | 1.9 | 1.9906 | 1.9315 | 1.9926 | 2.0556 | 2.0319 | 1.9866 | 2.0674 | 1.9551 | 1.9256 | 1.9079 | 1.8803 | 1.9522 | 2.0784 | 1.9903 | 1.9763 | 2.0343 | 2.0303 | 2.0223 | 2.0223 | 1.9462 | 2.0624 | 2.0624 | 2.0383 | 1.9202 | 2.0143 | 2.0804 | 2.0624 | 1.9663 | 1.9442 | 2.1004 | 1.9743 | 2.0664 | 2.0183 | 1.9262 | 2.0403 | 1.9362 | 2.0704 | 1.9502 | 1.9022 | 2.0464 | 1.9202 | 1.9362 | 2.1004 | 1.9623 | 1.9683 | 1.9643 | 1.9142 | 2.0464 | 1.9462 | 2.0243 | 1.9022 | 1.9302 | 2.0363 | 1.9803 | 2.0624 | 2.0363 | 2.0824 | 2.1024 | 1.9703 | 2.1671 | 2.1441 | 2.1879 | 2.1671 | 1.9919 | 2.0816 | 2.14 | 2.0649 | 2.1754 | 2.1775 | 1.9919 | 2.0962 | 2.1838 | 2.0962 | 2.1316 | 2.1379 | 2.1608 | 2.0211 | 2.1462 | 2.0857 | 2.0649 | 2.1066 | 2.0941 | 2.14 | 2.0565 | 2.0398 | 2.1838 | 2.1441 | 2.1003 | 1.996 | 2.1003 | 2.1775 | 2.0398 | 2.0753 | 2.0753 | 2.069 | 1.9877 | 2.1149 | 1.9835 | 1.9877 | 2.0378 | 2.1587 | 2.0461 | 2.1108 | 1.994 | 2.1379 | 2.1817 | 2.14 | 2.0237 | 2.0704 | 2.1191 | 2.0343 | 2.1064 | 2.0725 | 2.0619 | 2.1382 | 2.0682 | 2.1382 | 2.0852 | 2.1467 | 2.1191 | 2.1848 | 2.1 | 2.0725 | 2.0471 | 2.0237 | 2.1403 | 2.0174 | 2.0386 | 2.1742 | 2.0852 | 2.2251 | 2.0343 | 2.1572 | 2.1954 | 2.0471 | 2.0682 | 2.0937 | 2.1233 | 2.2102 | 2.1 | 2.1806 | 2.0746 | 2.1467 | 2.1678 | 2.0131 | 2.1382 | 2.1255 | 2.1064 | 2.1848 | 2.0916 | 2.1106 | 2.1869 | 2.0937 | 2.0746 | 2.0873 | 2.1085 | 2.0386 | 2.0322 | 2.0916 | 2.1085 | 2.1233 | 2.17 | 2.1975 | 2.0767 | 2.17 | 2.1382 | 2.1742 | 2.0534 | 2.0916 | 2.0428 | 2.2251 | 2.0492 | 2.1509 | 2.1127 | 2.153 | 2.0153 | 2.17 | 2.1 | 2.1848 | 2.0386 | 2.0386 | 2.0131 | 2.1763 | 2.1212 | 2.2039 | 2.0131 | 2.1149 | 2.0449 | 2.0788 | 2.2208 | 2.1996 | 2.0704 | 2.0937 | 2.1021 | 2.0322 | 2.0428 | 2.0449 | 2.1763 | 2.2017 | 2.1233 | 2.0767 | 2.0576
BC_SYH_JCT | 313 | 230 | BC | 0.015035 | 313 | 11098 | 1.6686 | 1.8471 | 1.7804 | 1.7498 | 1.7444 | 1.7426 | 1.7931 | 1.8327 | 1.8543 | 1.7408 | 1.712 | 1.7822 | 1.8435 | 1.7462 | 1.8165 | 1.8327 | 1.7534 | 1.7372 | 1.8742 | 1.7696 | 1.7714 | 1.7732 | 1.7354 | 1.7498 | 1.7859 | 1.7408 | 1.7336 | 1.7895 | 1.8579 | 1.7877 | 1.7174 | 1.766 | 1.7372 | 1.8201 | 1.7444 | 1.8003 | 1.7606 | 1.7174 | 1.7714 | 1.876 | 1.7732 | 1.7552 | 1.8561 | 1.712 | 1.8345 | 1.7949 | 1.7714 | 1.8742 | 1.73 | 2.0339 | 1.8941 | 1.9217 | 1.9473 | 2.0182 | 1.9276 | 1.9315 | 1.9099 | 2.0398 | 2.0142 | 1.8941 | 1.8882 | 1.9197 | 1.9886 | 2.0201 | 2.026 | 2.0595 | 1.9158 | 1.9591 | 1.9217 | 2.0103 | 1.9729 | 1.9473 | 1.8843 | 1.9394 | 1.9453 | 1.9729 | 1.9433 | 1.8784 | 1.8803 | 1.8705 | 1.9473 | 2.0339 | 1.9059 | 1.9512 | 1.8862 | 1.9 | 1.9906 | 1.9315 | 1.9926 | 2.0556 | 2.0319 | 1.9866 | 2.0674 | 1.9551 | 1.9256 | 1.9079 | 1.8803 | 1.9522 | 2.0784 | 1.9903 | 1.9763 | 2.0343 | 2.0303 | 2.0223 | 2.0223 | 1.9462 | 2.0624 | 2.0624 | 2.0383 | 1.9202 | 2.0143 | 2.0804 | 2.0624 | 1.9663 | 1.9442 | 2.1004 | 1.9743 | 2.0664 | 2.0183 | 1.9262 | 2.0403 | 1.9362 | 2.0704 | 1.9502 | 1.9022 | 2.0464 | 1.9202 | 1.9362 | 2.1004 | 1.9623 | 1.9683 | 1.9643 | 1.9142 | 2.0464 | 1.9462 | 2.0243 | 1.9022 | 1.9302 | 2.0363 | 1.9803 | 2.0624 | 2.0363 | 2.0824 | 2.1024 | 1.9703 | 2.1671 | 2.1441 | 2.1879 | 2.1671 | 1.9919 | 2.0816 | 2.14 | 2.0649 | 2.1754 | 2.1775 | 1.9919 | 2.0962 | 2.1838 | 2.0962 | 2.1316 | 2.1379 | 2.1608 | 2.0211 | 2.1462 | 2.0857 | 2.0649 | 2.1066 | 2.0941 | 2.14 | 2.0565 | 2.0398 | 2.1838 | 2.1441 | 2.1003 | 1.996 | 2.1003 | 2.1775 | 2.0398 | 2.0753 | 2.0753 | 2.069 | 1.9877 | 2.1149 | 1.9835 | 1.9877 | 2.0378 | 2.1587 | 2.0461 | 2.1108 | 1.994 | 2.1379 | 2.1817 | 2.14 | 2.0237 | 2.0704 | 2.1191 | 2.0343 | 2.1064 | 2.0725 | 2.0619 | 2.1382 | 2.0682 | 2.1382 | 2.0852 | 2.1467 | 2.1191 | 2.1848 | 2.1 | 2.0725 | 2.0471 | 2.0237 | 2.1403 | 2.0174 | 2.0386 | 2.1742 | 2.0852 | 2.2251 | 2.0343 | 2.1572 | 2.1954 | 2.0471 | 2.0682 | 2.0937 | 2.1233 | 2.2102 | 2.1 | 2.1806 | 2.0746 | 2.1467 | 2.1678 | 2.0131 | 2.1382 | 2.1255 | 2.1064 | 2.1848 | 2.0916 | 2.1106 | 2.1869 | 2.0937 | 2.0746 | 2.0873 | 2.1085 | 2.0386 | 2.0322 | 2.0916 | 2.1085 | 2.1233 | 2.17 | 2.1975 | 2.0767 | 2.17 | 2.1382 | 2.1742 | 2.0534 | 2.0916 | 2.0428 | 2.2251 | 2.0492 | 2.1509 | 2.1127 | 2.153 | 2.0153 | 2.17 | 2.1 | 2.1848 | 2.0386 | 2.0386 | 2.0131 | 2.1763 | 2.1212 | 2.2039 | 2.0131 | 2.1149 | 2.0449 | 2.0788 | 2.2208 | 2.1996 | 2.0704 | 2.0937 | 2.1021 | 2.0322 | 2.0428 | 2.0449 | 2.1763 | 2.2017 | 2.1233 | 2.0767 | 2.0576
BC_TAC_DSS | 314 | 230 | BC | 0.002748 | 314 | 11098 | 0.30497 | 0.33761 | 0.32542 | 0.31982 | 0.31883 | 0.3185 | 0.32772 | 0.33497 | 0.33892 | 0.31817 | 0.3129 | 0.32575 | 0.33695 | 0.31916 | 0.33201 | 0.33497 | 0.32048 | 0.31751 | 0.34255 | 0.32344 | 0.32377 | 0.3241 | 0.31718 | 0.31982 | 0.32641 | 0.31817 | 0.31685 | 0.32707 | 0.33958 | 0.32674 | 0.31389 | 0.32278 | 0.31751 | 0.33266 | 0.31883 | 0.32904 | 0.3218 | 0.31389 | 0.32377 | 0.34288 | 0.3241 | 0.32081 | 0.33925 | 0.3129 | 0.3353 | 0.32805 | 0.32377 | 0.34255 | 0.3162 | 0.37174 | 0.34619 | 0.35123 | 0.35591 | 0.36886 | 0.35231 | 0.35303 | 0.34907 | 0.37282 | 0.36815 | 0.34619 | 0.34511 | 0.35087 | 0.36347 | 0.36922 | 0.3703 | 0.37642 | 0.35015 | 0.35807 | 0.35123 | 0.36743 | 0.36059 | 0.35591 | 0.34439 | 0.35447 | 0.35555 | 0.36059 | 0.35519 | 0.34331 | 0.34367 | 0.34187 | 0.35591 | 0.37174 | 0.34835 | 0.35663 | 0.34475 | 0.34727 | 0.36383 | 0.35303 | 0.36419 | 0.3757 | 0.37138 | 0.36311 | 0.37786 | 0.35735 | 0.35195 | 0.34871 | 0.34367 | 0.35682 | 0.37987 | 0.36377 | 0.36121 | 0.37182 | 0.37109 | 0.36963 | 0.36963 | 0.35572 | 0.37695 | 0.37695 | 0.37256 | 0.35096 | 0.36816 | 0.38024 | 0.37695 | 0.35938 | 0.35535 | 0.3839 | 0.36084 | 0.37768 | 0.3689 | 0.35206 | 0.37292 | 0.35389 | 0.37841 | 0.35645 | 0.34767 | 0.37402 | 0.35096 | 0.35389 | 0.3839 | 0.35865 | 0.35975 | 0.35901 | 0.34987 | 0.37402 | 0.35572 | 0.36999 | 0.34767 | 0.35279 | 0.37219 | 0.36194 | 0.37695 | 0.37219 | 0.38061 | 0.38427 | 0.36011 | 0.39608 | 0.39189 | 0.3999 | 0.39608 | 0.36406 | 0.38045 | 0.39113 | 0.3774 | 0.39761 | 0.39799 | 0.36406 | 0.38312 | 0.39913 | 0.38312 | 0.3896 | 0.39075 | 0.39494 | 0.3694 | 0.39227 | 0.38122 | 0.3774 | 0.38503 | 0.38274 | 0.39113 | 0.37588 | 0.37283 | 0.39913 | 0.39189 | 0.38388 | 0.36482 | 0.38388 | 0.39799 | 0.37283 | 0.37931 | 0.37931 | 0.37817 | 0.3633 | 0.38655 | 0.36254 | 0.3633 | 0.37245 | 0.39456 | 0.37397 | 0.38579 | 0.36444 | 0.39075 | 0.39875 | 0.39113 | 0.36989 | 0.37841 | 0.38732 | 0.37182 | 0.38499 | 0.37879 | 0.37686 | 0.3908 | 0.37802 | 0.3908 | 0.38112 | 0.39235 | 0.38732 | 0.39932 | 0.38383 | 0.37879 | 0.37415 | 0.36989 | 0.39119 | 0.36872 | 0.3726 | 0.39739 | 0.38112 | 0.40668 | 0.37182 | 0.39429 | 0.40126 | 0.37415 | 0.37802 | 0.38267 | 0.38809 | 0.40397 | 0.38383 | 0.39855 | 0.37918 | 0.39235 | 0.39622 | 0.36795 | 0.3908 | 0.38848 | 0.38499 | 0.39932 | 0.38228 | 0.38577 | 0.39971 | 0.38267 | 0.37918 | 0.38151 | 0.38538 | 0.3726 | 0.37144 | 0.38228 | 0.38538 | 0.38809 | 0.39661 | 0.40165 | 0.37957 | 0.39661 | 0.3908 | 0.39739 | 0.37531 | 0.38228 | 0.37337 | 0.40668 | 0.37453 | 0.39313 | 0.38615 | 0.39351 | 0.36834 | 0.39661 | 0.38383 | 0.39932 | 0.3726 | 0.3726 | 0.36795 | 0.39777 | 0.3877 | 0.40281 | 0.36795 | 0.38654 | 0.37376 | 0.37996 | 0.40591 | 0.40203 | 0.37841 | 0.38267 | 0.38422 | 0.37144 | 0.37337 | 0.37376 | 0.39777 | 0.40242 | 0.38809 | 0.37957 | 0.37608
BC_TAT_DSS | 315 | 287 | BC | 0.003431 | 315 | 11098 | 0.38077 | 0.42152 | 0.4063 | 0.39931 | 0.39807 | 0.39766 | 0.40918 | 0.41823 | 0.42316 | 0.39725 | 0.39067 | 0.40671 | 0.42069 | 0.39849 | 0.41452 | 0.41823 | 0.40013 | 0.39643 | 0.42768 | 0.40383 | 0.40424 | 0.40465 | 0.39602 | 0.39931 | 0.40753 | 0.39725 | 0.39561 | 0.40836 | 0.42398 | 0.40794 | 0.39191 | 0.40301 | 0.39643 | 0.41535 | 0.39807 | 0.41082 | 0.40178 | 0.39191 | 0.40424 | 0.42809 | 0.40465 | 0.40054 | 0.42357 | 0.39067 | 0.41864 | 0.40959 | 0.40424 | 0.42768 | 0.39478 | 0.46414 | 0.43224 | 0.43853 | 0.44437 | 0.46054 | 0.43988 | 0.44077 | 0.43583 | 0.46549 | 0.45965 | 0.43224 | 0.43089 | 0.43808 | 0.4538 | 0.46099 | 0.46234 | 0.46998 | 0.43718 | 0.44706 | 0.43853 | 0.45875 | 0.45021 | 0.44437 | 0.42999 | 0.44257 | 0.44392 | 0.45021 | 0.44347 | 0.42864 | 0.42909 | 0.42685 | 0.44437 | 0.46414 | 0.43493 | 0.44527 | 0.43044 | 0.43359 | 0.45425 | 0.44077 | 0.4547 | 0.46908 | 0.46369 | 0.45336 | 0.47178 | 0.44617 | 0.43943 | 0.43538 | 0.42909 | 0.4455 | 0.47429 | 0.45419 | 0.45099 | 0.46424 | 0.46332 | 0.4615 | 0.4615 | 0.44413 | 0.47063 | 0.47063 | 0.46515 | 0.43819 | 0.45967 | 0.47475 | 0.47063 | 0.4487 | 0.44368 | 0.47932 | 0.45053 | 0.47155 | 0.46058 | 0.43956 | 0.46561 | 0.44185 | 0.47246 | 0.44505 | 0.43408 | 0.46698 | 0.43819 | 0.44185 | 0.47932 | 0.44779 | 0.44916 | 0.44825 | 0.43682 | 0.46698 | 0.44413 | 0.46195 | 0.43408 | 0.44048 | 0.46469 | 0.4519 | 0.47063 | 0.46469 | 0.4752 | 0.47977 | 0.44962 | 0.49453 | 0.48929 | 0.49929 | 0.49453 | 0.45455 | 0.47501 | 0.48834 | 0.47121 | 0.49643 | 0.49691 | 0.45455 | 0.47835 | 0.49834 | 0.47835 | 0.48644 | 0.48786 | 0.4931 | 0.46121 | 0.48977 | 0.47597 | 0.47121 | 0.48073 | 0.47787 | 0.48834 | 0.4693 | 0.46549 | 0.49834 | 0.48929 | 0.4793 | 0.4555 | 0.4793 | 0.49691 | 0.46549 | 0.47359 | 0.47359 | 0.47216 | 0.4536 | 0.48263 | 0.45264 | 0.4536 | 0.46502 | 0.49262 | 0.46692 | 0.48168 | 0.45502 | 0.48786 | 0.49786 | 0.48834 | 0.46182 | 0.47246 | 0.48358 | 0.46424 | 0.48068 | 0.47294 | 0.47052 | 0.48793 | 0.47197 | 0.48793 | 0.47584 | 0.48987 | 0.48358 | 0.49857 | 0.47923 | 0.47294 | 0.46714 | 0.46182 | 0.48842 | 0.46037 | 0.4652 | 0.49615 | 0.47584 | 0.50776 | 0.46424 | 0.49229 | 0.50099 | 0.46714 | 0.47197 | 0.47778 | 0.48455 | 0.50437 | 0.47923 | 0.4976 | 0.47343 | 0.48987 | 0.4947 | 0.4594 | 0.48793 | 0.48503 | 0.48068 | 0.49857 | 0.47729 | 0.48165 | 0.49906 | 0.47778 | 0.47343 | 0.47633 | 0.48116 | 0.4652 | 0.46375 | 0.47729 | 0.48116 | 0.48455 | 0.49519 | 0.50147 | 0.47391 | 0.49519 | 0.48793 | 0.49615 | 0.46859 | 0.47729 | 0.46617 | 0.50776 | 0.46762 | 0.49083 | 0.48213 | 0.49132 | 0.45989 | 0.49519 | 0.47923 | 0.49857 | 0.4652 | 0.4652 | 0.4594 | 0.49664 | 0.48406 | 0.50292 | 0.4594 | 0.48261 | 0.46666 | 0.47439 | 0.50679 | 0.50196 | 0.47246 | 0.47778 | 0.47971 | 0.46375 | 0.46617 | 0.46666 | 0.49664 | 0.50244 | 0.48455 | 0.47391 | 0.46956
BC_TBY_TSS | 316 | 230 | BC | 0.007173 | 316 | 11098 | 0.79606 | 0.88124 | 0.84943 | 0.83481 | 0.83223 | 0.83137 | 0.85545 | 0.87436 | 0.88468 | 0.83051 | 0.81676 | 0.85029 | 0.87952 | 0.83309 | 0.86662 | 0.87436 | 0.83653 | 0.82879 | 0.89413 | 0.84427 | 0.84513 | 0.84599 | 0.82793 | 0.83481 | 0.85201 | 0.83051 | 0.82707 | 0.85373 | 0.8864 | 0.85287 | 0.81934 | 0.84255 | 0.82879 | 0.86834 | 0.83223 | 0.85888 | 0.83997 | 0.81934 | 0.84513 | 0.89499 | 0.84599 | 0.83739 | 0.88554 | 0.81676 | 0.87522 | 0.85631 | 0.84513 | 0.89413 | 0.82535 | 0.97035 | 0.90365 | 0.91681 | 0.92902 | 0.96283 | 0.91962 | 0.9215 | 0.91117 | 0.97317 | 0.96096 | 0.90365 | 0.90084 | 0.91587 | 0.94874 | 0.96377 | 0.96659 | 0.98256 | 0.91399 | 0.93465 | 0.91681 | 0.95908 | 0.94123 | 0.92902 | 0.89896 | 0.92526 | 0.92808 | 0.94123 | 0.92714 | 0.89614 | 0.89708 | 0.89238 | 0.92902 | 0.97035 | 0.90929 | 0.9309 | 0.8999 | 0.90647 | 0.94968 | 0.9215 | 0.95062 | 0.98068 | 0.96941 | 0.9478 | 0.98632 | 0.93277 | 0.91868 | 0.91023 | 0.89708 | 0.93139 | 0.99157 | 0.94954 | 0.94285 | 0.97056 | 0.96865 | 0.96482 | 0.96482 | 0.92852 | 0.98393 | 0.98393 | 0.97247 | 0.91611 | 0.961 | 0.99253 | 0.98393 | 0.93808 | 0.92757 | 1.0021 | 0.9419 | 0.98584 | 0.96291 | 0.91897 | 0.97342 | 0.92375 | 0.98775 | 0.93043 | 0.90751 | 0.97629 | 0.91611 | 0.92375 | 1.0021 | 0.93617 | 0.93903 | 0.93712 | 0.91324 | 0.97629 | 0.92852 | 0.96578 | 0.90751 | 0.92088 | 0.97151 | 0.94476 | 0.98393 | 0.97151 | 0.99348 | 1.003 | 0.93999 | 1.0339 | 1.0229 | 1.0438 | 1.0339 | 0.9503 | 0.99308 | 1.0209 | 0.98512 | 1.0379 | 1.0389 | 0.9503 | 1 | 1.0418 | 1 | 1.017 | 1.02 | 1.0309 | 0.96423 | 1.0239 | 0.99507 | 0.98512 | 1.005 | 0.99905 | 1.0209 | 0.98114 | 0.97318 | 1.0418 | 1.0229 | 1.002 | 0.95229 | 1.002 | 1.0389 | 0.97318 | 0.9901 | 0.9901 | 0.98711 | 0.94831 | 1.009 | 0.94632 | 0.94831 | 0.97219 | 1.0299 | 0.97617 | 1.007 | 0.95129 | 1.02 | 1.0408 | 1.0209 | 0.9655 | 0.98774 | 1.011 | 0.97056 | 1.0049 | 0.98875 | 0.9837 | 1.0201 | 0.98673 | 1.0201 | 0.99482 | 1.0241 | 1.011 | 1.0423 | 1.0019 | 0.98875 | 0.97662 | 0.9655 | 1.0211 | 0.96247 | 0.97258 | 1.0373 | 0.99482 | 1.0615 | 0.97056 | 1.0292 | 1.0474 | 0.97662 | 0.98673 | 0.99886 | 1.013 | 1.0545 | 1.0019 | 1.0403 | 0.98976 | 1.0241 | 1.0342 | 0.96045 | 1.0201 | 1.014 | 1.0049 | 1.0423 | 0.99785 | 1.007 | 1.0433 | 0.99886 | 0.98976 | 0.99583 | 1.0059 | 0.97258 | 0.96954 | 0.99785 | 1.0059 | 1.013 | 1.0353 | 1.0484 | 0.99078 | 1.0353 | 1.0201 | 1.0373 | 0.97965 | 0.99785 | 0.9746 | 1.0615 | 0.97763 | 1.0262 | 1.008 | 1.0272 | 0.96146 | 1.0353 | 1.0019 | 1.0423 | 0.97258 | 0.97258 | 0.96045 | 1.0383 | 1.012 | 1.0514 | 0.96045 | 1.009 | 0.97561 | 0.99179 | 1.0595 | 1.0494 | 0.98774 | 0.99886 | 1.0029 | 0.96954 | 0.9746 | 0.97561 | 1.0383 | 1.0504 | 1.013 | 0.99078 | 0.98168
BC_TIR_TSS | 317 | 500 | BC | 0.00477 | 317 | 11098 | 0.52937 | 0.58602 | 0.56486 | 0.55514 | 0.55343 | 0.55286 | 0.56887 | 0.58144 | 0.5883 | 0.55229 | 0.54314 | 0.56544 | 0.58487 | 0.554 | 0.5763 | 0.58144 | 0.55629 | 0.55114 | 0.59459 | 0.56143 | 0.56201 | 0.56258 | 0.55057 | 0.55514 | 0.56658 | 0.55229 | 0.55 | 0.56772 | 0.58945 | 0.56715 | 0.54485 | 0.56029 | 0.55114 | 0.57744 | 0.55343 | 0.57115 | 0.55857 | 0.54485 | 0.56201 | 0.59517 | 0.56258 | 0.55686 | 0.58888 | 0.54314 | 0.58202 | 0.56944 | 0.56201 | 0.59459 | 0.54886 | 0.64528 | 0.60092 | 0.60967 | 0.61779 | 0.64028 | 0.61154 | 0.61279 | 0.60592 | 0.64715 | 0.63903 | 0.60092 | 0.59905 | 0.60905 | 0.63091 | 0.6409 | 0.64278 | 0.6534 | 0.6078 | 0.62154 | 0.60967 | 0.63778 | 0.62591 | 0.61779 | 0.5978 | 0.61529 | 0.61717 | 0.62591 | 0.61654 | 0.59593 | 0.59655 | 0.59343 | 0.61779 | 0.64528 | 0.60467 | 0.61904 | 0.59843 | 0.6028 | 0.63153 | 0.61279 | 0.63216 | 0.65215 | 0.64465 | 0.63028 | 0.6559 | 0.62029 | 0.61092 | 0.6053 | 0.59655 | 0.61937 | 0.65939 | 0.63144 | 0.62699 | 0.64541 | 0.64414 | 0.6416 | 0.6416 | 0.61746 | 0.65431 | 0.65431 | 0.64668 | 0.6092 | 0.63906 | 0.66002 | 0.65431 | 0.62382 | 0.61683 | 0.66638 | 0.62636 | 0.65558 | 0.64033 | 0.61111 | 0.64732 | 0.61429 | 0.65685 | 0.61873 | 0.60349 | 0.64923 | 0.6092 | 0.61429 | 0.66638 | 0.62254 | 0.62445 | 0.62318 | 0.6073 | 0.64923 | 0.61746 | 0.64224 | 0.60349 | 0.61238 | 0.64605 | 0.62826 | 0.65431 | 0.64605 | 0.66066 | 0.66701 | 0.62509 | 0.68753 | 0.68025 | 0.69414 | 0.68753 | 0.63194 | 0.66039 | 0.67892 | 0.6551 | 0.69017 | 0.69083 | 0.63194 | 0.66503 | 0.69282 | 0.66503 | 0.67628 | 0.67826 | 0.68554 | 0.6412 | 0.68091 | 0.66172 | 0.6551 | 0.66834 | 0.66437 | 0.67892 | 0.65245 | 0.64716 | 0.69282 | 0.68025 | 0.66635 | 0.63326 | 0.66635 | 0.69083 | 0.64716 | 0.65841 | 0.65841 | 0.65642 | 0.63062 | 0.67098 | 0.62929 | 0.63062 | 0.6465 | 0.68488 | 0.64915 | 0.66966 | 0.6326 | 0.67826 | 0.69216 | 0.67892 | 0.64205 | 0.65684 | 0.67231 | 0.64541 | 0.66827 | 0.65752 | 0.65415 | 0.67836 | 0.65617 | 0.67836 | 0.66155 | 0.68105 | 0.67231 | 0.69315 | 0.66625 | 0.65752 | 0.64945 | 0.64205 | 0.67903 | 0.64004 | 0.64676 | 0.68979 | 0.66155 | 0.70592 | 0.64541 | 0.68441 | 0.69651 | 0.64945 | 0.65617 | 0.66424 | 0.67365 | 0.70121 | 0.66625 | 0.6918 | 0.65819 | 0.68105 | 0.68777 | 0.63869 | 0.67836 | 0.67432 | 0.66827 | 0.69315 | 0.66357 | 0.66962 | 0.69382 | 0.66424 | 0.65819 | 0.66222 | 0.66894 | 0.64676 | 0.64474 | 0.66357 | 0.66894 | 0.67365 | 0.68844 | 0.69718 | 0.65886 | 0.68844 | 0.67836 | 0.68979 | 0.65146 | 0.66357 | 0.6481 | 0.70592 | 0.65012 | 0.68239 | 0.67029 | 0.68306 | 0.63936 | 0.68844 | 0.66625 | 0.69315 | 0.64676 | 0.64676 | 0.63869 | 0.69046 | 0.67298 | 0.6992 | 0.63869 | 0.67096 | 0.64878 | 0.65953 | 0.70458 | 0.69785 | 0.65684 | 0.66424 | 0.66693 | 0.64474 | 0.6481 | 0.64878 | 0.69046 | 0.69853 | 0.67365 | 0.65886 | 0.65281
BC_TIS_DSS | 318 | 230 | BC | 0.003087 | 318 | 11098 | 0.3426 | 0.37925 | 0.36556 | 0.35927 | 0.35816 | 0.35779 | 0.36815 | 0.37629 | 0.38073 | 0.35742 | 0.3515 | 0.36593 | 0.37851 | 0.35853 | 0.37296 | 0.37629 | 0.36001 | 0.35668 | 0.3848 | 0.36334 | 0.36371 | 0.36408 | 0.35631 | 0.35927 | 0.36667 | 0.35742 | 0.35594 | 0.36741 | 0.38147 | 0.36704 | 0.35261 | 0.3626 | 0.35668 | 0.3737 | 0.35816 | 0.36963 | 0.36149 | 0.35261 | 0.36371 | 0.38517 | 0.36408 | 0.36038 | 0.3811 | 0.3515 | 0.37666 | 0.36852 | 0.36371 | 0.3848 | 0.3552 | 0.4176 | 0.3889 | 0.39456 | 0.39982 | 0.41437 | 0.39577 | 0.39658 | 0.39213 | 0.41882 | 0.41356 | 0.3889 | 0.38769 | 0.39416 | 0.40831 | 0.41477 | 0.41599 | 0.42286 | 0.39335 | 0.40224 | 0.39456 | 0.41275 | 0.40507 | 0.39982 | 0.38688 | 0.3982 | 0.39941 | 0.40507 | 0.39901 | 0.38567 | 0.38607 | 0.38405 | 0.39982 | 0.4176 | 0.39133 | 0.40062 | 0.38728 | 0.39011 | 0.40871 | 0.39658 | 0.40911 | 0.42205 | 0.4172 | 0.4079 | 0.42448 | 0.40143 | 0.39537 | 0.39173 | 0.38607 | 0.40084 | 0.42674 | 0.40865 | 0.40577 | 0.41769 | 0.41687 | 0.41523 | 0.41523 | 0.3996 | 0.42345 | 0.42345 | 0.41851 | 0.39426 | 0.41358 | 0.42715 | 0.42345 | 0.40371 | 0.39919 | 0.43126 | 0.40536 | 0.42427 | 0.4144 | 0.39549 | 0.41893 | 0.39755 | 0.42509 | 0.40043 | 0.39056 | 0.42016 | 0.39426 | 0.39755 | 0.43126 | 0.40289 | 0.40413 | 0.4033 | 0.39303 | 0.42016 | 0.3996 | 0.41564 | 0.39056 | 0.39631 | 0.4181 | 0.40659 | 0.42345 | 0.4181 | 0.42756 | 0.43167 | 0.40454 | 0.44495 | 0.44023 | 0.44923 | 0.44495 | 0.40897 | 0.42739 | 0.43938 | 0.42396 | 0.44666 | 0.44709 | 0.40897 | 0.43039 | 0.44837 | 0.43039 | 0.43767 | 0.43895 | 0.44366 | 0.41497 | 0.44066 | 0.42824 | 0.42396 | 0.43253 | 0.42996 | 0.43938 | 0.42225 | 0.41882 | 0.44837 | 0.44023 | 0.43124 | 0.40983 | 0.43124 | 0.44709 | 0.41882 | 0.4261 | 0.4261 | 0.42482 | 0.40812 | 0.43424 | 0.40726 | 0.40812 | 0.41839 | 0.44323 | 0.42011 | 0.43338 | 0.4094 | 0.43895 | 0.44794 | 0.43938 | 0.41552 | 0.42509 | 0.4351 | 0.41769 | 0.43249 | 0.42552 | 0.42335 | 0.43901 | 0.42465 | 0.43901 | 0.42813 | 0.44075 | 0.4351 | 0.44858 | 0.43118 | 0.42552 | 0.4203 | 0.41552 | 0.43945 | 0.41421 | 0.41856 | 0.44641 | 0.42813 | 0.45685 | 0.41769 | 0.44293 | 0.45076 | 0.4203 | 0.42465 | 0.42987 | 0.43597 | 0.45381 | 0.43118 | 0.44771 | 0.42596 | 0.44075 | 0.4451 | 0.41334 | 0.43901 | 0.4364 | 0.43249 | 0.44858 | 0.42944 | 0.43336 | 0.44902 | 0.42987 | 0.42596 | 0.42857 | 0.43292 | 0.41856 | 0.41726 | 0.42944 | 0.43292 | 0.43597 | 0.44554 | 0.45119 | 0.42639 | 0.44554 | 0.43901 | 0.44641 | 0.42161 | 0.42944 | 0.41943 | 0.45685 | 0.42074 | 0.44162 | 0.43379 | 0.44206 | 0.41378 | 0.44554 | 0.43118 | 0.44858 | 0.41856 | 0.41856 | 0.41334 | 0.44684 | 0.43553 | 0.4525 | 0.41334 | 0.43423 | 0.41987 | 0.42683 | 0.45598 | 0.45163 | 0.42509 | 0.42987 | 0.43162 | 0.41726 | 0.41943 | 0.41987 | 0.44684 | 0.45206 | 0.43597 | 0.42639 | 0.42248
BC_TKW_DSS | 319 | 500 | BC | 0.005974 | 319 | 11098 | 0.66299 | 0.73393 | 0.70744 | 0.69527 | 0.69312 | 0.6924 | 0.71245 | 0.72821 | 0.7368 | 0.69169 | 0.68023 | 0.70816 | 0.7325 | 0.69384 | 0.72176 | 0.72821 | 0.6967 | 0.69026 | 0.74468 | 0.70315 | 0.70386 | 0.70458 | 0.68954 | 0.69527 | 0.70959 | 0.69169 | 0.68882 | 0.71102 | 0.73823 | 0.71031 | 0.68238 | 0.70171 | 0.69026 | 0.72319 | 0.69312 | 0.71532 | 0.69957 | 0.68238 | 0.70386 | 0.74539 | 0.70458 | 0.69742 | 0.73752 | 0.68023 | 0.72892 | 0.71317 | 0.70386 | 0.74468 | 0.68739 | 0.80815 | 0.7526 | 0.76356 | 0.77373 | 0.80189 | 0.7659 | 0.76747 | 0.75886 | 0.8105 | 0.80033 | 0.7526 | 0.75026 | 0.76278 | 0.79016 | 0.80267 | 0.80502 | 0.81832 | 0.76121 | 0.77842 | 0.76356 | 0.79876 | 0.7839 | 0.77373 | 0.74869 | 0.7706 | 0.77295 | 0.7839 | 0.77216 | 0.74635 | 0.74713 | 0.74322 | 0.77373 | 0.80815 | 0.7573 | 0.77529 | 0.74948 | 0.75495 | 0.79094 | 0.76747 | 0.79172 | 0.81676 | 0.80737 | 0.78937 | 0.82145 | 0.77686 | 0.76512 | 0.75808 | 0.74713 | 0.7757 | 0.82583 | 0.79082 | 0.78525 | 0.80832 | 0.80673 | 0.80355 | 0.80355 | 0.77332 | 0.81946 | 0.81946 | 0.80991 | 0.76297 | 0.80037 | 0.82662 | 0.81946 | 0.78127 | 0.77252 | 0.83458 | 0.78446 | 0.82105 | 0.80196 | 0.76536 | 0.81071 | 0.76934 | 0.82264 | 0.77491 | 0.75581 | 0.8131 | 0.76297 | 0.76934 | 0.83458 | 0.77968 | 0.78207 | 0.78048 | 0.76059 | 0.8131 | 0.77332 | 0.80434 | 0.75581 | 0.76695 | 0.80912 | 0.78684 | 0.81946 | 0.80912 | 0.82742 | 0.83537 | 0.78286 | 0.86106 | 0.85195 | 0.86935 | 0.86106 | 0.79145 | 0.82709 | 0.85029 | 0.82046 | 0.86438 | 0.86521 | 0.79145 | 0.83289 | 0.86769 | 0.83289 | 0.84698 | 0.84946 | 0.85858 | 0.80305 | 0.85278 | 0.82874 | 0.82046 | 0.83703 | 0.83206 | 0.85029 | 0.81714 | 0.81051 | 0.86769 | 0.85195 | 0.83454 | 0.79311 | 0.83454 | 0.86521 | 0.81051 | 0.8246 | 0.8246 | 0.82211 | 0.78979 | 0.84035 | 0.78813 | 0.78979 | 0.80968 | 0.85775 | 0.813 | 0.83869 | 0.79228 | 0.84946 | 0.86687 | 0.85029 | 0.80411 | 0.82264 | 0.842 | 0.80832 | 0.83695 | 0.82348 | 0.81927 | 0.84958 | 0.82179 | 0.84958 | 0.82853 | 0.85295 | 0.842 | 0.86811 | 0.83443 | 0.82348 | 0.81337 | 0.80411 | 0.85042 | 0.80159 | 0.81001 | 0.8639 | 0.82853 | 0.8841 | 0.80832 | 0.85716 | 0.87232 | 0.81337 | 0.82179 | 0.8319 | 0.84369 | 0.87821 | 0.83443 | 0.86642 | 0.82432 | 0.85295 | 0.86137 | 0.7999 | 0.84958 | 0.84453 | 0.83695 | 0.86811 | 0.83106 | 0.83864 | 0.86895 | 0.8319 | 0.82432 | 0.82937 | 0.83779 | 0.81001 | 0.80748 | 0.83106 | 0.83779 | 0.84369 | 0.86221 | 0.87316 | 0.82516 | 0.86221 | 0.84958 | 0.8639 | 0.8159 | 0.83106 | 0.81169 | 0.8841 | 0.81422 | 0.85463 | 0.83948 | 0.85548 | 0.80074 | 0.86221 | 0.83443 | 0.86811 | 0.81001 | 0.81001 | 0.7999 | 0.86474 | 0.84285 | 0.87568 | 0.7999 | 0.84032 | 0.81253 | 0.826 | 0.88242 | 0.874 | 0.82264 | 0.8319 | 0.83527 | 0.80748 | 0.81169 | 0.81253 | 0.86474 | 0.87484 | 0.84369 | 0.82516 | 0.81758
BC_TLR_DSS | 320 | 230 | BC | 0.003341 | 320 | 11098 | 0.37078 | 0.41046 | 0.39564 | 0.38883 | 0.38763 | 0.38723 | 0.39844 | 0.40725 | 0.41206 | 0.38683 | 0.38042 | 0.39604 | 0.40966 | 0.38803 | 0.40365 | 0.40725 | 0.38963 | 0.38603 | 0.41646 | 0.39324 | 0.39364 | 0.39404 | 0.38563 | 0.38883 | 0.39684 | 0.38683 | 0.38523 | 0.39764 | 0.41286 | 0.39724 | 0.38163 | 0.39244 | 0.38603 | 0.40445 | 0.38763 | 0.40005 | 0.39124 | 0.38163 | 0.39364 | 0.41687 | 0.39404 | 0.39004 | 0.41246 | 0.38042 | 0.40765 | 0.39885 | 0.39364 | 0.41646 | 0.38443 | 0.45196 | 0.4209 | 0.42702 | 0.43271 | 0.44846 | 0.42834 | 0.42921 | 0.4244 | 0.45328 | 0.44759 | 0.4209 | 0.41959 | 0.42659 | 0.4419 | 0.4489 | 0.45021 | 0.45765 | 0.42571 | 0.43534 | 0.42702 | 0.44671 | 0.4384 | 0.43271 | 0.41871 | 0.43096 | 0.43228 | 0.4384 | 0.43184 | 0.4174 | 0.41784 | 0.41565 | 0.43271 | 0.45196 | 0.42352 | 0.43359 | 0.41915 | 0.42221 | 0.44234 | 0.42921 | 0.44278 | 0.45678 | 0.45153 | 0.44146 | 0.4594 | 0.43446 | 0.4279 | 0.42396 | 0.41784 | 0.43382 | 0.46185 | 0.44227 | 0.43916 | 0.45206 | 0.45117 | 0.44939 | 0.44939 | 0.43248 | 0.45829 | 0.45829 | 0.45295 | 0.4267 | 0.44761 | 0.46229 | 0.45829 | 0.43693 | 0.43204 | 0.46674 | 0.43871 | 0.45918 | 0.4485 | 0.42803 | 0.45339 | 0.43026 | 0.46007 | 0.43337 | 0.42269 | 0.45473 | 0.4267 | 0.43026 | 0.46674 | 0.43604 | 0.43738 | 0.43649 | 0.42536 | 0.45473 | 0.43248 | 0.44984 | 0.42269 | 0.42892 | 0.45251 | 0.44005 | 0.45829 | 0.45251 | 0.46274 | 0.46719 | 0.43782 | 0.48156 | 0.47646 | 0.48619 | 0.48156 | 0.44262 | 0.46255 | 0.47553 | 0.45885 | 0.48341 | 0.48387 | 0.44262 | 0.4658 | 0.48526 | 0.4658 | 0.47368 | 0.47507 | 0.48017 | 0.44911 | 0.47692 | 0.46348 | 0.45885 | 0.46812 | 0.46533 | 0.47553 | 0.45699 | 0.45328 | 0.48526 | 0.47646 | 0.46672 | 0.44355 | 0.46672 | 0.48387 | 0.45328 | 0.46116 | 0.46116 | 0.45977 | 0.4417 | 0.46997 | 0.44077 | 0.4417 | 0.45282 | 0.4797 | 0.45467 | 0.46904 | 0.44309 | 0.47507 | 0.4848 | 0.47553 | 0.44971 | 0.46007 | 0.4709 | 0.45206 | 0.46807 | 0.46054 | 0.45818 | 0.47513 | 0.45959 | 0.47513 | 0.46336 | 0.47702 | 0.4709 | 0.48549 | 0.46666 | 0.46054 | 0.45489 | 0.44971 | 0.4756 | 0.44829 | 0.453 | 0.48314 | 0.46336 | 0.49444 | 0.45206 | 0.47937 | 0.48785 | 0.45489 | 0.45959 | 0.46525 | 0.47184 | 0.49114 | 0.46666 | 0.48455 | 0.46101 | 0.47702 | 0.48173 | 0.44735 | 0.47513 | 0.47231 | 0.46807 | 0.48549 | 0.46477 | 0.46901 | 0.48596 | 0.46525 | 0.46101 | 0.46383 | 0.46854 | 0.453 | 0.45159 | 0.46477 | 0.46854 | 0.47184 | 0.4822 | 0.48832 | 0.46148 | 0.4822 | 0.47513 | 0.48314 | 0.4563 | 0.46477 | 0.45394 | 0.49444 | 0.45536 | 0.47796 | 0.46948 | 0.47843 | 0.44782 | 0.4822 | 0.46666 | 0.48549 | 0.453 | 0.453 | 0.44735 | 0.48361 | 0.47137 | 0.48973 | 0.44735 | 0.46995 | 0.45441 | 0.46195 | 0.4935 | 0.48879 | 0.46007 | 0.46525 | 0.46713 | 0.45159 | 0.45394 | 0.45441 | 0.48361 | 0.48926 | 0.47184 | 0.46148 | 0.45724
BC_TXE_TSS | 321 | 500 | BC | 0.00477 | 321 | 11098 | 0.52937 | 0.58602 | 0.56486 | 0.55514 | 0.55343 | 0.55286 | 0.56887 | 0.58144 | 0.5883 | 0.55229 | 0.54314 | 0.56544 | 0.58487 | 0.554 | 0.5763 | 0.58144 | 0.55629 | 0.55114 | 0.59459 | 0.56143 | 0.56201 | 0.56258 | 0.55057 | 0.55514 | 0.56658 | 0.55229 | 0.55 | 0.56772 | 0.58945 | 0.56715 | 0.54485 | 0.56029 | 0.55114 | 0.57744 | 0.55343 | 0.57115 | 0.55857 | 0.54485 | 0.56201 | 0.59517 | 0.56258 | 0.55686 | 0.58888 | 0.54314 | 0.58202 | 0.56944 | 0.56201 | 0.59459 | 0.54886 | 0.64528 | 0.60092 | 0.60967 | 0.61779 | 0.64028 | 0.61154 | 0.61279 | 0.60592 | 0.64715 | 0.63903 | 0.60092 | 0.59905 | 0.60905 | 0.63091 | 0.6409 | 0.64278 | 0.6534 | 0.6078 | 0.62154 | 0.60967 | 0.63778 | 0.62591 | 0.61779 | 0.5978 | 0.61529 | 0.61717 | 0.62591 | 0.61654 | 0.59593 | 0.59655 | 0.59343 | 0.61779 | 0.64528 | 0.60467 | 0.61904 | 0.59843 | 0.6028 | 0.63153 | 0.61279 | 0.63216 | 0.65215 | 0.64465 | 0.63028 | 0.6559 | 0.62029 | 0.61092 | 0.6053 | 0.59655 | 0.61937 | 0.65939 | 0.63144 | 0.62699 | 0.64541 | 0.64414 | 0.6416 | 0.6416 | 0.61746 | 0.65431 | 0.65431 | 0.64668 | 0.6092 | 0.63906 | 0.66002 | 0.65431 | 0.62382 | 0.61683 | 0.66638 | 0.62636 | 0.65558 | 0.64033 | 0.61111 | 0.64732 | 0.61429 | 0.65685 | 0.61873 | 0.60349 | 0.64923 | 0.6092 | 0.61429 | 0.66638 | 0.62254 | 0.62445 | 0.62318 | 0.6073 | 0.64923 | 0.61746 | 0.64224 | 0.60349 | 0.61238 | 0.64605 | 0.62826 | 0.65431 | 0.64605 | 0.66066 | 0.66701 | 0.62509 | 0.68753 | 0.68025 | 0.69414 | 0.68753 | 0.63194 | 0.66039 | 0.67892 | 0.6551 | 0.69017 | 0.69083 | 0.63194 | 0.66503 | 0.69282 | 0.66503 | 0.67628 | 0.67826 | 0.68554 | 0.6412 | 0.68091 | 0.66172 | 0.6551 | 0.66834 | 0.66437 | 0.67892 | 0.65245 | 0.64716 | 0.69282 | 0.68025 | 0.66635 | 0.63326 | 0.66635 | 0.69083 | 0.64716 | 0.65841 | 0.65841 | 0.65642 | 0.63062 | 0.67098 | 0.62929 | 0.63062 | 0.6465 | 0.68488 | 0.64915 | 0.66966 | 0.6326 | 0.67826 | 0.69216 | 0.67892 | 0.64205 | 0.65684 | 0.67231 | 0.64541 | 0.66827 | 0.65752 | 0.65415 | 0.67836 | 0.65617 | 0.67836 | 0.66155 | 0.68105 | 0.67231 | 0.69315 | 0.66625 | 0.65752 | 0.64945 | 0.64205 | 0.67903 | 0.64004 | 0.64676 | 0.68979 | 0.66155 | 0.70592 | 0.64541 | 0.68441 | 0.69651 | 0.64945 | 0.65617 | 0.66424 | 0.67365 | 0.70121 | 0.66625 | 0.6918 | 0.65819 | 0.68105 | 0.68777 | 0.63869 | 0.67836 | 0.67432 | 0.66827 | 0.69315 | 0.66357 | 0.66962 | 0.69382 | 0.66424 | 0.65819 | 0.66222 | 0.66894 | 0.64676 | 0.64474 | 0.66357 | 0.66894 | 0.67365 | 0.68844 | 0.69718 | 0.65886 | 0.68844 | 0.67836 | 0.68979 | 0.65146 | 0.66357 | 0.6481 | 0.70592 | 0.65012 | 0.68239 | 0.67029 | 0.68306 | 0.63936 | 0.68844 | 0.66625 | 0.69315 | 0.64676 | 0.64676 | 0.63869 | 0.69046 | 0.67298 | 0.6992 | 0.63869 | 0.67096 | 0.64878 | 0.65953 | 0.70458 | 0.69785 | 0.65684 | 0.66424 | 0.66693 | 0.64474 | 0.6481 | 0.64878 | 0.69046 | 0.69853 | 0.67365 | 0.65886 | 0.65281
BC_TXW_TSS | 322 | 500 | BC | 0 | 322 | 11098 | 0 | 0 | 0 | 0 | 0 | 0 | 0 | 0 | 0 | 0 | 0 | 0 | 0 | 0 | 0 | 0 | 0 | 0 | 0 | 0 | 0 | 0 | 0 | 0 | 0 | 0 | 0 | 0 | 0 | 0 | 0 | 0 | 0 | 0 | 0 | 0 | 0 | 0 | 0 | 0 | 0 | 0 | 0 | 0 | 0 | 0 | 0 | 0 | 0 | 0 | 0 | 0 | 0 | 0 | 0 | 0 | 0 | 0 | 0 | 0 | 0 | 0 | 0 | 0 | 0 | 0 | 0 | 0 | 0 | 0 | 0 | 0 | 0 | 0 | 0 | 0 | 0 | 0 | 0 | 0 | 0 | 0 | 0 | 0 | 0 | 0 | 0 | 0 | 0 | 0 | 0 | 0 | 0 | 0 | 0 | 0 | 0 | 0 | 0 | 0 | 0 | 0 | 0 | 0 | 0 | 0 | 0 | 0 | 0 | 0 | 0 | 0 | 0 | 0 | 0 | 0 | 0 | 0 | 0 | 0 | 0 | 0 | 0 | 0 | 0 | 0 | 0 | 0 | 0 | 0 | 0 | 0 | 0 | 0 | 0 | 0 | 0 | 0 | 0 | 0 | 0 | 0 | 0 | 0 | 0 | 0 | 0 | 0 | 0 | 0 | 0 | 0 | 0 | 0 | 0 | 0 | 0 | 0 | 0 | 0 | 0 | 0 | 0 | 0 | 0 | 0 | 0 | 0 | 0 | 0 | 0 | 0 | 0 | 0 | 0 | 0 | 0 | 0 | 0 | 0 | 0 | 0 | 0 | 0 | 0 | 0 | 0 | 0 | 0 | 0 | 0 | 0 | 0 | 0 | 0 | 0 | 0 | 0 | 0 | 0 | 0 | 0 | 0 | 0 | 0 | 0 | 0 | 0 | 0 | 0 | 0 | 0 | 0 | 0 | 0 | 0 | 0 | 0 | 0 | 0 | 0 | 0 | 0 | 0 | 0 | 0 | 0 | 0 | 0 | 0 | 0 | 0 | 0 | 0 | 0 | 0 | 0 | 0 | 0 | 0 | 0 | 0 | 0 | 0 | 0 | 0 | 0 | 0 | 0 | 0 | 0 | 0 | 0 | 0 | 0 | 0 | 0 | 0 | 0 | 0 | 0 | 0 | 0 | 0 | 0 | 0 | 0 | 0 | 0 | 0 | 0 | 0 | 0 | 0 | 0 | 0 | 0 | 0 | 0 | 0 | 0 | 0 | 0 | 0 | 0 | 0 | 0 | 0
BC_UHT_DSS | 323 | 360 | BC | 0.010164 | 323 | 11098 | 1.128 | 1.2487 | 1.2036 | 1.1829 | 1.1793 | 1.178 | 1.2121 | 1.239 | 1.2536 | 1.1768 | 1.1573 | 1.2048 | 1.2463 | 1.1805 | 1.228 | 1.239 | 1.1853 | 1.1744 | 1.267 | 1.1963 | 1.1975 | 1.1987 | 1.1732 | 1.1829 | 1.2073 | 1.1768 | 1.1719 | 1.2097 | 1.256 | 1.2085 | 1.161 | 1.1939 | 1.1744 | 1.2304 | 1.1793 | 1.217 | 1.1902 | 1.161 | 1.1975 | 1.2682 | 1.1987 | 1.1866 | 1.2548 | 1.1573 | 1.2402 | 1.2134 | 1.1975 | 1.267 | 1.1695 | 1.375 | 1.2805 | 1.2991 | 1.3164 | 1.3643 | 1.3031 | 1.3058 | 1.2911 | 1.379 | 1.3617 | 1.2805 | 1.2765 | 1.2978 | 1.3444 | 1.3656 | 1.3696 | 1.3923 | 1.2951 | 1.3244 | 1.2991 | 1.359 | 1.3337 | 1.3164 | 1.2738 | 1.3111 | 1.3151 | 1.3337 | 1.3137 | 1.2698 | 1.2711 | 1.2645 | 1.3164 | 1.375 | 1.2884 | 1.3191 | 1.2751 | 1.2845 | 1.3457 | 1.3058 | 1.347 | 1.3896 | 1.3736 | 1.343 | 1.3976 | 1.3217 | 1.3018 | 1.2898 | 1.2711 | 1.3198 | 1.405 | 1.3455 | 1.336 | 1.3753 | 1.3726 | 1.3671 | 1.3671 | 1.3157 | 1.3942 | 1.3942 | 1.378 | 1.2981 | 1.3617 | 1.4064 | 1.3942 | 1.3292 | 1.3143 | 1.4199 | 1.3347 | 1.3969 | 1.3644 | 1.3022 | 1.3793 | 1.3089 | 1.3996 | 1.3184 | 1.2859 | 1.3834 | 1.2981 | 1.3089 | 1.4199 | 1.3265 | 1.3306 | 1.3279 | 1.294 | 1.3834 | 1.3157 | 1.3685 | 1.2859 | 1.3049 | 1.3766 | 1.3387 | 1.3942 | 1.3766 | 1.4077 | 1.4213 | 1.3319 | 1.465 | 1.4495 | 1.4791 | 1.465 | 1.3466 | 1.4072 | 1.4467 | 1.3959 | 1.4706 | 1.472 | 1.3466 | 1.4171 | 1.4763 | 1.4171 | 1.441 | 1.4453 | 1.4608 | 1.3663 | 1.4509 | 1.41 | 1.3959 | 1.4241 | 1.4156 | 1.4467 | 1.3903 | 1.379 | 1.4763 | 1.4495 | 1.4199 | 1.3494 | 1.4199 | 1.472 | 1.379 | 1.403 | 1.403 | 1.3987 | 1.3437 | 1.4297 | 1.3409 | 1.3437 | 1.3776 | 1.4594 | 1.3832 | 1.4269 | 1.348 | 1.4453 | 1.4749 | 1.4467 | 1.3681 | 1.3996 | 1.4326 | 1.3753 | 1.424 | 1.401 | 1.3939 | 1.4455 | 1.3982 | 1.4455 | 1.4096 | 1.4512 | 1.4326 | 1.477 | 1.4197 | 1.401 | 1.3839 | 1.3681 | 1.4469 | 1.3638 | 1.3781 | 1.4698 | 1.4096 | 1.5042 | 1.3753 | 1.4583 | 1.4841 | 1.3839 | 1.3982 | 1.4154 | 1.4354 | 1.4942 | 1.4197 | 1.4741 | 1.4025 | 1.4512 | 1.4655 | 1.3609 | 1.4455 | 1.4369 | 1.424 | 1.477 | 1.4139 | 1.4268 | 1.4784 | 1.4154 | 1.4025 | 1.4111 | 1.4254 | 1.3781 | 1.3738 | 1.4139 | 1.4254 | 1.4354 | 1.4669 | 1.4856 | 1.4039 | 1.4669 | 1.4455 | 1.4698 | 1.3882 | 1.4139 | 1.381 | 1.5042 | 1.3853 | 1.454 | 1.4283 | 1.4555 | 1.3624 | 1.4669 | 1.4197 | 1.477 | 1.3781 | 1.3781 | 1.3609 | 1.4712 | 1.434 | 1.4899 | 1.3609 | 1.4297 | 1.3824 | 1.4053 | 1.5013 | 1.487 | 1.3996 | 1.4154 | 1.4211 | 1.3738 | 1.381 | 1.3824 | 1.4712 | 1.4884 | 1.4354 | 1.4039 | 1.391
BC_ULR_GSS | 324 | 230 | BC | 0.003087 | 324 | 11098 | 0.3426 | 0.37925 | 0.36556 | 0.35927 | 0.35816 | 0.35779 | 0.36815 | 0.37629 | 0.38073 | 0.35742 | 0.3515 | 0.36593 | 0.37851 | 0.35853 | 0.37296 | 0.37629 | 0.36001 | 0.35668 | 0.3848 | 0.36334 | 0.36371 | 0.36408 | 0.35631 | 0.35927 | 0.36667 | 0.35742 | 0.35594 | 0.36741 | 0.38147 | 0.36704 | 0.35261 | 0.3626 | 0.35668 | 0.3737 | 0.35816 | 0.36963 | 0.36149 | 0.35261 | 0.36371 | 0.38517 | 0.36408 | 0.36038 | 0.3811 | 0.3515 | 0.37666 | 0.36852 | 0.36371 | 0.3848 | 0.3552 | 0.4176 | 0.3889 | 0.39456 | 0.39982 | 0.41437 | 0.39577 | 0.39658 | 0.39213 | 0.41882 | 0.41356 | 0.3889 | 0.38769 | 0.39416 | 0.40831 | 0.41477 | 0.41599 | 0.42286 | 0.39335 | 0.40224 | 0.39456 | 0.41275 | 0.40507 | 0.39982 | 0.38688 | 0.3982 | 0.39941 | 0.40507 | 0.39901 | 0.38567 | 0.38607 | 0.38405 | 0.39982 | 0.4176 | 0.39133 | 0.40062 | 0.38728 | 0.39011 | 0.40871 | 0.39658 | 0.40911 | 0.42205 | 0.4172 | 0.4079 | 0.42448 | 0.40143 | 0.39537 | 0.39173 | 0.38607 | 0.40084 | 0.42674 | 0.40865 | 0.40577 | 0.41769 | 0.41687 | 0.41523 | 0.41523 | 0.3996 | 0.42345 | 0.42345 | 0.41851 | 0.39426 | 0.41358 | 0.42715 | 0.42345 | 0.40371 | 0.39919 | 0.43126 | 0.40536 | 0.42427 | 0.4144 | 0.39549 | 0.41893 | 0.39755 | 0.42509 | 0.40043 | 0.39056 | 0.42016 | 0.39426 | 0.39755 | 0.43126 | 0.40289 | 0.40413 | 0.4033 | 0.39303 | 0.42016 | 0.3996 | 0.41564 | 0.39056 | 0.39631 | 0.4181 | 0.40659 | 0.42345 | 0.4181 | 0.42756 | 0.43167 | 0.40454 | 0.44495 | 0.44023 | 0.44923 | 0.44495 | 0.40897 | 0.42739 | 0.43938 | 0.42396 | 0.44666 | 0.44709 | 0.40897 | 0.43039 | 0.44837 | 0.43039 | 0.43767 | 0.43895 | 0.44366 | 0.41497 | 0.44066 | 0.42824 | 0.42396 | 0.43253 | 0.42996 | 0.43938 | 0.42225 | 0.41882 | 0.44837 | 0.44023 | 0.43124 | 0.40983 | 0.43124 | 0.44709 | 0.41882 | 0.4261 | 0.4261 | 0.42482 | 0.40812 | 0.43424 | 0.40726 | 0.40812 | 0.41839 | 0.44323 | 0.42011 | 0.43338 | 0.4094 | 0.43895 | 0.44794 | 0.43938 | 0.41552 | 0.42509 | 0.4351 | 0.41769 | 0.43249 | 0.42552 | 0.42335 | 0.43901 | 0.42465 | 0.43901 | 0.42813 | 0.44075 | 0.4351 | 0.44858 | 0.43118 | 0.42552 | 0.4203 | 0.41552 | 0.43945 | 0.41421 | 0.41856 | 0.44641 | 0.42813 | 0.45685 | 0.41769 | 0.44293 | 0.45076 | 0.4203 | 0.42465 | 0.42987 | 0.43597 | 0.45381 | 0.43118 | 0.44771 | 0.42596 | 0.44075 | 0.4451 | 0.41334 | 0.43901 | 0.4364 | 0.43249 | 0.44858 | 0.42944 | 0.43336 | 0.44902 | 0.42987 | 0.42596 | 0.42857 | 0.43292 | 0.41856 | 0.41726 | 0.42944 | 0.43292 | 0.43597 | 0.44554 | 0.45119 | 0.42639 | 0.44554 | 0.43901 | 0.44641 | 0.42161 | 0.42944 | 0.41943 | 0.45685 | 0.42074 | 0.44162 | 0.43379 | 0.44206 | 0.41378 | 0.44554 | 0.43118 | 0.44858 | 0.41856 | 0.41856 | 0.41334 | 0.44684 | 0.43553 | 0.4525 | 0.41334 | 0.43423 | 0.41987 | 0.42683 | 0.45598 | 0.45163 | 0.42509 | 0.42987 | 0.43162 | 0.41726 | 0.41943 | 0.41987 | 0.44684 | 0.45206 | 0.43597 | 0.42639 | 0.42248
BC_VAS_TSS | 325 | 500 | BC | 0.008464 | 325 | 11098 | 0.93933 | 1.0398 | 1.0023 | 0.98506 | 0.98202 | 0.981 | 1.0094 | 1.0317 | 1.0439 | 0.97999 | 0.96376 | 1.0033 | 1.0378 | 0.98303 | 1.0226 | 1.0317 | 0.98709 | 0.97796 | 1.0551 | 0.99622 | 0.99724 | 0.99825 | 0.97695 | 0.98506 | 1.0054 | 0.97999 | 0.97593 | 1.0074 | 1.0459 | 1.0064 | 0.9668 | 0.99419 | 0.97796 | 1.0246 | 0.98202 | 1.0135 | 0.99115 | 0.9668 | 0.99724 | 1.0561 | 0.99825 | 0.9881 | 1.0449 | 0.96376 | 1.0327 | 1.0104 | 0.99724 | 1.0551 | 0.9739 | 1.145 | 1.0663 | 1.0818 | 1.0962 | 1.1361 | 1.0851 | 1.0874 | 1.0752 | 1.1483 | 1.1339 | 1.0663 | 1.063 | 1.0807 | 1.1195 | 1.1372 | 1.1406 | 1.1594 | 1.0785 | 1.1029 | 1.0818 | 1.1317 | 1.1106 | 1.0962 | 1.0608 | 1.0918 | 1.0951 | 1.1106 | 1.094 | 1.0574 | 1.0585 | 1.053 | 1.0962 | 1.145 | 1.0729 | 1.0984 | 1.0619 | 1.0696 | 1.1206 | 1.0874 | 1.1217 | 1.1572 | 1.1439 | 1.1184 | 1.1638 | 1.1007 | 1.084 | 1.0741 | 1.0585 | 1.099 | 1.17 | 1.1204 | 1.1125 | 1.1452 | 1.143 | 1.1385 | 1.1385 | 1.0956 | 1.161 | 1.161 | 1.1475 | 1.081 | 1.134 | 1.1712 | 1.161 | 1.1069 | 1.0945 | 1.1824 | 1.1114 | 1.1633 | 1.1362 | 1.0844 | 1.1486 | 1.09 | 1.1655 | 1.0979 | 1.0708 | 1.152 | 1.081 | 1.09 | 1.1824 | 1.1047 | 1.108 | 1.1058 | 1.0776 | 1.152 | 1.0956 | 1.1396 | 1.0708 | 1.0866 | 1.1464 | 1.1148 | 1.161 | 1.1464 | 1.1723 | 1.1836 | 1.1092 | 1.22 | 1.207 | 1.2317 | 1.22 | 1.1213 | 1.1718 | 1.2047 | 1.1624 | 1.2247 | 1.2258 | 1.1213 | 1.18 | 1.2294 | 1.18 | 1.2 | 1.2035 | 1.2164 | 1.1378 | 1.2082 | 1.1742 | 1.1624 | 1.1859 | 1.1789 | 1.2047 | 1.1577 | 1.1483 | 1.2294 | 1.207 | 1.1824 | 1.1237 | 1.1824 | 1.2258 | 1.1483 | 1.1683 | 1.1683 | 1.1648 | 1.119 | 1.1906 | 1.1166 | 1.119 | 1.1472 | 1.2153 | 1.1519 | 1.1883 | 1.1225 | 1.2035 | 1.2282 | 1.2047 | 1.1393 | 1.1655 | 1.193 | 1.1452 | 1.1858 | 1.1667 | 1.1607 | 1.2037 | 1.1643 | 1.2037 | 1.1739 | 1.2085 | 1.193 | 1.2299 | 1.1822 | 1.1667 | 1.1524 | 1.1393 | 1.2049 | 1.1357 | 1.1476 | 1.224 | 1.1739 | 1.2526 | 1.1452 | 1.2144 | 1.2359 | 1.1524 | 1.1643 | 1.1786 | 1.1953 | 1.2443 | 1.1822 | 1.2276 | 1.1679 | 1.2085 | 1.2204 | 1.1333 | 1.2037 | 1.1965 | 1.1858 | 1.2299 | 1.1774 | 1.1882 | 1.2311 | 1.1786 | 1.1679 | 1.1751 | 1.187 | 1.1476 | 1.144 | 1.1774 | 1.187 | 1.1953 | 1.2216 | 1.2371 | 1.1691 | 1.2216 | 1.2037 | 1.224 | 1.156 | 1.1774 | 1.15 | 1.2526 | 1.1536 | 1.2108 | 1.1894 | 1.212 | 1.1345 | 1.2216 | 1.1822 | 1.2299 | 1.1476 | 1.1476 | 1.1333 | 1.2252 | 1.1941 | 1.2407 | 1.1333 | 1.1906 | 1.1512 | 1.1703 | 1.2502 | 1.2383 | 1.1655 | 1.1786 | 1.1834 | 1.144 | 1.15 | 1.1512 | 1.2252 | 1.2395 | 1.1953 | 1.1691 | 1.1584
BC_VIT_TSS | 326 | 230 | BC | 0.003873 | 326 | 11098 | 0.42983 | 0.47582 | 0.45864 | 0.45075 | 0.44936 | 0.44889 | 0.46189 | 0.4721 | 0.47767 | 0.44843 | 0.441 | 0.45911 | 0.47489 | 0.44982 | 0.46793 | 0.4721 | 0.45168 | 0.4475 | 0.48278 | 0.45586 | 0.45632 | 0.45678 | 0.44704 | 0.45075 | 0.46003 | 0.44843 | 0.44657 | 0.46096 | 0.4786 | 0.4605 | 0.44239 | 0.45493 | 0.4475 | 0.46885 | 0.44936 | 0.46375 | 0.45353 | 0.44239 | 0.45632 | 0.48324 | 0.45678 | 0.45214 | 0.47814 | 0.441 | 0.47257 | 0.46235 | 0.45632 | 0.48278 | 0.44564 | 0.52393 | 0.48792 | 0.49502 | 0.50162 | 0.51987 | 0.49654 | 0.49756 | 0.49198 | 0.52545 | 0.51886 | 0.48792 | 0.4864 | 0.49451 | 0.51227 | 0.52038 | 0.5219 | 0.53053 | 0.4935 | 0.50466 | 0.49502 | 0.51785 | 0.50821 | 0.50162 | 0.48538 | 0.49959 | 0.50111 | 0.50821 | 0.5006 | 0.48386 | 0.48437 | 0.48183 | 0.50162 | 0.52393 | 0.49096 | 0.50263 | 0.48589 | 0.48944 | 0.51277 | 0.49756 | 0.51328 | 0.52951 | 0.52342 | 0.51176 | 0.53255 | 0.50364 | 0.49604 | 0.49147 | 0.48437 | 0.5029 | 0.53539 | 0.5127 | 0.50909 | 0.52404 | 0.52301 | 0.52095 | 0.52095 | 0.50135 | 0.53126 | 0.53126 | 0.52507 | 0.49464 | 0.51889 | 0.53591 | 0.53126 | 0.50651 | 0.50083 | 0.54106 | 0.50857 | 0.5323 | 0.51992 | 0.49619 | 0.52559 | 0.49877 | 0.53333 | 0.50238 | 0.49 | 0.52714 | 0.49464 | 0.49877 | 0.54106 | 0.50547 | 0.50702 | 0.50599 | 0.4931 | 0.52714 | 0.50135 | 0.52146 | 0.49 | 0.49722 | 0.52456 | 0.51012 | 0.53126 | 0.52456 | 0.53642 | 0.54158 | 0.50754 | 0.55824 | 0.55233 | 0.56361 | 0.55824 | 0.5131 | 0.53621 | 0.55125 | 0.53191 | 0.56039 | 0.56092 | 0.5131 | 0.53997 | 0.56253 | 0.53997 | 0.5491 | 0.55071 | 0.55662 | 0.52063 | 0.55286 | 0.53728 | 0.53191 | 0.54265 | 0.53943 | 0.55125 | 0.52976 | 0.52546 | 0.56253 | 0.55233 | 0.54104 | 0.51418 | 0.54104 | 0.56092 | 0.52546 | 0.5346 | 0.5346 | 0.53298 | 0.51203 | 0.5448 | 0.51096 | 0.51203 | 0.52492 | 0.55609 | 0.52707 | 0.54373 | 0.51364 | 0.55071 | 0.562 | 0.55125 | 0.52131 | 0.53332 | 0.54588 | 0.52404 | 0.5426 | 0.53387 | 0.53114 | 0.55079 | 0.53278 | 0.55079 | 0.53714 | 0.55297 | 0.54588 | 0.5628 | 0.54097 | 0.53387 | 0.52732 | 0.52131 | 0.55134 | 0.51968 | 0.52514 | 0.56007 | 0.53714 | 0.57317 | 0.52404 | 0.5557 | 0.56553 | 0.52732 | 0.53278 | 0.53933 | 0.54697 | 0.56935 | 0.54097 | 0.56171 | 0.53441 | 0.55297 | 0.55843 | 0.51858 | 0.55079 | 0.54752 | 0.5426 | 0.5628 | 0.53878 | 0.54369 | 0.56335 | 0.53933 | 0.53441 | 0.53769 | 0.54315 | 0.52514 | 0.5235 | 0.53878 | 0.54315 | 0.54697 | 0.55898 | 0.56608 | 0.53496 | 0.55898 | 0.55079 | 0.56007 | 0.52896 | 0.53878 | 0.52623 | 0.57317 | 0.52786 | 0.55407 | 0.54424 | 0.55461 | 0.51913 | 0.55898 | 0.54097 | 0.5628 | 0.52514 | 0.52514 | 0.51858 | 0.56062 | 0.54642 | 0.56771 | 0.51858 | 0.54479 | 0.52677 | 0.53551 | 0.57208 | 0.56662 | 0.53332 | 0.53933 | 0.54151 | 0.5235 | 0.52623 | 0.52677 | 0.56062 | 0.56717 | 0.54697 | 0.53496 | 0.53005
BC_VNT_TSS | 327 | 230 | BC | 0.003918 | 327 | 11098 | 0.43482 | 0.48135 | 0.46397 | 0.45599 | 0.45458 | 0.45411 | 0.46726 | 0.47759 | 0.48322 | 0.45364 | 0.44612 | 0.46444 | 0.48041 | 0.45505 | 0.47336 | 0.47759 | 0.45693 | 0.4527 | 0.48839 | 0.46115 | 0.46162 | 0.46209 | 0.45223 | 0.45599 | 0.46538 | 0.45364 | 0.45176 | 0.46632 | 0.48416 | 0.46585 | 0.44753 | 0.46021 | 0.4527 | 0.4743 | 0.45458 | 0.46914 | 0.4588 | 0.44753 | 0.46162 | 0.48886 | 0.46209 | 0.4574 | 0.48369 | 0.44612 | 0.47806 | 0.46773 | 0.46162 | 0.48839 | 0.45082 | 0.53002 | 0.49359 | 0.50077 | 0.50744 | 0.52591 | 0.50231 | 0.50334 | 0.49769 | 0.53156 | 0.52489 | 0.49359 | 0.49205 | 0.50026 | 0.51822 | 0.52643 | 0.52797 | 0.53669 | 0.49923 | 0.51052 | 0.50077 | 0.52386 | 0.51411 | 0.50744 | 0.49102 | 0.50539 | 0.50693 | 0.51411 | 0.50642 | 0.48949 | 0.49 | 0.48743 | 0.50744 | 0.53002 | 0.49667 | 0.50847 | 0.49154 | 0.49513 | 0.51873 | 0.50334 | 0.51924 | 0.53566 | 0.52951 | 0.5177 | 0.53874 | 0.5095 | 0.5018 | 0.49718 | 0.49 | 0.50874 | 0.54161 | 0.51865 | 0.515 | 0.53013 | 0.52909 | 0.527 | 0.527 | 0.50717 | 0.53744 | 0.53744 | 0.53118 | 0.50039 | 0.52491 | 0.54213 | 0.53744 | 0.51239 | 0.50665 | 0.54735 | 0.51448 | 0.53848 | 0.52596 | 0.50196 | 0.5317 | 0.50456 | 0.53952 | 0.50822 | 0.49569 | 0.53326 | 0.50039 | 0.50456 | 0.54735 | 0.51135 | 0.51291 | 0.51187 | 0.49883 | 0.53326 | 0.50717 | 0.52752 | 0.49569 | 0.503 | 0.53065 | 0.51604 | 0.53744 | 0.53065 | 0.54265 | 0.54787 | 0.51344 | 0.56472 | 0.55874 | 0.57016 | 0.56472 | 0.51907 | 0.54244 | 0.55766 | 0.53809 | 0.5669 | 0.56744 | 0.51907 | 0.54624 | 0.56907 | 0.54624 | 0.55548 | 0.55711 | 0.56309 | 0.52668 | 0.55929 | 0.54352 | 0.53809 | 0.54896 | 0.5457 | 0.55766 | 0.53592 | 0.53157 | 0.56907 | 0.55874 | 0.54733 | 0.52015 | 0.54733 | 0.56744 | 0.53157 | 0.54081 | 0.54081 | 0.53918 | 0.51798 | 0.55113 | 0.51689 | 0.51798 | 0.53102 | 0.56255 | 0.5332 | 0.55005 | 0.51961 | 0.55711 | 0.56853 | 0.55766 | 0.52737 | 0.53952 | 0.55222 | 0.53013 | 0.54891 | 0.54007 | 0.53731 | 0.55719 | 0.53897 | 0.55719 | 0.54339 | 0.5594 | 0.55222 | 0.56934 | 0.54725 | 0.54007 | 0.53345 | 0.52737 | 0.55774 | 0.52571 | 0.53124 | 0.56658 | 0.54339 | 0.57983 | 0.53013 | 0.56216 | 0.5721 | 0.53345 | 0.53897 | 0.54559 | 0.55333 | 0.57597 | 0.54725 | 0.56824 | 0.54062 | 0.5594 | 0.56492 | 0.52461 | 0.55719 | 0.55388 | 0.54891 | 0.56934 | 0.54504 | 0.55001 | 0.56989 | 0.54559 | 0.54062 | 0.54394 | 0.54946 | 0.53124 | 0.52958 | 0.54504 | 0.54946 | 0.55333 | 0.56547 | 0.57265 | 0.54118 | 0.56547 | 0.55719 | 0.56658 | 0.5351 | 0.54504 | 0.53234 | 0.57983 | 0.534 | 0.5605 | 0.55056 | 0.56106 | 0.52516 | 0.56547 | 0.54725 | 0.56934 | 0.53124 | 0.53124 | 0.52461 | 0.56713 | 0.55277 | 0.57431 | 0.52461 | 0.55112 | 0.53289 | 0.54173 | 0.57873 | 0.57321 | 0.53952 | 0.54559 | 0.5478 | 0.52958 | 0.53234 | 0.53289 | 0.56713 | 0.57376 | 0.55333 | 0.54118 | 0.53621
BC_VOL_GSS | 328 | 287 | BC | 0.003431 | 328 | 11098 | 0.38077 | 0.42152 | 0.4063 | 0.39931 | 0.39807 | 0.39766 | 0.40918 | 0.41823 | 0.42316 | 0.39725 | 0.39067 | 0.40671 | 0.42069 | 0.39849 | 0.41452 | 0.41823 | 0.40013 | 0.39643 | 0.42768 | 0.40383 | 0.40424 | 0.40465 | 0.39602 | 0.39931 | 0.40753 | 0.39725 | 0.39561 | 0.40836 | 0.42398 | 0.40794 | 0.39191 | 0.40301 | 0.39643 | 0.41535 | 0.39807 | 0.41082 | 0.40178 | 0.39191 | 0.40424 | 0.42809 | 0.40465 | 0.40054 | 0.42357 | 0.39067 | 0.41864 | 0.40959 | 0.40424 | 0.42768 | 0.39478 | 0.46414 | 0.43224 | 0.43853 | 0.44437 | 0.46054 | 0.43988 | 0.44077 | 0.43583 | 0.46549 | 0.45965 | 0.43224 | 0.43089 | 0.43808 | 0.4538 | 0.46099 | 0.46234 | 0.46998 | 0.43718 | 0.44706 | 0.43853 | 0.45875 | 0.45021 | 0.44437 | 0.42999 | 0.44257 | 0.44392 | 0.45021 | 0.44347 | 0.42864 | 0.42909 | 0.42685 | 0.44437 | 0.46414 | 0.43493 | 0.44527 | 0.43044 | 0.43359 | 0.45425 | 0.44077 | 0.4547 | 0.46908 | 0.46369 | 0.45336 | 0.47178 | 0.44617 | 0.43943 | 0.43538 | 0.42909 | 0.4455 | 0.47429 | 0.45419 | 0.45099 | 0.46424 | 0.46332 | 0.4615 | 0.4615 | 0.44413 | 0.47063 | 0.47063 | 0.46515 | 0.43819 | 0.45967 | 0.47475 | 0.47063 | 0.4487 | 0.44368 | 0.47932 | 0.45053 | 0.47155 | 0.46058 | 0.43956 | 0.46561 | 0.44185 | 0.47246 | 0.44505 | 0.43408 | 0.46698 | 0.43819 | 0.44185 | 0.47932 | 0.44779 | 0.44916 | 0.44825 | 0.43682 | 0.46698 | 0.44413 | 0.46195 | 0.43408 | 0.44048 | 0.46469 | 0.4519 | 0.47063 | 0.46469 | 0.4752 | 0.47977 | 0.44962 | 0.49453 | 0.48929 | 0.49929 | 0.49453 | 0.45455 | 0.47501 | 0.48834 | 0.47121 | 0.49643 | 0.49691 | 0.45455 | 0.47835 | 0.49834 | 0.47835 | 0.48644 | 0.48786 | 0.4931 | 0.46121 | 0.48977 | 0.47597 | 0.47121 | 0.48073 | 0.47787 | 0.48834 | 0.4693 | 0.46549 | 0.49834 | 0.48929 | 0.4793 | 0.4555 | 0.4793 | 0.49691 | 0.46549 | 0.47359 | 0.47359 | 0.47216 | 0.4536 | 0.48263 | 0.45264 | 0.4536 | 0.46502 | 0.49262 | 0.46692 | 0.48168 | 0.45502 | 0.48786 | 0.49786 | 0.48834 | 0.46182 | 0.47246 | 0.48358 | 0.46424 | 0.48068 | 0.47294 | 0.47052 | 0.48793 | 0.47197 | 0.48793 | 0.47584 | 0.48987 | 0.48358 | 0.49857 | 0.47923 | 0.47294 | 0.46714 | 0.46182 | 0.48842 | 0.46037 | 0.4652 | 0.49615 | 0.47584 | 0.50776 | 0.46424 | 0.49229 | 0.50099 | 0.46714 | 0.47197 | 0.47778 | 0.48455 | 0.50437 | 0.47923 | 0.4976 | 0.47343 | 0.48987 | 0.4947 | 0.4594 | 0.48793 | 0.48503 | 0.48068 | 0.49857 | 0.47729 | 0.48165 | 0.49906 | 0.47778 | 0.47343 | 0.47633 | 0.48116 | 0.4652 | 0.46375 | 0.47729 | 0.48116 | 0.48455 | 0.49519 | 0.50147 | 0.47391 | 0.49519 | 0.48793 | 0.49615 | 0.46859 | 0.47729 | 0.46617 | 0.50776 | 0.46762 | 0.49083 | 0.48213 | 0.49132 | 0.45989 | 0.49519 | 0.47923 | 0.49857 | 0.4652 | 0.4652 | 0.4594 | 0.49664 | 0.48406 | 0.50292 | 0.4594 | 0.48261 | 0.46666 | 0.47439 | 0.50679 | 0.50196 | 0.47246 | 0.47778 | 0.47971 | 0.46375 | 0.46617 | 0.46666 | 0.49664 | 0.50244 | 0.48455 | 0.47391 | 0.46956
BC_VOL_JCT | 329 | 287 | BC | 0.003431 | 329 | 11098 | 0.38077 | 0.42152 | 0.4063 | 0.39931 | 0.39807 | 0.39766 | 0.40918 | 0.41823 | 0.42316 | 0.39725 | 0.39067 | 0.40671 | 0.42069 | 0.39849 | 0.41452 | 0.41823 | 0.40013 | 0.39643 | 0.42768 | 0.40383 | 0.40424 | 0.40465 | 0.39602 | 0.39931 | 0.40753 | 0.39725 | 0.39561 | 0.40836 | 0.42398 | 0.40794 | 0.39191 | 0.40301 | 0.39643 | 0.41535 | 0.39807 | 0.41082 | 0.40178 | 0.39191 | 0.40424 | 0.42809 | 0.40465 | 0.40054 | 0.42357 | 0.39067 | 0.41864 | 0.40959 | 0.40424 | 0.42768 | 0.39478 | 0.46414 | 0.43224 | 0.43853 | 0.44437 | 0.46054 | 0.43988 | 0.44077 | 0.43583 | 0.46549 | 0.45965 | 0.43224 | 0.43089 | 0.43808 | 0.4538 | 0.46099 | 0.46234 | 0.46998 | 0.43718 | 0.44706 | 0.43853 | 0.45875 | 0.45021 | 0.44437 | 0.42999 | 0.44257 | 0.44392 | 0.45021 | 0.44347 | 0.42864 | 0.42909 | 0.42685 | 0.44437 | 0.46414 | 0.43493 | 0.44527 | 0.43044 | 0.43359 | 0.45425 | 0.44077 | 0.4547 | 0.46908 | 0.46369 | 0.45336 | 0.47178 | 0.44617 | 0.43943 | 0.43538 | 0.42909 | 0.4455 | 0.47429 | 0.45419 | 0.45099 | 0.46424 | 0.46332 | 0.4615 | 0.4615 | 0.44413 | 0.47063 | 0.47063 | 0.46515 | 0.43819 | 0.45967 | 0.47475 | 0.47063 | 0.4487 | 0.44368 | 0.47932 | 0.45053 | 0.47155 | 0.46058 | 0.43956 | 0.46561 | 0.44185 | 0.47246 | 0.44505 | 0.43408 | 0.46698 | 0.43819 | 0.44185 | 0.47932 | 0.44779 | 0.44916 | 0.44825 | 0.43682 | 0.46698 | 0.44413 | 0.46195 | 0.43408 | 0.44048 | 0.46469 | 0.4519 | 0.47063 | 0.46469 | 0.4752 | 0.47977 | 0.44962 | 0.49453 | 0.48929 | 0.49929 | 0.49453 | 0.45455 | 0.47501 | 0.48834 | 0.47121 | 0.49643 | 0.49691 | 0.45455 | 0.47835 | 0.49834 | 0.47835 | 0.48644 | 0.48786 | 0.4931 | 0.46121 | 0.48977 | 0.47597 | 0.47121 | 0.48073 | 0.47787 | 0.48834 | 0.4693 | 0.46549 | 0.49834 | 0.48929 | 0.4793 | 0.4555 | 0.4793 | 0.49691 | 0.46549 | 0.47359 | 0.47359 | 0.47216 | 0.4536 | 0.48263 | 0.45264 | 0.4536 | 0.46502 | 0.49262 | 0.46692 | 0.48168 | 0.45502 | 0.48786 | 0.49786 | 0.48834 | 0.46182 | 0.47246 | 0.48358 | 0.46424 | 0.48068 | 0.47294 | 0.47052 | 0.48793 | 0.47197 | 0.48793 | 0.47584 | 0.48987 | 0.48358 | 0.49857 | 0.47923 | 0.47294 | 0.46714 | 0.46182 | 0.48842 | 0.46037 | 0.4652 | 0.49615 | 0.47584 | 0.50776 | 0.46424 | 0.49229 | 0.50099 | 0.46714 | 0.47197 | 0.47778 | 0.48455 | 0.50437 | 0.47923 | 0.4976 | 0.47343 | 0.48987 | 0.4947 | 0.4594 | 0.48793 | 0.48503 | 0.48068 | 0.49857 | 0.47729 | 0.48165 | 0.49906 | 0.47778 | 0.47343 | 0.47633 | 0.48116 | 0.4652 | 0.46375 | 0.47729 | 0.48116 | 0.48455 | 0.49519 | 0.50147 | 0.47391 | 0.49519 | 0.48793 | 0.49615 | 0.46859 | 0.47729 | 0.46617 | 0.50776 | 0.46762 | 0.49083 | 0.48213 | 0.49132 | 0.45989 | 0.49519 | 0.47923 | 0.49857 | 0.4652 | 0.4652 | 0.4594 | 0.49664 | 0.48406 | 0.50292 | 0.4594 | 0.48261 | 0.46666 | 0.47439 | 0.50679 | 0.50196 | 0.47246 | 0.47778 | 0.47971 | 0.46375 | 0.46617 | 0.46666 | 0.49664 | 0.50244 | 0.48455 | 0.47391 | 0.46956
BC_VVW_DSS | 330 | 230 | BC | 0.004691 | 330 | 11098 | 0.52061 | 0.57631 | 0.55551 | 0.54595 | 0.54426 | 0.5437 | 0.55944 | 0.57181 | 0.57856 | 0.54314 | 0.53414 | 0.55607 | 0.57519 | 0.54483 | 0.56675 | 0.57181 | 0.54707 | 0.54201 | 0.58475 | 0.55214 | 0.5527 | 0.55326 | 0.54145 | 0.54595 | 0.5572 | 0.54314 | 0.54089 | 0.55832 | 0.57969 | 0.55776 | 0.53583 | 0.55101 | 0.54201 | 0.56788 | 0.54426 | 0.56169 | 0.54932 | 0.53583 | 0.5527 | 0.58531 | 0.55326 | 0.54764 | 0.57912 | 0.53414 | 0.57238 | 0.56001 | 0.5527 | 0.58475 | 0.53977 | 0.63459 | 0.59097 | 0.59957 | 0.60756 | 0.62967 | 0.60142 | 0.60264 | 0.59589 | 0.63643 | 0.62845 | 0.59097 | 0.58913 | 0.59896 | 0.62046 | 0.63029 | 0.63213 | 0.64258 | 0.59773 | 0.61124 | 0.59957 | 0.62722 | 0.61555 | 0.60756 | 0.5879 | 0.6051 | 0.60694 | 0.61555 | 0.60633 | 0.58606 | 0.58667 | 0.5836 | 0.60756 | 0.63459 | 0.59466 | 0.60879 | 0.58852 | 0.59282 | 0.62107 | 0.60264 | 0.62169 | 0.64135 | 0.63397 | 0.61985 | 0.64503 | 0.61002 | 0.6008 | 0.59527 | 0.58667 | 0.60911 | 0.64847 | 0.62098 | 0.61661 | 0.63472 | 0.63347 | 0.63098 | 0.63098 | 0.60724 | 0.64347 | 0.64347 | 0.63597 | 0.59911 | 0.62848 | 0.64909 | 0.64347 | 0.61348 | 0.60661 | 0.65534 | 0.61598 | 0.64472 | 0.62973 | 0.60099 | 0.6366 | 0.60411 | 0.64597 | 0.60849 | 0.59349 | 0.63847 | 0.59911 | 0.60411 | 0.65534 | 0.61223 | 0.61411 | 0.61286 | 0.59724 | 0.63847 | 0.60724 | 0.6316 | 0.59349 | 0.60224 | 0.63535 | 0.61786 | 0.64347 | 0.63535 | 0.64972 | 0.65597 | 0.61473 | 0.67614 | 0.66898 | 0.68265 | 0.67614 | 0.62147 | 0.64946 | 0.66768 | 0.64425 | 0.67874 | 0.67939 | 0.62147 | 0.65401 | 0.68134 | 0.65401 | 0.66508 | 0.66703 | 0.67419 | 0.63059 | 0.66963 | 0.65076 | 0.64425 | 0.65727 | 0.65336 | 0.66768 | 0.64165 | 0.63644 | 0.68134 | 0.66898 | 0.65531 | 0.62278 | 0.65531 | 0.67939 | 0.63644 | 0.64751 | 0.64751 | 0.64555 | 0.62017 | 0.65987 | 0.61887 | 0.62017 | 0.63579 | 0.67354 | 0.63839 | 0.65857 | 0.62213 | 0.66703 | 0.68069 | 0.66768 | 0.63142 | 0.64596 | 0.66117 | 0.63472 | 0.6572 | 0.64663 | 0.64332 | 0.66712 | 0.6453 | 0.66712 | 0.65059 | 0.66977 | 0.66117 | 0.68167 | 0.65522 | 0.64663 | 0.63869 | 0.63142 | 0.66778 | 0.62943 | 0.63605 | 0.67836 | 0.65059 | 0.69423 | 0.63472 | 0.67307 | 0.68497 | 0.63869 | 0.6453 | 0.65324 | 0.66249 | 0.6896 | 0.65522 | 0.68035 | 0.64729 | 0.66977 | 0.67638 | 0.62811 | 0.66712 | 0.66315 | 0.6572 | 0.68167 | 0.65258 | 0.65853 | 0.68233 | 0.65324 | 0.64729 | 0.65125 | 0.65787 | 0.63605 | 0.63406 | 0.65258 | 0.65787 | 0.66249 | 0.67704 | 0.68563 | 0.64795 | 0.67704 | 0.66712 | 0.67836 | 0.64067 | 0.65258 | 0.63737 | 0.69423 | 0.63935 | 0.67109 | 0.65919 | 0.67175 | 0.62877 | 0.67704 | 0.65522 | 0.68167 | 0.63605 | 0.63605 | 0.62811 | 0.67902 | 0.66183 | 0.68762 | 0.62811 | 0.65985 | 0.63803 | 0.64861 | 0.69291 | 0.6863 | 0.64596 | 0.65324 | 0.65588 | 0.63406 | 0.63737 | 0.63803 | 0.67902 | 0.68696 | 0.66249 | 0.64795 | 0.642
BC_WAH_GSS | 331 | 360 | BC | 0.010164 | 331 | 11098 | 1.128 | 1.2487 | 1.2036 | 1.1829 | 1.1793 | 1.178 | 1.2121 | 1.239 | 1.2536 | 1.1768 | 1.1573 | 1.2048 | 1.2463 | 1.1805 | 1.228 | 1.239 | 1.1853 | 1.1744 | 1.267 | 1.1963 | 1.1975 | 1.1987 | 1.1732 | 1.1829 | 1.2073 | 1.1768 | 1.1719 | 1.2097 | 1.256 | 1.2085 | 1.161 | 1.1939 | 1.1744 | 1.2304 | 1.1793 | 1.217 | 1.1902 | 1.161 | 1.1975 | 1.2682 | 1.1987 | 1.1866 | 1.2548 | 1.1573 | 1.2402 | 1.2134 | 1.1975 | 1.267 | 1.1695 | 1.375 | 1.2805 | 1.2991 | 1.3164 | 1.3643 | 1.3031 | 1.3058 | 1.2911 | 1.379 | 1.3617 | 1.2805 | 1.2765 | 1.2978 | 1.3444 | 1.3656 | 1.3696 | 1.3923 | 1.2951 | 1.3244 | 1.2991 | 1.359 | 1.3337 | 1.3164 | 1.2738 | 1.3111 | 1.3151 | 1.3337 | 1.3137 | 1.2698 | 1.2711 | 1.2645 | 1.3164 | 1.375 | 1.2884 | 1.3191 | 1.2751 | 1.2845 | 1.3457 | 1.3058 | 1.347 | 1.3896 | 1.3736 | 1.343 | 1.3976 | 1.3217 | 1.3018 | 1.2898 | 1.2711 | 1.3198 | 1.405 | 1.3455 | 1.336 | 1.3753 | 1.3726 | 1.3671 | 1.3671 | 1.3157 | 1.3942 | 1.3942 | 1.378 | 1.2981 | 1.3617 | 1.4064 | 1.3942 | 1.3292 | 1.3143 | 1.4199 | 1.3347 | 1.3969 | 1.3644 | 1.3022 | 1.3793 | 1.3089 | 1.3996 | 1.3184 | 1.2859 | 1.3834 | 1.2981 | 1.3089 | 1.4199 | 1.3265 | 1.3306 | 1.3279 | 1.294 | 1.3834 | 1.3157 | 1.3685 | 1.2859 | 1.3049 | 1.3766 | 1.3387 | 1.3942 | 1.3766 | 1.4077 | 1.4213 | 1.3319 | 1.465 | 1.4495 | 1.4791 | 1.465 | 1.3466 | 1.4072 | 1.4467 | 1.3959 | 1.4706 | 1.472 | 1.3466 | 1.4171 | 1.4763 | 1.4171 | 1.441 | 1.4453 | 1.4608 | 1.3663 | 1.4509 | 1.41 | 1.3959 | 1.4241 | 1.4156 | 1.4467 | 1.3903 | 1.379 | 1.4763 | 1.4495 | 1.4199 | 1.3494 | 1.4199 | 1.472 | 1.379 | 1.403 | 1.403 | 1.3987 | 1.3437 | 1.4297 | 1.3409 | 1.3437 | 1.3776 | 1.4594 | 1.3832 | 1.4269 | 1.348 | 1.4453 | 1.4749 | 1.4467 | 1.3681 | 1.3996 | 1.4326 | 1.3753 | 1.424 | 1.401 | 1.3939 | 1.4455 | 1.3982 | 1.4455 | 1.4096 | 1.4512 | 1.4326 | 1.477 | 1.4197 | 1.401 | 1.3839 | 1.3681 | 1.4469 | 1.3638 | 1.3781 | 1.4698 | 1.4096 | 1.5042 | 1.3753 | 1.4583 | 1.4841 | 1.3839 | 1.3982 | 1.4154 | 1.4354 | 1.4942 | 1.4197 | 1.4741 | 1.4025 | 1.4512 | 1.4655 | 1.3609 | 1.4455 | 1.4369 | 1.424 | 1.477 | 1.4139 | 1.4268 | 1.4784 | 1.4154 | 1.4025 | 1.4111 | 1.4254 | 1.3781 | 1.3738 | 1.4139 | 1.4254 | 1.4354 | 1.4669 | 1.4856 | 1.4039 | 1.4669 | 1.4455 | 1.4698 | 1.3882 | 1.4139 | 1.381 | 1.5042 | 1.3853 | 1.454 | 1.4283 | 1.4555 | 1.3624 | 1.4669 | 1.4197 | 1.477 | 1.3781 | 1.3781 | 1.3609 | 1.4712 | 1.434 | 1.4899 | 1.3609 | 1.4297 | 1.3824 | 1.4053 | 1.5013 | 1.487 | 1.3996 | 1.4154 | 1.4211 | 1.3738 | 1.381 | 1.3824 | 1.4712 | 1.4884 | 1.4354 | 1.4039 | 1.391
BC_WAX_GSS | 332 | 230 | BC | 0.002609 | 332 | 11098 | 0.28955 | 0.32053 | 0.30896 | 0.30364 | 0.3027 | 0.30239 | 0.31115 | 0.31803 | 0.32178 | 0.30208 | 0.29708 | 0.30927 | 0.3199 | 0.30302 | 0.31521 | 0.31803 | 0.30427 | 0.30145 | 0.32522 | 0.30708 | 0.30739 | 0.30771 | 0.30114 | 0.30364 | 0.3099 | 0.30208 | 0.30083 | 0.31052 | 0.3224 | 0.31021 | 0.29801 | 0.30646 | 0.30145 | 0.31584 | 0.3027 | 0.3124 | 0.30552 | 0.29801 | 0.30739 | 0.32553 | 0.30771 | 0.30458 | 0.32209 | 0.29708 | 0.31834 | 0.31146 | 0.30739 | 0.32522 | 0.3002 | 0.35294 | 0.32868 | 0.33347 | 0.33791 | 0.35021 | 0.33449 | 0.33517 | 0.33142 | 0.35397 | 0.34952 | 0.32868 | 0.32766 | 0.33312 | 0.34508 | 0.35055 | 0.35157 | 0.35738 | 0.33244 | 0.33996 | 0.33347 | 0.34884 | 0.34235 | 0.33791 | 0.32697 | 0.33654 | 0.33757 | 0.34235 | 0.33722 | 0.32595 | 0.32629 | 0.32458 | 0.33791 | 0.35294 | 0.33073 | 0.33859 | 0.32732 | 0.32971 | 0.34542 | 0.33517 | 0.34577 | 0.3567 | 0.3526 | 0.34474 | 0.35875 | 0.33927 | 0.33415 | 0.33107 | 0.32629 | 0.33877 | 0.36066 | 0.34537 | 0.34294 | 0.35302 | 0.35232 | 0.35093 | 0.35093 | 0.33773 | 0.35788 | 0.35788 | 0.35371 | 0.33321 | 0.34954 | 0.36101 | 0.35788 | 0.3412 | 0.33738 | 0.36448 | 0.34259 | 0.35857 | 0.35024 | 0.33425 | 0.35406 | 0.33599 | 0.35927 | 0.33842 | 0.33008 | 0.3551 | 0.33321 | 0.33599 | 0.36448 | 0.34051 | 0.34155 | 0.34085 | 0.33217 | 0.3551 | 0.33773 | 0.35128 | 0.33008 | 0.33495 | 0.35336 | 0.34363 | 0.35788 | 0.35336 | 0.36135 | 0.36483 | 0.3419 | 0.37605 | 0.37207 | 0.37967 | 0.37605 | 0.34565 | 0.36121 | 0.37134 | 0.35831 | 0.3775 | 0.37786 | 0.34565 | 0.36374 | 0.37894 | 0.36374 | 0.3699 | 0.37098 | 0.37496 | 0.35071 | 0.37243 | 0.36193 | 0.35831 | 0.36555 | 0.36338 | 0.37134 | 0.35687 | 0.35397 | 0.37894 | 0.37207 | 0.36447 | 0.34637 | 0.36447 | 0.37786 | 0.35397 | 0.36012 | 0.36012 | 0.35904 | 0.34492 | 0.367 | 0.3442 | 0.34492 | 0.35361 | 0.3746 | 0.35506 | 0.36628 | 0.34601 | 0.37098 | 0.37858 | 0.37134 | 0.35118 | 0.35927 | 0.36772 | 0.35302 | 0.36552 | 0.35963 | 0.3578 | 0.37103 | 0.3589 | 0.37103 | 0.36184 | 0.3725 | 0.36772 | 0.37912 | 0.36441 | 0.35963 | 0.35522 | 0.35118 | 0.3714 | 0.35007 | 0.35375 | 0.37729 | 0.36184 | 0.38611 | 0.35302 | 0.37434 | 0.38096 | 0.35522 | 0.3589 | 0.36331 | 0.36846 | 0.38354 | 0.36441 | 0.37839 | 0.36 | 0.3725 | 0.37618 | 0.34934 | 0.37103 | 0.36883 | 0.36552 | 0.37912 | 0.36294 | 0.36625 | 0.37949 | 0.36331 | 0.36 | 0.36221 | 0.36589 | 0.35375 | 0.35265 | 0.36294 | 0.36589 | 0.36846 | 0.37655 | 0.38133 | 0.36037 | 0.37655 | 0.37103 | 0.37729 | 0.35633 | 0.36294 | 0.35449 | 0.38611 | 0.35559 | 0.37324 | 0.36662 | 0.37361 | 0.34971 | 0.37655 | 0.36441 | 0.37912 | 0.35375 | 0.35375 | 0.34934 | 0.37765 | 0.36809 | 0.38243 | 0.34934 | 0.36699 | 0.35485 | 0.36074 | 0.38538 | 0.3817 | 0.35927 | 0.36331 | 0.36478 | 0.35265 | 0.35449 | 0.35485 | 0.37765 | 0.38207 | 0.36846 | 0.36037 | 0.35706
BC_WHS_TSS | 333 | 230 | BC | 0.002609 | 333 | 11098 | 0.28955 | 0.32053 | 0.30896 | 0.30364 | 0.3027 | 0.30239 | 0.31115 | 0.31803 | 0.32178 | 0.30208 | 0.29708 | 0.30927 | 0.3199 | 0.30302 | 0.31521 | 0.31803 | 0.30427 | 0.30145 | 0.32522 | 0.30708 | 0.30739 | 0.30771 | 0.30114 | 0.30364 | 0.3099 | 0.30208 | 0.30083 | 0.31052 | 0.3224 | 0.31021 | 0.29801 | 0.30646 | 0.30145 | 0.31584 | 0.3027 | 0.3124 | 0.30552 | 0.29801 | 0.30739 | 0.32553 | 0.30771 | 0.30458 | 0.32209 | 0.29708 | 0.31834 | 0.31146 | 0.30739 | 0.32522 | 0.3002 | 0.35294 | 0.32868 | 0.33347 | 0.33791 | 0.35021 | 0.33449 | 0.33517 | 0.33142 | 0.35397 | 0.34952 | 0.32868 | 0.32766 | 0.33312 | 0.34508 | 0.35055 | 0.35157 | 0.35738 | 0.33244 | 0.33996 | 0.33347 | 0.34884 | 0.34235 | 0.33791 | 0.32697 | 0.33654 | 0.33757 | 0.34235 | 0.33722 | 0.32595 | 0.32629 | 0.32458 | 0.33791 | 0.35294 | 0.33073 | 0.33859 | 0.32732 | 0.32971 | 0.34542 | 0.33517 | 0.34577 | 0.3567 | 0.3526 | 0.34474 | 0.35875 | 0.33927 | 0.33415 | 0.33107 | 0.32629 | 0.33877 | 0.36066 | 0.34537 | 0.34294 | 0.35302 | 0.35232 | 0.35093 | 0.35093 | 0.33773 | 0.35788 | 0.35788 | 0.35371 | 0.33321 | 0.34954 | 0.36101 | 0.35788 | 0.3412 | 0.33738 | 0.36448 | 0.34259 | 0.35857 | 0.35024 | 0.33425 | 0.35406 | 0.33599 | 0.35927 | 0.33842 | 0.33008 | 0.3551 | 0.33321 | 0.33599 | 0.36448 | 0.34051 | 0.34155 | 0.34085 | 0.33217 | 0.3551 | 0.33773 | 0.35128 | 0.33008 | 0.33495 | 0.35336 | 0.34363 | 0.35788 | 0.35336 | 0.36135 | 0.36483 | 0.3419 | 0.37605 | 0.37207 | 0.37967 | 0.37605 | 0.34565 | 0.36121 | 0.37134 | 0.35831 | 0.3775 | 0.37786 | 0.34565 | 0.36374 | 0.37894 | 0.36374 | 0.3699 | 0.37098 | 0.37496 | 0.35071 | 0.37243 | 0.36193 | 0.35831 | 0.36555 | 0.36338 | 0.37134 | 0.35687 | 0.35397 | 0.37894 | 0.37207 | 0.36447 | 0.34637 | 0.36447 | 0.37786 | 0.35397 | 0.36012 | 0.36012 | 0.35904 | 0.34492 | 0.367 | 0.3442 | 0.34492 | 0.35361 | 0.3746 | 0.35506 | 0.36628 | 0.34601 | 0.37098 | 0.37858 | 0.37134 | 0.35118 | 0.35927 | 0.36772 | 0.35302 | 0.36552 | 0.35963 | 0.3578 | 0.37103 | 0.3589 | 0.37103 | 0.36184 | 0.3725 | 0.36772 | 0.37912 | 0.36441 | 0.35963 | 0.35522 | 0.35118 | 0.3714 | 0.35007 | 0.35375 | 0.37729 | 0.36184 | 0.38611 | 0.35302 | 0.37434 | 0.38096 | 0.35522 | 0.3589 | 0.36331 | 0.36846 | 0.38354 | 0.36441 | 0.37839 | 0.36 | 0.3725 | 0.37618 | 0.34934 | 0.37103 | 0.36883 | 0.36552 | 0.37912 | 0.36294 | 0.36625 | 0.37949 | 0.36331 | 0.36 | 0.36221 | 0.36589 | 0.35375 | 0.35265 | 0.36294 | 0.36589 | 0.36846 | 0.37655 | 0.38133 | 0.36037 | 0.37655 | 0.37103 | 0.37729 | 0.35633 | 0.36294 | 0.35449 | 0.38611 | 0.35559 | 0.37324 | 0.36662 | 0.37361 | 0.34971 | 0.37655 | 0.36441 | 0.37912 | 0.35375 | 0.35375 | 0.34934 | 0.37765 | 0.36809 | 0.38243 | 0.34934 | 0.36699 | 0.35485 | 0.36074 | 0.38538 | 0.3817 | 0.35927 | 0.36331 | 0.36478 | 0.35265 | 0.35449 | 0.35485 | 0.37765 | 0.38207 | 0.36846 | 0.36037 | 0.35706
BC_WHY_DSS | 334 | 230 | BC | 0.015035 | 334 | 11098 | 1.6686 | 1.8471 | 1.7804 | 1.7498 | 1.7444 | 1.7426 | 1.7931 | 1.8327 | 1.8543 | 1.7408 | 1.712 | 1.7822 | 1.8435 | 1.7462 | 1.8165 | 1.8327 | 1.7534 | 1.7372 | 1.8742 | 1.7696 | 1.7714 | 1.7732 | 1.7354 | 1.7498 | 1.7859 | 1.7408 | 1.7336 | 1.7895 | 1.8579 | 1.7877 | 1.7174 | 1.766 | 1.7372 | 1.8201 | 1.7444 | 1.8003 | 1.7606 | 1.7174 | 1.7714 | 1.876 | 1.7732 | 1.7552 | 1.8561 | 1.712 | 1.8345 | 1.7949 | 1.7714 | 1.8742 | 1.73 | 2.0339 | 1.8941 | 1.9217 | 1.9473 | 2.0182 | 1.9276 | 1.9315 | 1.9099 | 2.0398 | 2.0142 | 1.8941 | 1.8882 | 1.9197 | 1.9886 | 2.0201 | 2.026 | 2.0595 | 1.9158 | 1.9591 | 1.9217 | 2.0103 | 1.9729 | 1.9473 | 1.8843 | 1.9394 | 1.9453 | 1.9729 | 1.9433 | 1.8784 | 1.8803 | 1.8705 | 1.9473 | 2.0339 | 1.9059 | 1.9512 | 1.8862 | 1.9 | 1.9906 | 1.9315 | 1.9926 | 2.0556 | 2.0319 | 1.9866 | 2.0674 | 1.9551 | 1.9256 | 1.9079 | 1.8803 | 1.9522 | 2.0784 | 1.9903 | 1.9763 | 2.0343 | 2.0303 | 2.0223 | 2.0223 | 1.9462 | 2.0624 | 2.0624 | 2.0383 | 1.9202 | 2.0143 | 2.0804 | 2.0624 | 1.9663 | 1.9442 | 2.1004 | 1.9743 | 2.0664 | 2.0183 | 1.9262 | 2.0403 | 1.9362 | 2.0704 | 1.9502 | 1.9022 | 2.0464 | 1.9202 | 1.9362 | 2.1004 | 1.9623 | 1.9683 | 1.9643 | 1.9142 | 2.0464 | 1.9462 | 2.0243 | 1.9022 | 1.9302 | 2.0363 | 1.9803 | 2.0624 | 2.0363 | 2.0824 | 2.1024 | 1.9703 | 2.1671 | 2.1441 | 2.1879 | 2.1671 | 1.9919 | 2.0816 | 2.14 | 2.0649 | 2.1754 | 2.1775 | 1.9919 | 2.0962 | 2.1838 | 2.0962 | 2.1316 | 2.1379 | 2.1608 | 2.0211 | 2.1462 | 2.0857 | 2.0649 | 2.1066 | 2.0941 | 2.14 | 2.0565 | 2.0398 | 2.1838 | 2.1441 | 2.1003 | 1.996 | 2.1003 | 2.1775 | 2.0398 | 2.0753 | 2.0753 | 2.069 | 1.9877 | 2.1149 | 1.9835 | 1.9877 | 2.0378 | 2.1587 | 2.0461 | 2.1108 | 1.994 | 2.1379 | 2.1817 | 2.14 | 2.0237 | 2.0704 | 2.1191 | 2.0343 | 2.1064 | 2.0725 | 2.0619 | 2.1382 | 2.0682 | 2.1382 | 2.0852 | 2.1467 | 2.1191 | 2.1848 | 2.1 | 2.0725 | 2.0471 | 2.0237 | 2.1403 | 2.0174 | 2.0386 | 2.1742 | 2.0852 | 2.2251 | 2.0343 | 2.1572 | 2.1954 | 2.0471 | 2.0682 | 2.0937 | 2.1233 | 2.2102 | 2.1 | 2.1806 | 2.0746 | 2.1467 | 2.1678 | 2.0131 | 2.1382 | 2.1255 | 2.1064 | 2.1848 | 2.0916 | 2.1106 | 2.1869 | 2.0937 | 2.0746 | 2.0873 | 2.1085 | 2.0386 | 2.0322 | 2.0916 | 2.1085 | 2.1233 | 2.17 | 2.1975 | 2.0767 | 2.17 | 2.1382 | 2.1742 | 2.0534 | 2.0916 | 2.0428 | 2.2251 | 2.0492 | 2.1509 | 2.1127 | 2.153 | 2.0153 | 2.17 | 2.1 | 2.1848 | 2.0386 | 2.0386 | 2.0131 | 2.1763 | 2.1212 | 2.2039 | 2.0131 | 2.1149 | 2.0449 | 2.0788 | 2.2208 | 2.1996 | 2.0704 | 2.0937 | 2.1021 | 2.0322 | 2.0428 | 2.0449 | 2.1763 | 2.2017 | 2.1233 | 2.0767 | 2.0576
BC_WLT_DSS | 335 | 230 | BC | 0.015035 | 335 | 11098 | 1.6686 | 1.8471 | 1.7804 | 1.7498 | 1.7444 | 1.7426 | 1.7931 | 1.8327 | 1.8543 | 1.7408 | 1.712 | 1.7822 | 1.8435 | 1.7462 | 1.8165 | 1.8327 | 1.7534 | 1.7372 | 1.8742 | 1.7696 | 1.7714 | 1.7732 | 1.7354 | 1.7498 | 1.7859 | 1.7408 | 1.7336 | 1.7895 | 1.8579 | 1.7877 | 1.7174 | 1.766 | 1.7372 | 1.8201 | 1.7444 | 1.8003 | 1.7606 | 1.7174 | 1.7714 | 1.876 | 1.7732 | 1.7552 | 1.8561 | 1.712 | 1.8345 | 1.7949 | 1.7714 | 1.8742 | 1.73 | 2.0339 | 1.8941 | 1.9217 | 1.9473 | 2.0182 | 1.9276 | 1.9315 | 1.9099 | 2.0398 | 2.0142 | 1.8941 | 1.8882 | 1.9197 | 1.9886 | 2.0201 | 2.026 | 2.0595 | 1.9158 | 1.9591 | 1.9217 | 2.0103 | 1.9729 | 1.9473 | 1.8843 | 1.9394 | 1.9453 | 1.9729 | 1.9433 | 1.8784 | 1.8803 | 1.8705 | 1.9473 | 2.0339 | 1.9059 | 1.9512 | 1.8862 | 1.9 | 1.9906 | 1.9315 | 1.9926 | 2.0556 | 2.0319 | 1.9866 | 2.0674 | 1.9551 | 1.9256 | 1.9079 | 1.8803 | 1.9522 | 2.0784 | 1.9903 | 1.9763 | 2.0343 | 2.0303 | 2.0223 | 2.0223 | 1.9462 | 2.0624 | 2.0624 | 2.0383 | 1.9202 | 2.0143 | 2.0804 | 2.0624 | 1.9663 | 1.9442 | 2.1004 | 1.9743 | 2.0664 | 2.0183 | 1.9262 | 2.0403 | 1.9362 | 2.0704 | 1.9502 | 1.9022 | 2.0464 | 1.9202 | 1.9362 | 2.1004 | 1.9623 | 1.9683 | 1.9643 | 1.9142 | 2.0464 | 1.9462 | 2.0243 | 1.9022 | 1.9302 | 2.0363 | 1.9803 | 2.0624 | 2.0363 | 2.0824 | 2.1024 | 1.9703 | 2.1671 | 2.1441 | 2.1879 | 2.1671 | 1.9919 | 2.0816 | 2.14 | 2.0649 | 2.1754 | 2.1775 | 1.9919 | 2.0962 | 2.1838 | 2.0962 | 2.1316 | 2.1379 | 2.1608 | 2.0211 | 2.1462 | 2.0857 | 2.0649 | 2.1066 | 2.0941 | 2.14 | 2.0565 | 2.0398 | 2.1838 | 2.1441 | 2.1003 | 1.996 | 2.1003 | 2.1775 | 2.0398 | 2.0753 | 2.0753 | 2.069 | 1.9877 | 2.1149 | 1.9835 | 1.9877 | 2.0378 | 2.1587 | 2.0461 | 2.1108 | 1.994 | 2.1379 | 2.1817 | 2.14 | 2.0237 | 2.0704 | 2.1191 | 2.0343 | 2.1064 | 2.0725 | 2.0619 | 2.1382 | 2.0682 | 2.1382 | 2.0852 | 2.1467 | 2.1191 | 2.1848 | 2.1 | 2.0725 | 2.0471 | 2.0237 | 2.1403 | 2.0174 | 2.0386 | 2.1742 | 2.0852 | 2.2251 | 2.0343 | 2.1572 | 2.1954 | 2.0471 | 2.0682 | 2.0937 | 2.1233 | 2.2102 | 2.1 | 2.1806 | 2.0746 | 2.1467 | 2.1678 | 2.0131 | 2.1382 | 2.1255 | 2.1064 | 2.1848 | 2.0916 | 2.1106 | 2.1869 | 2.0937 | 2.0746 | 2.0873 | 2.1085 | 2.0386 | 2.0322 | 2.0916 | 2.1085 | 2.1233 | 2.17 | 2.1975 | 2.0767 | 2.17 | 2.1382 | 2.1742 | 2.0534 | 2.0916 | 2.0428 | 2.2251 | 2.0492 | 2.1509 | 2.1127 | 2.153 | 2.0153 | 2.17 | 2.1 | 2.1848 | 2.0386 | 2.0386 | 2.0131 | 2.1763 | 2.1212 | 2.2039 | 2.0131 | 2.1149 | 2.0449 | 2.0788 | 2.2208 | 2.1996 | 2.0704 | 2.0937 | 2.1021 | 2.0322 | 2.0428 | 2.0449 | 2.1763 | 2.2017 | 2.1233 | 2.0767 | 2.0576
BC_WSN_DSS | 336 | 230 | BC | 0.004008 | 336 | 11098 | 0.44481 | 0.4924 | 0.47463 | 0.46646 | 0.46502 | 0.46454 | 0.47799 | 0.48856 | 0.49432 | 0.46406 | 0.45637 | 0.47511 | 0.49144 | 0.4655 | 0.48424 | 0.48856 | 0.46742 | 0.4631 | 0.49961 | 0.47175 | 0.47223 | 0.47271 | 0.46262 | 0.46646 | 0.47607 | 0.46406 | 0.46214 | 0.47703 | 0.49528 | 0.47655 | 0.45781 | 0.47078 | 0.4631 | 0.4852 | 0.46502 | 0.47991 | 0.46934 | 0.45781 | 0.47223 | 0.50009 | 0.47271 | 0.4679 | 0.4948 | 0.45637 | 0.48904 | 0.47847 | 0.47223 | 0.49961 | 0.46118 | 0.54219 | 0.50493 | 0.51228 | 0.5191 | 0.538 | 0.51385 | 0.5149 | 0.50913 | 0.54377 | 0.53695 | 0.50493 | 0.50335 | 0.51175 | 0.53012 | 0.53852 | 0.54009 | 0.54902 | 0.5107 | 0.52225 | 0.51228 | 0.5359 | 0.52592 | 0.5191 | 0.5023 | 0.517 | 0.51857 | 0.52592 | 0.51805 | 0.50073 | 0.50125 | 0.49863 | 0.5191 | 0.54219 | 0.50808 | 0.52015 | 0.50283 | 0.5065 | 0.53065 | 0.5149 | 0.53117 | 0.54797 | 0.54167 | 0.5296 | 0.55112 | 0.5212 | 0.51333 | 0.5086 | 0.50125 | 0.52043 | 0.55405 | 0.53057 | 0.52683 | 0.54231 | 0.54124 | 0.53911 | 0.53911 | 0.51882 | 0.54978 | 0.54978 | 0.54338 | 0.51188 | 0.53697 | 0.55459 | 0.54978 | 0.52416 | 0.51829 | 0.55992 | 0.5263 | 0.55085 | 0.53804 | 0.51349 | 0.54391 | 0.51616 | 0.55192 | 0.51989 | 0.50708 | 0.54551 | 0.51188 | 0.51616 | 0.55992 | 0.52309 | 0.5247 | 0.52363 | 0.51028 | 0.54551 | 0.51882 | 0.53964 | 0.50708 | 0.51455 | 0.54284 | 0.5279 | 0.54978 | 0.54284 | 0.55512 | 0.56046 | 0.52523 | 0.57769 | 0.57158 | 0.58325 | 0.57769 | 0.53099 | 0.5549 | 0.57047 | 0.55045 | 0.57992 | 0.58047 | 0.53099 | 0.55879 | 0.58214 | 0.55879 | 0.56824 | 0.56991 | 0.57603 | 0.53877 | 0.57213 | 0.55601 | 0.55045 | 0.56157 | 0.55823 | 0.57047 | 0.54823 | 0.54378 | 0.58214 | 0.57158 | 0.5599 | 0.5321 | 0.5599 | 0.58047 | 0.54378 | 0.55323 | 0.55323 | 0.55156 | 0.52988 | 0.56379 | 0.52877 | 0.52988 | 0.54322 | 0.57547 | 0.54545 | 0.56268 | 0.53155 | 0.56991 | 0.58159 | 0.57047 | 0.53949 | 0.55191 | 0.56491 | 0.54231 | 0.56152 | 0.55248 | 0.54965 | 0.56999 | 0.55135 | 0.56999 | 0.55587 | 0.57225 | 0.56491 | 0.58242 | 0.55982 | 0.55248 | 0.5457 | 0.53949 | 0.57056 | 0.53779 | 0.54344 | 0.57959 | 0.55587 | 0.59315 | 0.54231 | 0.57507 | 0.58524 | 0.5457 | 0.55135 | 0.55813 | 0.56604 | 0.5892 | 0.55982 | 0.58129 | 0.55304 | 0.57225 | 0.5779 | 0.53666 | 0.56999 | 0.5666 | 0.56152 | 0.58242 | 0.55756 | 0.56265 | 0.58298 | 0.55813 | 0.55304 | 0.55643 | 0.56208 | 0.54344 | 0.54174 | 0.55756 | 0.56208 | 0.56604 | 0.57846 | 0.58581 | 0.55361 | 0.57846 | 0.56999 | 0.57959 | 0.54739 | 0.55756 | 0.54457 | 0.59315 | 0.54626 | 0.57338 | 0.56321 | 0.57394 | 0.53723 | 0.57846 | 0.55982 | 0.58242 | 0.54344 | 0.54344 | 0.53666 | 0.58016 | 0.56547 | 0.5875 | 0.53666 | 0.56378 | 0.54513 | 0.55417 | 0.59202 | 0.58637 | 0.55191 | 0.55813 | 0.56039 | 0.54174 | 0.54457 | 0.54513 | 0.58016 | 0.58694 | 0.56604 | 0.55361 | 0.54852
BC_WTS_TSS | 337 | 230 | BC | 0.002609 | 337 | 11098 | 0.28955 | 0.32053 | 0.30896 | 0.30364 | 0.3027 | 0.30239 | 0.31115 | 0.31803 | 0.32178 | 0.30208 | 0.29708 | 0.30927 | 0.3199 | 0.30302 | 0.31521 | 0.31803 | 0.30427 | 0.30145 | 0.32522 | 0.30708 | 0.30739 | 0.30771 | 0.30114 | 0.30364 | 0.3099 | 0.30208 | 0.30083 | 0.31052 | 0.3224 | 0.31021 | 0.29801 | 0.30646 | 0.30145 | 0.31584 | 0.3027 | 0.3124 | 0.30552 | 0.29801 | 0.30739 | 0.32553 | 0.30771 | 0.30458 | 0.32209 | 0.29708 | 0.31834 | 0.31146 | 0.30739 | 0.32522 | 0.3002 | 0.35294 | 0.32868 | 0.33347 | 0.33791 | 0.35021 | 0.33449 | 0.33517 | 0.33142 | 0.35397 | 0.34952 | 0.32868 | 0.32766 | 0.33312 | 0.34508 | 0.35055 | 0.35157 | 0.35738 | 0.33244 | 0.33996 | 0.33347 | 0.34884 | 0.34235 | 0.33791 | 0.32697 | 0.33654 | 0.33757 | 0.34235 | 0.33722 | 0.32595 | 0.32629 | 0.32458 | 0.33791 | 0.35294 | 0.33073 | 0.33859 | 0.32732 | 0.32971 | 0.34542 | 0.33517 | 0.34577 | 0.3567 | 0.3526 | 0.34474 | 0.35875 | 0.33927 | 0.33415 | 0.33107 | 0.32629 | 0.33877 | 0.36066 | 0.34537 | 0.34294 | 0.35302 | 0.35232 | 0.35093 | 0.35093 | 0.33773 | 0.35788 | 0.35788 | 0.35371 | 0.33321 | 0.34954 | 0.36101 | 0.35788 | 0.3412 | 0.33738 | 0.36448 | 0.34259 | 0.35857 | 0.35024 | 0.33425 | 0.35406 | 0.33599 | 0.35927 | 0.33842 | 0.33008 | 0.3551 | 0.33321 | 0.33599 | 0.36448 | 0.34051 | 0.34155 | 0.34085 | 0.33217 | 0.3551 | 0.33773 | 0.35128 | 0.33008 | 0.33495 | 0.35336 | 0.34363 | 0.35788 | 0.35336 | 0.36135 | 0.36483 | 0.3419 | 0.37605 | 0.37207 | 0.37967 | 0.37605 | 0.34565 | 0.36121 | 0.37134 | 0.35831 | 0.3775 | 0.37786 | 0.34565 | 0.36374 | 0.37894 | 0.36374 | 0.3699 | 0.37098 | 0.37496 | 0.35071 | 0.37243 | 0.36193 | 0.35831 | 0.36555 | 0.36338 | 0.37134 | 0.35687 | 0.35397 | 0.37894 | 0.37207 | 0.36447 | 0.34637 | 0.36447 | 0.37786 | 0.35397 | 0.36012 | 0.36012 | 0.35904 | 0.34492 | 0.367 | 0.3442 | 0.34492 | 0.35361 | 0.3746 | 0.35506 | 0.36628 | 0.34601 | 0.37098 | 0.37858 | 0.37134 | 0.35118 | 0.35927 | 0.36772 | 0.35302 | 0.36552 | 0.35963 | 0.3578 | 0.37103 | 0.3589 | 0.37103 | 0.36184 | 0.3725 | 0.36772 | 0.37912 | 0.36441 | 0.35963 | 0.35522 | 0.35118 | 0.3714 | 0.35007 | 0.35375 | 0.37729 | 0.36184 | 0.38611 | 0.35302 | 0.37434 | 0.38096 | 0.35522 | 0.3589 | 0.36331 | 0.36846 | 0.38354 | 0.36441 | 0.37839 | 0.36 | 0.3725 | 0.37618 | 0.34934 | 0.37103 | 0.36883 | 0.36552 | 0.37912 | 0.36294 | 0.36625 | 0.37949 | 0.36331 | 0.36 | 0.36221 | 0.36589 | 0.35375 | 0.35265 | 0.36294 | 0.36589 | 0.36846 | 0.37655 | 0.38133 | 0.36037 | 0.37655 | 0.37103 | 0.37729 | 0.35633 | 0.36294 | 0.35449 | 0.38611 | 0.35559 | 0.37324 | 0.36662 | 0.37361 | 0.34971 | 0.37655 | 0.36441 | 0.37912 | 0.35375 | 0.35375 | 0.34934 | 0.37765 | 0.36809 | 0.38243 | 0.34934 | 0.36699 | 0.35485 | 0.36074 | 0.38538 | 0.3817 | 0.35927 | 0.36331 | 0.36478 | 0.35265 | 0.35449 | 0.35485 | 0.37765 | 0.38207 | 0.36846 | 0.36037 | 0.35706
MB_ANO_DSS | 338 | 115 | MB | 0.007155 | 338 | 5051 | 0.3614 | 0.40007 | 0.38563 | 0.37899 | 0.37782 | 0.37743 | 0.38836 | 0.39695 | 0.40163 | 0.37704 | 0.3708 | 0.38602 | 0.39929 | 0.37821 | 0.39343 | 0.39695 | 0.37977 | 0.37626 | 0.40592 | 0.38329 | 0.38368 | 0.38407 | 0.37587 | 0.37899 | 0.3868 | 0.37704 | 0.37548 | 0.38758 | 0.40241 | 0.38719 | 0.37197 | 0.3825 | 0.37626 | 0.39421 | 0.37782 | 0.38992 | 0.38133 | 0.37197 | 0.38368 | 0.40631 | 0.38407 | 0.38016 | 0.40202 | 0.3708 | 0.39734 | 0.38875 | 0.38368 | 0.40592 | 0.3747 | 0.44052 | 0.41025 | 0.41622 | 0.42176 | 0.43711 | 0.4175 | 0.41835 | 0.41366 | 0.4418 | 0.43626 | 0.41025 | 0.40897 | 0.41579 | 0.43072 | 0.43754 | 0.43882 | 0.44607 | 0.41494 | 0.42432 | 0.41622 | 0.43541 | 0.4273 | 0.42176 | 0.40811 | 0.42005 | 0.42133 | 0.4273 | 0.42091 | 0.40683 | 0.40726 | 0.40513 | 0.42176 | 0.44052 | 0.4128 | 0.42261 | 0.40854 | 0.41153 | 0.43114 | 0.41835 | 0.43157 | 0.44521 | 0.4401 | 0.43029 | 0.44777 | 0.42347 | 0.41707 | 0.41323 | 0.40726 | 0.42284 | 0.45016 | 0.43108 | 0.42804 | 0.44062 | 0.43975 | 0.43802 | 0.43802 | 0.42154 | 0.44669 | 0.44669 | 0.44149 | 0.4159 | 0.43628 | 0.45059 | 0.44669 | 0.42587 | 0.4211 | 0.45493 | 0.42761 | 0.44756 | 0.43715 | 0.4172 | 0.44192 | 0.41937 | 0.44842 | 0.4224 | 0.41199 | 0.44322 | 0.4159 | 0.41937 | 0.45493 | 0.42501 | 0.42631 | 0.42544 | 0.4146 | 0.44322 | 0.42154 | 0.43845 | 0.41199 | 0.41807 | 0.44105 | 0.42891 | 0.44669 | 0.44105 | 0.45103 | 0.45536 | 0.42674 | 0.46937 | 0.4644 | 0.47388 | 0.46937 | 0.43142 | 0.45085 | 0.46349 | 0.44723 | 0.47117 | 0.47163 | 0.43142 | 0.45401 | 0.47298 | 0.45401 | 0.46169 | 0.46304 | 0.46801 | 0.43774 | 0.46485 | 0.45175 | 0.44723 | 0.45627 | 0.45356 | 0.46349 | 0.44542 | 0.44181 | 0.47298 | 0.4644 | 0.45491 | 0.43232 | 0.45491 | 0.47163 | 0.44181 | 0.44949 | 0.44949 | 0.44813 | 0.43052 | 0.45807 | 0.42961 | 0.43052 | 0.44136 | 0.46756 | 0.44317 | 0.45717 | 0.43187 | 0.46304 | 0.47253 | 0.46349 | 0.43832 | 0.44842 | 0.45898 | 0.44062 | 0.45622 | 0.44888 | 0.44658 | 0.46311 | 0.44796 | 0.46311 | 0.45163 | 0.46494 | 0.45898 | 0.47321 | 0.45485 | 0.44888 | 0.44337 | 0.43832 | 0.46357 | 0.43695 | 0.44154 | 0.47091 | 0.45163 | 0.48193 | 0.44062 | 0.46724 | 0.4755 | 0.44337 | 0.44796 | 0.45347 | 0.45989 | 0.47871 | 0.45485 | 0.47229 | 0.44934 | 0.46494 | 0.46953 | 0.43603 | 0.46311 | 0.46035 | 0.45622 | 0.47321 | 0.45301 | 0.45714 | 0.47366 | 0.45347 | 0.44934 | 0.45209 | 0.45668 | 0.44154 | 0.44016 | 0.45301 | 0.45668 | 0.45989 | 0.46999 | 0.47596 | 0.4498 | 0.46999 | 0.46311 | 0.47091 | 0.44475 | 0.45301 | 0.44245 | 0.48193 | 0.44383 | 0.46586 | 0.4576 | 0.46632 | 0.43649 | 0.46999 | 0.45485 | 0.47321 | 0.44154 | 0.44154 | 0.43603 | 0.47137 | 0.45944 | 0.47734 | 0.43603 | 0.45806 | 0.44291 | 0.45026 | 0.48101 | 0.47642 | 0.44842 | 0.45347 | 0.4553 | 0.44016 | 0.44245 | 0.44291 | 0.47137 | 0.47688 | 0.45989 | 0.4498 | 0.44567
MB_ASH_DSS | 339 | 230 | MB | 0.014709 | 339 | 5051 | 0.74295 | 0.82245 | 0.79276 | 0.77912 | 0.77671 | 0.77591 | 0.79838 | 0.81603 | 0.82566 | 0.77511 | 0.76227 | 0.79356 | 0.82084 | 0.77751 | 0.80881 | 0.81603 | 0.78072 | 0.7735 | 0.83448 | 0.78794 | 0.78875 | 0.78955 | 0.7727 | 0.77912 | 0.79517 | 0.77511 | 0.7719 | 0.79677 | 0.82726 | 0.79597 | 0.76468 | 0.78634 | 0.7735 | 0.81041 | 0.77671 | 0.80159 | 0.78393 | 0.76468 | 0.78875 | 0.83529 | 0.78955 | 0.78153 | 0.82646 | 0.76227 | 0.81683 | 0.79918 | 0.78875 | 0.83448 | 0.77029 | 0.90561 | 0.84337 | 0.85564 | 0.86704 | 0.8986 | 0.85827 | 0.86003 | 0.85038 | 0.90824 | 0.89685 | 0.84337 | 0.84074 | 0.85477 | 0.88545 | 0.89948 | 0.90211 | 0.91701 | 0.85301 | 0.8723 | 0.85564 | 0.89509 | 0.87844 | 0.86704 | 0.83899 | 0.86353 | 0.86616 | 0.87844 | 0.86529 | 0.83636 | 0.83723 | 0.83285 | 0.86704 | 0.90561 | 0.84863 | 0.86879 | 0.83986 | 0.846 | 0.88633 | 0.86003 | 0.8872 | 0.91526 | 0.90474 | 0.88457 | 0.92052 | 0.87055 | 0.8574 | 0.84951 | 0.83723 | 0.86925 | 0.92542 | 0.88619 | 0.87995 | 0.90581 | 0.90402 | 0.90046 | 0.90046 | 0.86658 | 0.91829 | 0.91829 | 0.90759 | 0.85499 | 0.89689 | 0.92631 | 0.91829 | 0.87549 | 0.86569 | 0.93523 | 0.87906 | 0.92007 | 0.89867 | 0.85766 | 0.90848 | 0.86212 | 0.92185 | 0.86836 | 0.84696 | 0.91116 | 0.85499 | 0.86212 | 0.93523 | 0.87371 | 0.87639 | 0.8746 | 0.85231 | 0.91116 | 0.86658 | 0.90135 | 0.84696 | 0.85945 | 0.9067 | 0.88173 | 0.91829 | 0.9067 | 0.9272 | 0.93612 | 0.87728 | 0.96491 | 0.95469 | 0.9742 | 0.96491 | 0.8869 | 0.92683 | 0.95284 | 0.9194 | 0.96862 | 0.96955 | 0.8869 | 0.93333 | 0.97234 | 0.93333 | 0.94912 | 0.95191 | 0.96212 | 0.8999 | 0.95562 | 0.92869 | 0.9194 | 0.93798 | 0.9324 | 0.95284 | 0.91569 | 0.90826 | 0.97234 | 0.95469 | 0.93519 | 0.88876 | 0.93519 | 0.96955 | 0.90826 | 0.92405 | 0.92405 | 0.92126 | 0.88504 | 0.94169 | 0.88318 | 0.88504 | 0.90733 | 0.96119 | 0.91104 | 0.93983 | 0.88783 | 0.95191 | 0.97141 | 0.95284 | 0.90109 | 0.92185 | 0.94355 | 0.90581 | 0.93789 | 0.92279 | 0.91807 | 0.95204 | 0.9209 | 0.95204 | 0.92845 | 0.95581 | 0.94355 | 0.9728 | 0.93506 | 0.92279 | 0.91147 | 0.90109 | 0.95298 | 0.89826 | 0.90769 | 0.96808 | 0.92845 | 0.99073 | 0.90581 | 0.96053 | 0.97752 | 0.91147 | 0.9209 | 0.93223 | 0.94544 | 0.98412 | 0.93506 | 0.97091 | 0.92373 | 0.95581 | 0.96525 | 0.89637 | 0.95204 | 0.94638 | 0.93789 | 0.9728 | 0.93128 | 0.93977 | 0.97374 | 0.93223 | 0.92373 | 0.9294 | 0.93883 | 0.90769 | 0.90486 | 0.93128 | 0.93883 | 0.94544 | 0.96619 | 0.97846 | 0.92468 | 0.96619 | 0.95204 | 0.96808 | 0.9143 | 0.93128 | 0.90958 | 0.99073 | 0.91241 | 0.9577 | 0.94072 | 0.95865 | 0.89731 | 0.96619 | 0.93506 | 0.9728 | 0.90769 | 0.90769 | 0.89637 | 0.96902 | 0.94449 | 0.98129 | 0.89637 | 0.94166 | 0.91052 | 0.92562 | 0.98884 | 0.9794 | 0.92185 | 0.93223 | 0.936 | 0.90486 | 0.90958 | 0.91052 | 0.96902 | 0.98035 | 0.94544 | 0.92468 | 0.91619
MB_BCT_DSS | 340 | 230 | MB | 0.017686 | 340 | 5051 | 0.89332 | 0.98891 | 0.95321 | 0.93681 | 0.93391 | 0.93295 | 0.95996 | 0.98119 | 0.99276 | 0.93198 | 0.91655 | 0.95417 | 0.98698 | 0.93488 | 0.9725 | 0.98119 | 0.93874 | 0.93005 | 1.0034 | 0.94742 | 0.94838 | 0.94935 | 0.92909 | 0.93681 | 0.9561 | 0.93198 | 0.92812 | 0.95803 | 0.99469 | 0.95707 | 0.91944 | 0.94549 | 0.93005 | 0.97443 | 0.93391 | 0.96382 | 0.9426 | 0.91944 | 0.94838 | 1.0043 | 0.94935 | 0.9397 | 0.99373 | 0.91655 | 0.98215 | 0.96093 | 0.94838 | 1.0034 | 0.92619 | 1.0889 | 1.0141 | 1.0288 | 1.0425 | 1.0805 | 1.032 | 1.0341 | 1.0225 | 1.0921 | 1.0784 | 1.0141 | 1.0109 | 1.0278 | 1.0647 | 1.0815 | 1.0847 | 1.1026 | 1.0257 | 1.0488 | 1.0288 | 1.0763 | 1.0562 | 1.0425 | 1.0088 | 1.0383 | 1.0415 | 1.0562 | 1.0404 | 1.0056 | 1.0067 | 1.0014 | 1.0425 | 1.0889 | 1.0204 | 1.0446 | 1.0098 | 1.0172 | 1.0657 | 1.0341 | 1.0668 | 1.1005 | 1.0878 | 1.0636 | 1.1068 | 1.0467 | 1.0309 | 1.0214 | 1.0067 | 1.0452 | 1.1127 | 1.0656 | 1.058 | 1.0891 | 1.087 | 1.0827 | 1.0827 | 1.042 | 1.1041 | 1.1041 | 1.0913 | 1.028 | 1.0784 | 1.1138 | 1.1041 | 1.0527 | 1.0409 | 1.1245 | 1.057 | 1.1063 | 1.0806 | 1.0312 | 1.0924 | 1.0366 | 1.1084 | 1.0441 | 1.0184 | 1.0956 | 1.028 | 1.0366 | 1.1245 | 1.0505 | 1.0538 | 1.0516 | 1.0248 | 1.0956 | 1.042 | 1.0838 | 1.0184 | 1.0334 | 1.0902 | 1.0602 | 1.1041 | 1.0902 | 1.1149 | 1.1256 | 1.0548 | 1.1602 | 1.1479 | 1.1714 | 1.1602 | 1.0664 | 1.1144 | 1.1457 | 1.1055 | 1.1647 | 1.1658 | 1.0664 | 1.1222 | 1.1691 | 1.1222 | 1.1412 | 1.1446 | 1.1568 | 1.082 | 1.149 | 1.1166 | 1.1055 | 1.1278 | 1.1211 | 1.1457 | 1.101 | 1.0921 | 1.1691 | 1.1479 | 1.1245 | 1.0686 | 1.1245 | 1.1658 | 1.0921 | 1.1111 | 1.1111 | 1.1077 | 1.0642 | 1.1323 | 1.0619 | 1.0642 | 1.091 | 1.1557 | 1.0954 | 1.13 | 1.0675 | 1.1446 | 1.168 | 1.1457 | 1.0835 | 1.1084 | 1.1345 | 1.0891 | 1.1277 | 1.1096 | 1.1039 | 1.1447 | 1.1073 | 1.1447 | 1.1164 | 1.1493 | 1.1345 | 1.1697 | 1.1243 | 1.1096 | 1.0959 | 1.0835 | 1.1459 | 1.0801 | 1.0914 | 1.164 | 1.1164 | 1.1912 | 1.0891 | 1.1549 | 1.1754 | 1.0959 | 1.1073 | 1.1209 | 1.1368 | 1.1833 | 1.1243 | 1.1674 | 1.1107 | 1.1493 | 1.1606 | 1.0778 | 1.1447 | 1.1379 | 1.1277 | 1.1697 | 1.1198 | 1.13 | 1.1708 | 1.1209 | 1.1107 | 1.1175 | 1.1288 | 1.0914 | 1.088 | 1.1198 | 1.1288 | 1.1368 | 1.1617 | 1.1765 | 1.1118 | 1.1617 | 1.1447 | 1.164 | 1.0993 | 1.1198 | 1.0937 | 1.1912 | 1.0971 | 1.1515 | 1.1311 | 1.1527 | 1.0789 | 1.1617 | 1.1243 | 1.1697 | 1.0914 | 1.0914 | 1.0778 | 1.1651 | 1.1357 | 1.1799 | 1.0778 | 1.1322 | 1.0948 | 1.113 | 1.189 | 1.1776 | 1.1084 | 1.1209 | 1.1254 | 1.088 | 1.0937 | 1.0948 | 1.1651 | 1.1788 | 1.1368 | 1.1118 | 1.1016
MB_BKH_DSS | 341 | 115 | MB | 0.007155 | 341 | 5051 | 0.3614 | 0.40007 | 0.38563 | 0.37899 | 0.37782 | 0.37743 | 0.38836 | 0.39695 | 0.40163 | 0.37704 | 0.3708 | 0.38602 | 0.39929 | 0.37821 | 0.39343 | 0.39695 | 0.37977 | 0.37626 | 0.40592 | 0.38329 | 0.38368 | 0.38407 | 0.37587 | 0.37899 | 0.3868 | 0.37704 | 0.37548 | 0.38758 | 0.40241 | 0.38719 | 0.37197 | 0.3825 | 0.37626 | 0.39421 | 0.37782 | 0.38992 | 0.38133 | 0.37197 | 0.38368 | 0.40631 | 0.38407 | 0.38016 | 0.40202 | 0.3708 | 0.39734 | 0.38875 | 0.38368 | 0.40592 | 0.3747 | 0.44052 | 0.41025 | 0.41622 | 0.42176 | 0.43711 | 0.4175 | 0.41835 | 0.41366 | 0.4418 | 0.43626 | 0.41025 | 0.40897 | 0.41579 | 0.43072 | 0.43754 | 0.43882 | 0.44607 | 0.41494 | 0.42432 | 0.41622 | 0.43541 | 0.4273 | 0.42176 | 0.40811 | 0.42005 | 0.42133 | 0.4273 | 0.42091 | 0.40683 | 0.40726 | 0.40513 | 0.42176 | 0.44052 | 0.4128 | 0.42261 | 0.40854 | 0.41153 | 0.43114 | 0.41835 | 0.43157 | 0.44521 | 0.4401 | 0.43029 | 0.44777 | 0.42347 | 0.41707 | 0.41323 | 0.40726 | 0.42284 | 0.45016 | 0.43108 | 0.42804 | 0.44062 | 0.43975 | 0.43802 | 0.43802 | 0.42154 | 0.44669 | 0.44669 | 0.44149 | 0.4159 | 0.43628 | 0.45059 | 0.44669 | 0.42587 | 0.4211 | 0.45493 | 0.42761 | 0.44756 | 0.43715 | 0.4172 | 0.44192 | 0.41937 | 0.44842 | 0.4224 | 0.41199 | 0.44322 | 0.4159 | 0.41937 | 0.45493 | 0.42501 | 0.42631 | 0.42544 | 0.4146 | 0.44322 | 0.42154 | 0.43845 | 0.41199 | 0.41807 | 0.44105 | 0.42891 | 0.44669 | 0.44105 | 0.45103 | 0.45536 | 0.42674 | 0.46937 | 0.4644 | 0.47388 | 0.46937 | 0.43142 | 0.45085 | 0.46349 | 0.44723 | 0.47117 | 0.47163 | 0.43142 | 0.45401 | 0.47298 | 0.45401 | 0.46169 | 0.46304 | 0.46801 | 0.43774 | 0.46485 | 0.45175 | 0.44723 | 0.45627 | 0.45356 | 0.46349 | 0.44542 | 0.44181 | 0.47298 | 0.4644 | 0.45491 | 0.43232 | 0.45491 | 0.47163 | 0.44181 | 0.44949 | 0.44949 | 0.44813 | 0.43052 | 0.45807 | 0.42961 | 0.43052 | 0.44136 | 0.46756 | 0.44317 | 0.45717 | 0.43187 | 0.46304 | 0.47253 | 0.46349 | 0.43832 | 0.44842 | 0.45898 | 0.44062 | 0.45622 | 0.44888 | 0.44658 | 0.46311 | 0.44796 | 0.46311 | 0.45163 | 0.46494 | 0.45898 | 0.47321 | 0.45485 | 0.44888 | 0.44337 | 0.43832 | 0.46357 | 0.43695 | 0.44154 | 0.47091 | 0.45163 | 0.48193 | 0.44062 | 0.46724 | 0.4755 | 0.44337 | 0.44796 | 0.45347 | 0.45989 | 0.47871 | 0.45485 | 0.47229 | 0.44934 | 0.46494 | 0.46953 | 0.43603 | 0.46311 | 0.46035 | 0.45622 | 0.47321 | 0.45301 | 0.45714 | 0.47366 | 0.45347 | 0.44934 | 0.45209 | 0.45668 | 0.44154 | 0.44016 | 0.45301 | 0.45668 | 0.45989 | 0.46999 | 0.47596 | 0.4498 | 0.46999 | 0.46311 | 0.47091 | 0.44475 | 0.45301 | 0.44245 | 0.48193 | 0.44383 | 0.46586 | 0.4576 | 0.46632 | 0.43649 | 0.46999 | 0.45485 | 0.47321 | 0.44154 | 0.44154 | 0.43603 | 0.47137 | 0.45944 | 0.47734 | 0.43603 | 0.45806 | 0.44291 | 0.45026 | 0.48101 | 0.47642 | 0.44842 | 0.45347 | 0.4553 | 0.44016 | 0.44245 | 0.44291 | 0.47137 | 0.47688 | 0.45989 | 0.4498 | 0.44567
MB_BRT_DSS | 342 | 115 | MB | 0.006573 | 342 | 5051 | 0.332 | 0.36753 | 0.35426 | 0.34816 | 0.34709 | 0.34673 | 0.35677 | 0.36466 | 0.36896 | 0.34637 | 0.34063 | 0.35462 | 0.36681 | 0.34745 | 0.36143 | 0.36466 | 0.34888 | 0.34565 | 0.3729 | 0.35211 | 0.35247 | 0.35283 | 0.3453 | 0.34816 | 0.35534 | 0.34637 | 0.34494 | 0.35605 | 0.36968 | 0.35569 | 0.34171 | 0.35139 | 0.34565 | 0.36215 | 0.34709 | 0.3582 | 0.35032 | 0.34171 | 0.35247 | 0.37326 | 0.35283 | 0.34924 | 0.36932 | 0.34063 | 0.36502 | 0.35713 | 0.35247 | 0.3729 | 0.34422 | 0.40469 | 0.37688 | 0.38236 | 0.38745 | 0.40156 | 0.38354 | 0.38432 | 0.38001 | 0.40587 | 0.40077 | 0.37688 | 0.3757 | 0.38197 | 0.39568 | 0.40195 | 0.40312 | 0.40978 | 0.38119 | 0.3898 | 0.38236 | 0.39999 | 0.39255 | 0.38745 | 0.37492 | 0.38589 | 0.38706 | 0.39255 | 0.38667 | 0.37374 | 0.37413 | 0.37217 | 0.38745 | 0.40469 | 0.37923 | 0.38824 | 0.37531 | 0.37805 | 0.39607 | 0.38432 | 0.39646 | 0.409 | 0.4043 | 0.39529 | 0.41135 | 0.38902 | 0.38314 | 0.37962 | 0.37413 | 0.38844 | 0.41354 | 0.39601 | 0.39322 | 0.40478 | 0.40398 | 0.40239 | 0.40239 | 0.38725 | 0.41035 | 0.41035 | 0.40557 | 0.38207 | 0.40079 | 0.41394 | 0.41035 | 0.39123 | 0.38685 | 0.41792 | 0.39283 | 0.41115 | 0.40159 | 0.38326 | 0.40597 | 0.38526 | 0.41195 | 0.38804 | 0.37848 | 0.40717 | 0.38207 | 0.38526 | 0.41792 | 0.39043 | 0.39163 | 0.39083 | 0.38087 | 0.40717 | 0.38725 | 0.40279 | 0.37848 | 0.38406 | 0.40518 | 0.39402 | 0.41035 | 0.40518 | 0.41434 | 0.41832 | 0.39203 | 0.43119 | 0.42662 | 0.43534 | 0.43119 | 0.39633 | 0.41417 | 0.42579 | 0.41085 | 0.43285 | 0.43326 | 0.39633 | 0.41708 | 0.43451 | 0.41708 | 0.42413 | 0.42538 | 0.42994 | 0.40214 | 0.42704 | 0.415 | 0.41085 | 0.41915 | 0.41666 | 0.42579 | 0.40919 | 0.40587 | 0.43451 | 0.42662 | 0.41791 | 0.39716 | 0.41791 | 0.43326 | 0.40587 | 0.41293 | 0.41293 | 0.41168 | 0.3955 | 0.42081 | 0.39467 | 0.3955 | 0.40546 | 0.42953 | 0.40712 | 0.41998 | 0.39674 | 0.42538 | 0.43409 | 0.42579 | 0.40267 | 0.41195 | 0.42164 | 0.40478 | 0.41911 | 0.41237 | 0.41026 | 0.42544 | 0.41152 | 0.42544 | 0.4149 | 0.42712 | 0.42164 | 0.43471 | 0.41785 | 0.41237 | 0.40731 | 0.40267 | 0.42586 | 0.4014 | 0.40562 | 0.43261 | 0.4149 | 0.44272 | 0.40478 | 0.42923 | 0.43682 | 0.40731 | 0.41152 | 0.41658 | 0.42249 | 0.43977 | 0.41785 | 0.43387 | 0.41279 | 0.42712 | 0.43134 | 0.40056 | 0.42544 | 0.42291 | 0.41911 | 0.43471 | 0.41616 | 0.41996 | 0.43514 | 0.41658 | 0.41279 | 0.41532 | 0.41953 | 0.40562 | 0.40436 | 0.41616 | 0.41953 | 0.42249 | 0.43176 | 0.43724 | 0.41321 | 0.43176 | 0.42544 | 0.43261 | 0.40857 | 0.41616 | 0.40646 | 0.44272 | 0.40773 | 0.42797 | 0.42038 | 0.42839 | 0.40098 | 0.43176 | 0.41785 | 0.43471 | 0.40562 | 0.40562 | 0.40056 | 0.43303 | 0.42206 | 0.43851 | 0.40056 | 0.4208 | 0.40689 | 0.41363 | 0.44188 | 0.43767 | 0.41195 | 0.41658 | 0.41827 | 0.40436 | 0.40646 | 0.40689 | 0.43303 | 0.43809 | 0.42249 | 0.41321 | 0.40942
MB_BSJ_DSS | 343 | 115 | MB | 0.007155 | 343 | 5051 | 0.3614 | 0.40007 | 0.38563 | 0.37899 | 0.37782 | 0.37743 | 0.38836 | 0.39695 | 0.40163 | 0.37704 | 0.3708 | 0.38602 | 0.39929 | 0.37821 | 0.39343 | 0.39695 | 0.37977 | 0.37626 | 0.40592 | 0.38329 | 0.38368 | 0.38407 | 0.37587 | 0.37899 | 0.3868 | 0.37704 | 0.37548 | 0.38758 | 0.40241 | 0.38719 | 0.37197 | 0.3825 | 0.37626 | 0.39421 | 0.37782 | 0.38992 | 0.38133 | 0.37197 | 0.38368 | 0.40631 | 0.38407 | 0.38016 | 0.40202 | 0.3708 | 0.39734 | 0.38875 | 0.38368 | 0.40592 | 0.3747 | 0.44052 | 0.41025 | 0.41622 | 0.42176 | 0.43711 | 0.4175 | 0.41835 | 0.41366 | 0.4418 | 0.43626 | 0.41025 | 0.40897 | 0.41579 | 0.43072 | 0.43754 | 0.43882 | 0.44607 | 0.41494 | 0.42432 | 0.41622 | 0.43541 | 0.4273 | 0.42176 | 0.40811 | 0.42005 | 0.42133 | 0.4273 | 0.42091 | 0.40683 | 0.40726 | 0.40513 | 0.42176 | 0.44052 | 0.4128 | 0.42261 | 0.40854 | 0.41153 | 0.43114 | 0.41835 | 0.43157 | 0.44521 | 0.4401 | 0.43029 | 0.44777 | 0.42347 | 0.41707 | 0.41323 | 0.40726 | 0.42284 | 0.45016 | 0.43108 | 0.42804 | 0.44062 | 0.43975 | 0.43802 | 0.43802 | 0.42154 | 0.44669 | 0.44669 | 0.44149 | 0.4159 | 0.43628 | 0.45059 | 0.44669 | 0.42587 | 0.4211 | 0.45493 | 0.42761 | 0.44756 | 0.43715 | 0.4172 | 0.44192 | 0.41937 | 0.44842 | 0.4224 | 0.41199 | 0.44322 | 0.4159 | 0.41937 | 0.45493 | 0.42501 | 0.42631 | 0.42544 | 0.4146 | 0.44322 | 0.42154 | 0.43845 | 0.41199 | 0.41807 | 0.44105 | 0.42891 | 0.44669 | 0.44105 | 0.45103 | 0.45536 | 0.42674 | 0.46937 | 0.4644 | 0.47388 | 0.46937 | 0.43142 | 0.45085 | 0.46349 | 0.44723 | 0.47117 | 0.47163 | 0.43142 | 0.45401 | 0.47298 | 0.45401 | 0.46169 | 0.46304 | 0.46801 | 0.43774 | 0.46485 | 0.45175 | 0.44723 | 0.45627 | 0.45356 | 0.46349 | 0.44542 | 0.44181 | 0.47298 | 0.4644 | 0.45491 | 0.43232 | 0.45491 | 0.47163 | 0.44181 | 0.44949 | 0.44949 | 0.44813 | 0.43052 | 0.45807 | 0.42961 | 0.43052 | 0.44136 | 0.46756 | 0.44317 | 0.45717 | 0.43187 | 0.46304 | 0.47253 | 0.46349 | 0.43832 | 0.44842 | 0.45898 | 0.44062 | 0.45622 | 0.44888 | 0.44658 | 0.46311 | 0.44796 | 0.46311 | 0.45163 | 0.46494 | 0.45898 | 0.47321 | 0.45485 | 0.44888 | 0.44337 | 0.43832 | 0.46357 | 0.43695 | 0.44154 | 0.47091 | 0.45163 | 0.48193 | 0.44062 | 0.46724 | 0.4755 | 0.44337 | 0.44796 | 0.45347 | 0.45989 | 0.47871 | 0.45485 | 0.47229 | 0.44934 | 0.46494 | 0.46953 | 0.43603 | 0.46311 | 0.46035 | 0.45622 | 0.47321 | 0.45301 | 0.45714 | 0.47366 | 0.45347 | 0.44934 | 0.45209 | 0.45668 | 0.44154 | 0.44016 | 0.45301 | 0.45668 | 0.45989 | 0.46999 | 0.47596 | 0.4498 | 0.46999 | 0.46311 | 0.47091 | 0.44475 | 0.45301 | 0.44245 | 0.48193 | 0.44383 | 0.46586 | 0.4576 | 0.46632 | 0.43649 | 0.46999 | 0.45485 | 0.47321 | 0.44154 | 0.44154 | 0.43603 | 0.47137 | 0.45944 | 0.47734 | 0.43603 | 0.45806 | 0.44291 | 0.45026 | 0.48101 | 0.47642 | 0.44842 | 0.45347 | 0.4553 | 0.44016 | 0.44245 | 0.44291 | 0.47137 | 0.47688 | 0.45989 | 0.4498 | 0.44567
MB_BTS_DSS | 344 | 230 | MB | 0.013943 | 344 | 5051 | 0.70426 | 0.77962 | 0.75147 | 0.73854 | 0.73626 | 0.7355 | 0.7568 | 0.77353 | 0.78266 | 0.73474 | 0.72257 | 0.75224 | 0.7781 | 0.73702 | 0.76669 | 0.77353 | 0.74007 | 0.73322 | 0.79103 | 0.74691 | 0.74767 | 0.74843 | 0.73246 | 0.73854 | 0.75376 | 0.73474 | 0.7317 | 0.75528 | 0.78418 | 0.75452 | 0.72485 | 0.74539 | 0.73322 | 0.76821 | 0.73626 | 0.75984 | 0.74311 | 0.72485 | 0.74767 | 0.79179 | 0.74843 | 0.74083 | 0.78342 | 0.72257 | 0.77429 | 0.75756 | 0.74767 | 0.79103 | 0.73018 | 0.85845 | 0.79945 | 0.81108 | 0.82189 | 0.8518 | 0.81358 | 0.81524 | 0.8061 | 0.86094 | 0.85014 | 0.79945 | 0.79696 | 0.81025 | 0.83934 | 0.85263 | 0.85513 | 0.86926 | 0.80859 | 0.82687 | 0.81108 | 0.84848 | 0.83269 | 0.82189 | 0.79529 | 0.81856 | 0.82106 | 0.83269 | 0.82022 | 0.7928 | 0.79363 | 0.78948 | 0.82189 | 0.85845 | 0.80444 | 0.82355 | 0.79612 | 0.80194 | 0.84017 | 0.81524 | 0.841 | 0.86759 | 0.85762 | 0.83851 | 0.87258 | 0.82521 | 0.81275 | 0.80527 | 0.79363 | 0.82399 | 0.87723 | 0.84004 | 0.83413 | 0.85863 | 0.85694 | 0.85356 | 0.85356 | 0.82145 | 0.87047 | 0.87047 | 0.86033 | 0.81046 | 0.85018 | 0.87807 | 0.87047 | 0.8299 | 0.8206 | 0.88652 | 0.83328 | 0.87216 | 0.85187 | 0.813 | 0.86117 | 0.81722 | 0.87385 | 0.82314 | 0.80286 | 0.86371 | 0.81046 | 0.81722 | 0.88652 | 0.82821 | 0.83075 | 0.82906 | 0.80793 | 0.86371 | 0.82145 | 0.85441 | 0.80286 | 0.81469 | 0.85948 | 0.83582 | 0.87047 | 0.85948 | 0.87892 | 0.88737 | 0.83159 | 0.91466 | 0.90498 | 0.92346 | 0.91466 | 0.84071 | 0.87857 | 0.90321 | 0.87152 | 0.91818 | 0.91906 | 0.84071 | 0.88473 | 0.9217 | 0.88473 | 0.89969 | 0.90233 | 0.91202 | 0.85304 | 0.90586 | 0.88033 | 0.87152 | 0.88913 | 0.88385 | 0.90321 | 0.868 | 0.86096 | 0.9217 | 0.90498 | 0.88649 | 0.84247 | 0.88649 | 0.91906 | 0.86096 | 0.87592 | 0.87592 | 0.87328 | 0.83895 | 0.89265 | 0.83719 | 0.83895 | 0.86008 | 0.91114 | 0.8636 | 0.89089 | 0.84159 | 0.90233 | 0.92082 | 0.90321 | 0.85416 | 0.87384 | 0.89441 | 0.85863 | 0.88904 | 0.87473 | 0.87026 | 0.90246 | 0.87295 | 0.90246 | 0.8801 | 0.90604 | 0.89441 | 0.92214 | 0.88636 | 0.87473 | 0.864 | 0.85416 | 0.90336 | 0.85148 | 0.86042 | 0.91767 | 0.8801 | 0.93913 | 0.85863 | 0.91051 | 0.92661 | 0.864 | 0.87295 | 0.88368 | 0.8962 | 0.93287 | 0.88636 | 0.92035 | 0.87563 | 0.90604 | 0.91498 | 0.84969 | 0.90246 | 0.89709 | 0.88904 | 0.92214 | 0.88278 | 0.89083 | 0.92303 | 0.88368 | 0.87563 | 0.881 | 0.88994 | 0.86042 | 0.85774 | 0.88278 | 0.88994 | 0.8962 | 0.91588 | 0.9275 | 0.87652 | 0.91588 | 0.90246 | 0.91767 | 0.86668 | 0.88278 | 0.86221 | 0.93913 | 0.8649 | 0.90783 | 0.89173 | 0.90872 | 0.85059 | 0.91588 | 0.88636 | 0.92214 | 0.86042 | 0.86042 | 0.84969 | 0.91856 | 0.89531 | 0.93019 | 0.84969 | 0.89262 | 0.86311 | 0.87742 | 0.93734 | 0.9284 | 0.87384 | 0.88368 | 0.88726 | 0.85774 | 0.86221 | 0.86311 | 0.91856 | 0.92929 | 0.8962 | 0.87652 | 0.86847
MB_CBP_DSS | 345 | 230 | MB | 0.013594 | 345 | 5051 | 0.68663 | 0.7601 | 0.73266 | 0.72006 | 0.71783 | 0.71709 | 0.73786 | 0.75417 | 0.76307 | 0.71635 | 0.70449 | 0.73341 | 0.75862 | 0.71858 | 0.7475 | 0.75417 | 0.72154 | 0.71487 | 0.77123 | 0.72822 | 0.72896 | 0.7297 | 0.71413 | 0.72006 | 0.73489 | 0.71635 | 0.71338 | 0.73637 | 0.76455 | 0.73563 | 0.70671 | 0.72673 | 0.71487 | 0.74898 | 0.71783 | 0.74082 | 0.72451 | 0.70671 | 0.72896 | 0.77197 | 0.7297 | 0.72228 | 0.76381 | 0.70449 | 0.75491 | 0.7386 | 0.72896 | 0.77123 | 0.7119 | 0.83696 | 0.77944 | 0.79078 | 0.80131 | 0.83048 | 0.79321 | 0.79483 | 0.78592 | 0.8394 | 0.82886 | 0.77944 | 0.77701 | 0.78997 | 0.81833 | 0.83129 | 0.83372 | 0.8475 | 0.78835 | 0.80618 | 0.79078 | 0.82724 | 0.81185 | 0.80131 | 0.77539 | 0.79807 | 0.8005 | 0.81185 | 0.79969 | 0.77296 | 0.77377 | 0.76972 | 0.80131 | 0.83696 | 0.7843 | 0.80293 | 0.7762 | 0.78187 | 0.81914 | 0.79483 | 0.81995 | 0.84588 | 0.83615 | 0.81752 | 0.85074 | 0.80456 | 0.7924 | 0.78511 | 0.77377 | 0.80336 | 0.85527 | 0.81902 | 0.81325 | 0.83714 | 0.83549 | 0.8322 | 0.8322 | 0.80089 | 0.84868 | 0.84868 | 0.83879 | 0.79018 | 0.8289 | 0.85609 | 0.84868 | 0.80913 | 0.80006 | 0.86433 | 0.81242 | 0.85033 | 0.83055 | 0.79265 | 0.83961 | 0.79677 | 0.85197 | 0.80254 | 0.78276 | 0.84209 | 0.79018 | 0.79677 | 0.86433 | 0.80748 | 0.80995 | 0.8083 | 0.78771 | 0.84209 | 0.80089 | 0.83302 | 0.78276 | 0.7943 | 0.83797 | 0.8149 | 0.84868 | 0.83797 | 0.85692 | 0.86516 | 0.81078 | 0.89176 | 0.88232 | 0.90035 | 0.89176 | 0.81967 | 0.85657 | 0.88061 | 0.84971 | 0.8952 | 0.89606 | 0.81967 | 0.86258 | 0.89863 | 0.86258 | 0.87717 | 0.87975 | 0.88919 | 0.83168 | 0.88318 | 0.85829 | 0.84971 | 0.86687 | 0.86172 | 0.88061 | 0.84628 | 0.83941 | 0.89863 | 0.88232 | 0.8643 | 0.82138 | 0.8643 | 0.89606 | 0.83941 | 0.854 | 0.854 | 0.85142 | 0.81795 | 0.87031 | 0.81623 | 0.81795 | 0.83855 | 0.88833 | 0.84198 | 0.86859 | 0.82053 | 0.87975 | 0.89777 | 0.88061 | 0.83278 | 0.85197 | 0.87202 | 0.83714 | 0.86679 | 0.85284 | 0.84848 | 0.87987 | 0.8511 | 0.87987 | 0.85807 | 0.88336 | 0.87202 | 0.89906 | 0.86418 | 0.85284 | 0.84238 | 0.83278 | 0.88074 | 0.83017 | 0.83889 | 0.8947 | 0.85807 | 0.91563 | 0.83714 | 0.88772 | 0.90342 | 0.84238 | 0.8511 | 0.86156 | 0.87377 | 0.90952 | 0.86418 | 0.89731 | 0.85371 | 0.88336 | 0.89208 | 0.82842 | 0.87987 | 0.87464 | 0.86679 | 0.89906 | 0.86069 | 0.86854 | 0.89993 | 0.86156 | 0.85371 | 0.85894 | 0.86766 | 0.83889 | 0.83627 | 0.86069 | 0.86766 | 0.87377 | 0.89295 | 0.90429 | 0.85458 | 0.89295 | 0.87987 | 0.8947 | 0.84499 | 0.86069 | 0.84063 | 0.91563 | 0.84325 | 0.8851 | 0.86941 | 0.88598 | 0.82929 | 0.89295 | 0.86418 | 0.89906 | 0.83889 | 0.83889 | 0.82842 | 0.89557 | 0.8729 | 0.9069 | 0.82842 | 0.87028 | 0.8415 | 0.85546 | 0.91388 | 0.90516 | 0.85197 | 0.86156 | 0.86505 | 0.83627 | 0.84063 | 0.8415 | 0.89557 | 0.90603 | 0.87377 | 0.85458 | 0.84674
MB_CFL_DSS | 346 | 230 | MB | 0.013594 | 346 | 5051 | 0.68663 | 0.7601 | 0.73266 | 0.72006 | 0.71783 | 0.71709 | 0.73786 | 0.75417 | 0.76307 | 0.71635 | 0.70449 | 0.73341 | 0.75862 | 0.71858 | 0.7475 | 0.75417 | 0.72154 | 0.71487 | 0.77123 | 0.72822 | 0.72896 | 0.7297 | 0.71413 | 0.72006 | 0.73489 | 0.71635 | 0.71338 | 0.73637 | 0.76455 | 0.73563 | 0.70671 | 0.72673 | 0.71487 | 0.74898 | 0.71783 | 0.74082 | 0.72451 | 0.70671 | 0.72896 | 0.77197 | 0.7297 | 0.72228 | 0.76381 | 0.70449 | 0.75491 | 0.7386 | 0.72896 | 0.77123 | 0.7119 | 0.83696 | 0.77944 | 0.79078 | 0.80131 | 0.83048 | 0.79321 | 0.79483 | 0.78592 | 0.8394 | 0.82886 | 0.77944 | 0.77701 | 0.78997 | 0.81833 | 0.83129 | 0.83372 | 0.8475 | 0.78835 | 0.80618 | 0.79078 | 0.82724 | 0.81185 | 0.80131 | 0.77539 | 0.79807 | 0.8005 | 0.81185 | 0.79969 | 0.77296 | 0.77377 | 0.76972 | 0.80131 | 0.83696 | 0.7843 | 0.80293 | 0.7762 | 0.78187 | 0.81914 | 0.79483 | 0.81995 | 0.84588 | 0.83615 | 0.81752 | 0.85074 | 0.80456 | 0.7924 | 0.78511 | 0.77377 | 0.80336 | 0.85527 | 0.81902 | 0.81325 | 0.83714 | 0.83549 | 0.8322 | 0.8322 | 0.80089 | 0.84868 | 0.84868 | 0.83879 | 0.79018 | 0.8289 | 0.85609 | 0.84868 | 0.80913 | 0.80006 | 0.86433 | 0.81242 | 0.85033 | 0.83055 | 0.79265 | 0.83961 | 0.79677 | 0.85197 | 0.80254 | 0.78276 | 0.84209 | 0.79018 | 0.79677 | 0.86433 | 0.80748 | 0.80995 | 0.8083 | 0.78771 | 0.84209 | 0.80089 | 0.83302 | 0.78276 | 0.7943 | 0.83797 | 0.8149 | 0.84868 | 0.83797 | 0.85692 | 0.86516 | 0.81078 | 0.89176 | 0.88232 | 0.90035 | 0.89176 | 0.81967 | 0.85657 | 0.88061 | 0.84971 | 0.8952 | 0.89606 | 0.81967 | 0.86258 | 0.89863 | 0.86258 | 0.87717 | 0.87975 | 0.88919 | 0.83168 | 0.88318 | 0.85829 | 0.84971 | 0.86687 | 0.86172 | 0.88061 | 0.84628 | 0.83941 | 0.89863 | 0.88232 | 0.8643 | 0.82138 | 0.8643 | 0.89606 | 0.83941 | 0.854 | 0.854 | 0.85142 | 0.81795 | 0.87031 | 0.81623 | 0.81795 | 0.83855 | 0.88833 | 0.84198 | 0.86859 | 0.82053 | 0.87975 | 0.89777 | 0.88061 | 0.83278 | 0.85197 | 0.87202 | 0.83714 | 0.86679 | 0.85284 | 0.84848 | 0.87987 | 0.8511 | 0.87987 | 0.85807 | 0.88336 | 0.87202 | 0.89906 | 0.86418 | 0.85284 | 0.84238 | 0.83278 | 0.88074 | 0.83017 | 0.83889 | 0.8947 | 0.85807 | 0.91563 | 0.83714 | 0.88772 | 0.90342 | 0.84238 | 0.8511 | 0.86156 | 0.87377 | 0.90952 | 0.86418 | 0.89731 | 0.85371 | 0.88336 | 0.89208 | 0.82842 | 0.87987 | 0.87464 | 0.86679 | 0.89906 | 0.86069 | 0.86854 | 0.89993 | 0.86156 | 0.85371 | 0.85894 | 0.86766 | 0.83889 | 0.83627 | 0.86069 | 0.86766 | 0.87377 | 0.89295 | 0.90429 | 0.85458 | 0.89295 | 0.87987 | 0.8947 | 0.84499 | 0.86069 | 0.84063 | 0.91563 | 0.84325 | 0.8851 | 0.86941 | 0.88598 | 0.82929 | 0.89295 | 0.86418 | 0.89906 | 0.83889 | 0.83889 | 0.82842 | 0.89557 | 0.8729 | 0.9069 | 0.82842 | 0.87028 | 0.8415 | 0.85546 | 0.91388 | 0.90516 | 0.85197 | 0.86156 | 0.86505 | 0.83627 | 0.84063 | 0.8415 | 0.89557 | 0.90603 | 0.87377 | 0.85458 | 0.84674
MB_CNW_DSS | 347 | 230 | MB | 0.021759 | 347 | 5051 | 1.099 | 1.2166 | 1.1727 | 1.1525 | 1.149 | 1.1478 | 1.181 | 1.2071 | 1.2214 | 1.1466 | 1.1276 | 1.1739 | 1.2143 | 1.1502 | 1.1965 | 1.2071 | 1.1549 | 1.1442 | 1.2344 | 1.1656 | 1.1668 | 1.168 | 1.1431 | 1.1525 | 1.1763 | 1.1466 | 1.1419 | 1.1787 | 1.2238 | 1.1775 | 1.1312 | 1.1632 | 1.1442 | 1.1988 | 1.149 | 1.1858 | 1.1597 | 1.1312 | 1.1668 | 1.2356 | 1.168 | 1.1561 | 1.2226 | 1.1276 | 1.2083 | 1.1822 | 1.1668 | 1.2344 | 1.1395 | 1.3397 | 1.2476 | 1.2658 | 1.2826 | 1.3293 | 1.2696 | 1.2722 | 1.258 | 1.3436 | 1.3267 | 1.2476 | 1.2437 | 1.2645 | 1.3098 | 1.3306 | 1.3345 | 1.3565 | 1.2619 | 1.2904 | 1.2658 | 1.3241 | 1.2995 | 1.2826 | 1.2411 | 1.2774 | 1.2813 | 1.2995 | 1.28 | 1.2372 | 1.2385 | 1.232 | 1.2826 | 1.3397 | 1.2554 | 1.2852 | 1.2424 | 1.2515 | 1.3111 | 1.2722 | 1.3124 | 1.3539 | 1.3384 | 1.3085 | 1.3617 | 1.2878 | 1.2683 | 1.2567 | 1.2385 | 1.2859 | 1.369 | 1.3109 | 1.3017 | 1.34 | 1.3373 | 1.332 | 1.332 | 1.2819 | 1.3584 | 1.3584 | 1.3426 | 1.2648 | 1.3268 | 1.3703 | 1.3584 | 1.2951 | 1.2806 | 1.3835 | 1.3004 | 1.3611 | 1.3294 | 1.2687 | 1.3439 | 1.2753 | 1.3637 | 1.2846 | 1.2529 | 1.3479 | 1.2648 | 1.2753 | 1.3835 | 1.2925 | 1.2964 | 1.2938 | 1.2608 | 1.3479 | 1.2819 | 1.3334 | 1.2529 | 1.2714 | 1.3413 | 1.3043 | 1.3584 | 1.3413 | 1.3716 | 1.3848 | 1.2978 | 1.4274 | 1.4123 | 1.4411 | 1.4274 | 1.312 | 1.3711 | 1.4095 | 1.3601 | 1.4329 | 1.4343 | 1.312 | 1.3807 | 1.4384 | 1.3807 | 1.404 | 1.4082 | 1.4233 | 1.3312 | 1.4136 | 1.3738 | 1.3601 | 1.3875 | 1.3793 | 1.4095 | 1.3546 | 1.3436 | 1.4384 | 1.4123 | 1.3834 | 1.3147 | 1.3834 | 1.4343 | 1.3436 | 1.3669 | 1.3669 | 1.3628 | 1.3092 | 1.393 | 1.3065 | 1.3092 | 1.3422 | 1.4219 | 1.3477 | 1.3903 | 1.3134 | 1.4082 | 1.437 | 1.4095 | 1.333 | 1.3637 | 1.3958 | 1.34 | 1.3874 | 1.3651 | 1.3581 | 1.4084 | 1.3623 | 1.4084 | 1.3735 | 1.4139 | 1.3958 | 1.4391 | 1.3832 | 1.3651 | 1.3483 | 1.333 | 1.4097 | 1.3288 | 1.3427 | 1.4321 | 1.3735 | 1.4656 | 1.34 | 1.4209 | 1.446 | 1.3483 | 1.3623 | 1.379 | 1.3986 | 1.4558 | 1.3832 | 1.4363 | 1.3665 | 1.4139 | 1.4279 | 1.326 | 1.4084 | 1.4 | 1.3874 | 1.4391 | 1.3776 | 1.3902 | 1.4405 | 1.379 | 1.3665 | 1.3749 | 1.3888 | 1.3427 | 1.3386 | 1.3776 | 1.3888 | 1.3986 | 1.4293 | 1.4474 | 1.3679 | 1.4293 | 1.4084 | 1.4321 | 1.3525 | 1.3776 | 1.3455 | 1.4656 | 1.3497 | 1.4167 | 1.3916 | 1.4181 | 1.3274 | 1.4293 | 1.3832 | 1.4391 | 1.3427 | 1.3427 | 1.326 | 1.4335 | 1.3972 | 1.4516 | 1.326 | 1.393 | 1.3469 | 1.3693 | 1.4628 | 1.4488 | 1.3637 | 1.379 | 1.3846 | 1.3386 | 1.3455 | 1.3469 | 1.4335 | 1.4502 | 1.3986 | 1.3679 | 1.3553
MB_DSL_DSS | 348 | 230 | MB | 0.023273 | 348 | 5051 | 1.1755 | 1.3013 | 1.2543 | 1.2327 | 1.2289 | 1.2277 | 1.2632 | 1.2911 | 1.3064 | 1.2264 | 1.2061 | 1.2556 | 1.2988 | 1.2302 | 1.2797 | 1.2911 | 1.2353 | 1.2239 | 1.3203 | 1.2467 | 1.248 | 1.2492 | 1.2226 | 1.2327 | 1.2581 | 1.2264 | 1.2213 | 1.2607 | 1.3089 | 1.2594 | 1.2099 | 1.2442 | 1.2239 | 1.2823 | 1.2289 | 1.2683 | 1.2404 | 1.2099 | 1.248 | 1.3216 | 1.2492 | 1.2366 | 1.3076 | 1.2061 | 1.2924 | 1.2645 | 1.248 | 1.3203 | 1.2188 | 1.4329 | 1.3344 | 1.3538 | 1.3719 | 1.4218 | 1.358 | 1.3608 | 1.3455 | 1.437 | 1.419 | 1.3344 | 1.3302 | 1.3524 | 1.401 | 1.4232 | 1.4273 | 1.4509 | 1.3497 | 1.3802 | 1.3538 | 1.4162 | 1.3899 | 1.3719 | 1.3275 | 1.3663 | 1.3705 | 1.3899 | 1.3691 | 1.3233 | 1.3247 | 1.3178 | 1.3719 | 1.4329 | 1.3427 | 1.3746 | 1.3289 | 1.3386 | 1.4024 | 1.3608 | 1.4038 | 1.4481 | 1.4315 | 1.3996 | 1.4565 | 1.3774 | 1.3566 | 1.3441 | 1.3247 | 1.3754 | 1.4642 | 1.4022 | 1.3923 | 1.4332 | 1.4304 | 1.4247 | 1.4247 | 1.3711 | 1.4529 | 1.4529 | 1.436 | 1.3528 | 1.4191 | 1.4656 | 1.4529 | 1.3852 | 1.3697 | 1.4797 | 1.3909 | 1.4558 | 1.4219 | 1.357 | 1.4374 | 1.3641 | 1.4586 | 1.3739 | 1.3401 | 1.4417 | 1.3528 | 1.3641 | 1.4797 | 1.3824 | 1.3866 | 1.3838 | 1.3486 | 1.4417 | 1.3711 | 1.4261 | 1.3401 | 1.3598 | 1.4346 | 1.3951 | 1.4529 | 1.4346 | 1.467 | 1.4812 | 1.3881 | 1.5267 | 1.5105 | 1.5414 | 1.5267 | 1.4033 | 1.4665 | 1.5076 | 1.4547 | 1.5326 | 1.5341 | 1.4033 | 1.4767 | 1.5385 | 1.4767 | 1.5017 | 1.5061 | 1.5223 | 1.4238 | 1.512 | 1.4694 | 1.4547 | 1.4841 | 1.4753 | 1.5076 | 1.4488 | 1.4371 | 1.5385 | 1.5105 | 1.4797 | 1.4062 | 1.4797 | 1.5341 | 1.4371 | 1.4621 | 1.4621 | 1.4576 | 1.4003 | 1.49 | 1.3974 | 1.4003 | 1.4356 | 1.5208 | 1.4415 | 1.487 | 1.4047 | 1.5061 | 1.537 | 1.5076 | 1.4257 | 1.4586 | 1.4929 | 1.4332 | 1.484 | 1.4601 | 1.4526 | 1.5063 | 1.4571 | 1.5063 | 1.469 | 1.5123 | 1.4929 | 1.5392 | 1.4795 | 1.4601 | 1.4422 | 1.4257 | 1.5078 | 1.4212 | 1.4362 | 1.5317 | 1.469 | 1.5676 | 1.4332 | 1.5198 | 1.5467 | 1.4422 | 1.4571 | 1.475 | 1.4959 | 1.5571 | 1.4795 | 1.5362 | 1.4616 | 1.5123 | 1.5272 | 1.4183 | 1.5063 | 1.4974 | 1.484 | 1.5392 | 1.4735 | 1.4869 | 1.5407 | 1.475 | 1.4616 | 1.4705 | 1.4854 | 1.4362 | 1.4317 | 1.4735 | 1.4854 | 1.4959 | 1.5287 | 1.5481 | 1.4631 | 1.5287 | 1.5063 | 1.5317 | 1.4466 | 1.4735 | 1.4392 | 1.5676 | 1.4436 | 1.5153 | 1.4884 | 1.5168 | 1.4198 | 1.5287 | 1.4795 | 1.5392 | 1.4362 | 1.4362 | 1.4183 | 1.5332 | 1.4944 | 1.5526 | 1.4183 | 1.4899 | 1.4407 | 1.4645 | 1.5646 | 1.5496 | 1.4586 | 1.475 | 1.481 | 1.4317 | 1.4392 | 1.4407 | 1.5332 | 1.5511 | 1.4959 | 1.4631 | 1.4496
MB_DSY_CSS | 349 | 500 | MB | 0.028369 | 349 | 5051 | 1.4329 | 1.5862 | 1.529 | 1.5027 | 1.498 | 1.4965 | 1.5398 | 1.5739 | 1.5924 | 1.4949 | 1.4702 | 1.5305 | 1.5831 | 1.4996 | 1.5599 | 1.5739 | 1.5058 | 1.4918 | 1.6095 | 1.5197 | 1.5212 | 1.5228 | 1.4903 | 1.5027 | 1.5336 | 1.4949 | 1.4887 | 1.5367 | 1.5955 | 1.5352 | 1.4748 | 1.5166 | 1.4918 | 1.563 | 1.498 | 1.546 | 1.512 | 1.4748 | 1.5212 | 1.611 | 1.5228 | 1.5073 | 1.594 | 1.4702 | 1.5754 | 1.5414 | 1.5212 | 1.6095 | 1.4856 | 1.7466 | 1.6266 | 1.6503 | 1.6722 | 1.7331 | 1.6553 | 1.6587 | 1.6401 | 1.7517 | 1.7297 | 1.6266 | 1.6215 | 1.6486 | 1.7078 | 1.7348 | 1.7399 | 1.7686 | 1.6452 | 1.6824 | 1.6503 | 1.7264 | 1.6942 | 1.6722 | 1.6181 | 1.6655 | 1.6706 | 1.6942 | 1.6689 | 1.6131 | 1.6148 | 1.6063 | 1.6722 | 1.7466 | 1.6367 | 1.6756 | 1.6198 | 1.6317 | 1.7094 | 1.6587 | 1.7111 | 1.7652 | 1.745 | 1.7061 | 1.7754 | 1.679 | 1.6536 | 1.6384 | 1.6148 | 1.6765 | 1.7848 | 1.7092 | 1.6971 | 1.747 | 1.7436 | 1.7367 | 1.7367 | 1.6714 | 1.7711 | 1.7711 | 1.7505 | 1.649 | 1.7298 | 1.7866 | 1.7711 | 1.6886 | 1.6696 | 1.8038 | 1.6954 | 1.7745 | 1.7333 | 1.6542 | 1.7522 | 1.6628 | 1.778 | 1.6748 | 1.6335 | 1.7573 | 1.649 | 1.6628 | 1.8038 | 1.6851 | 1.6903 | 1.6868 | 1.6438 | 1.7573 | 1.6714 | 1.7384 | 1.6335 | 1.6576 | 1.7487 | 1.7006 | 1.7711 | 1.7487 | 1.7883 | 1.8055 | 1.692 | 1.861 | 1.8413 | 1.8789 | 1.861 | 1.7105 | 1.7876 | 1.8377 | 1.7732 | 1.8682 | 1.87 | 1.7105 | 1.8001 | 1.8753 | 1.8001 | 1.8306 | 1.8359 | 1.8556 | 1.7356 | 1.8431 | 1.7911 | 1.7732 | 1.8091 | 1.7983 | 1.8377 | 1.7661 | 1.7517 | 1.8753 | 1.8413 | 1.8037 | 1.7141 | 1.8037 | 1.87 | 1.7517 | 1.7822 | 1.7822 | 1.7768 | 1.707 | 1.8162 | 1.7034 | 1.707 | 1.75 | 1.8538 | 1.7571 | 1.8126 | 1.7123 | 1.8359 | 1.8735 | 1.8377 | 1.7379 | 1.778 | 1.8198 | 1.747 | 1.8089 | 1.7798 | 1.7707 | 1.8362 | 1.7761 | 1.8362 | 1.7907 | 1.8435 | 1.8198 | 1.8762 | 1.8034 | 1.7798 | 1.7579 | 1.7379 | 1.838 | 1.7325 | 1.7507 | 1.8671 | 1.7907 | 1.9108 | 1.747 | 1.8526 | 1.8853 | 1.7579 | 1.7761 | 1.798 | 1.8234 | 1.8981 | 1.8034 | 1.8726 | 1.7816 | 1.8435 | 1.8617 | 1.7288 | 1.8362 | 1.8253 | 1.8089 | 1.8762 | 1.7961 | 1.8125 | 1.878 | 1.798 | 1.7816 | 1.7925 | 1.8107 | 1.7507 | 1.7452 | 1.7961 | 1.8107 | 1.8234 | 1.8635 | 1.8871 | 1.7834 | 1.8635 | 1.8362 | 1.8671 | 1.7634 | 1.7961 | 1.7543 | 1.9108 | 1.7598 | 1.8471 | 1.8143 | 1.8489 | 1.7306 | 1.8635 | 1.8034 | 1.8762 | 1.7507 | 1.7507 | 1.7288 | 1.8689 | 1.8216 | 1.8926 | 1.7288 | 1.8162 | 1.7561 | 1.7852 | 1.9072 | 1.889 | 1.778 | 1.798 | 1.8052 | 1.7452 | 1.7543 | 1.7561 | 1.8689 | 1.8908 | 1.8234 | 1.7834 | 1.767
MB_DSY_DSS | 350 | 230 | MB | 0.01305 | 350 | 5051 | 0.65916 | 0.72969 | 0.70335 | 0.69124 | 0.68911 | 0.6884 | 0.70833 | 0.72399 | 0.73253 | 0.68768 | 0.67629 | 0.70406 | 0.72826 | 0.68982 | 0.71758 | 0.72399 | 0.69267 | 0.68626 | 0.74036 | 0.69907 | 0.69979 | 0.7005 | 0.68555 | 0.69124 | 0.70548 | 0.68768 | 0.68484 | 0.7069 | 0.73396 | 0.70619 | 0.67843 | 0.69765 | 0.68626 | 0.71901 | 0.68911 | 0.71118 | 0.69551 | 0.67843 | 0.69979 | 0.74108 | 0.7005 | 0.69338 | 0.73324 | 0.67629 | 0.7247 | 0.70904 | 0.69979 | 0.74036 | 0.68341 | 0.80347 | 0.74825 | 0.75914 | 0.76925 | 0.79725 | 0.76147 | 0.76303 | 0.75447 | 0.8058 | 0.79569 | 0.74825 | 0.74591 | 0.75836 | 0.78558 | 0.79803 | 0.80036 | 0.81358 | 0.7568 | 0.77391 | 0.75914 | 0.79414 | 0.77936 | 0.76925 | 0.74436 | 0.76614 | 0.76847 | 0.77936 | 0.76769 | 0.74202 | 0.7428 | 0.73891 | 0.76925 | 0.80347 | 0.75291 | 0.7708 | 0.74514 | 0.75058 | 0.78636 | 0.76303 | 0.78714 | 0.81203 | 0.80269 | 0.7848 | 0.81669 | 0.77236 | 0.76069 | 0.75369 | 0.7428 | 0.77121 | 0.82104 | 0.78624 | 0.7807 | 0.80364 | 0.80206 | 0.7989 | 0.7989 | 0.76884 | 0.81472 | 0.81472 | 0.80522 | 0.75856 | 0.79573 | 0.82184 | 0.81472 | 0.77675 | 0.76805 | 0.82974 | 0.77991 | 0.8163 | 0.79731 | 0.76093 | 0.80602 | 0.76488 | 0.81788 | 0.77042 | 0.75144 | 0.80839 | 0.75856 | 0.76488 | 0.82974 | 0.77517 | 0.77754 | 0.77596 | 0.75618 | 0.80839 | 0.76884 | 0.79969 | 0.75144 | 0.76251 | 0.80443 | 0.78229 | 0.81472 | 0.80443 | 0.82263 | 0.83054 | 0.77833 | 0.85608 | 0.84701 | 0.86432 | 0.85608 | 0.78687 | 0.8223 | 0.84537 | 0.8157 | 0.85937 | 0.8602 | 0.78687 | 0.82806 | 0.86267 | 0.82806 | 0.84207 | 0.84454 | 0.85361 | 0.7984 | 0.84784 | 0.82394 | 0.8157 | 0.83218 | 0.82724 | 0.84537 | 0.81241 | 0.80582 | 0.86267 | 0.84701 | 0.82971 | 0.78851 | 0.82971 | 0.8602 | 0.80582 | 0.81982 | 0.81982 | 0.81735 | 0.78522 | 0.83548 | 0.78357 | 0.78522 | 0.80499 | 0.85278 | 0.80829 | 0.83383 | 0.78769 | 0.84454 | 0.86185 | 0.84537 | 0.79946 | 0.81787 | 0.83713 | 0.80364 | 0.8321 | 0.81871 | 0.81453 | 0.84466 | 0.81704 | 0.84466 | 0.82373 | 0.84801 | 0.83713 | 0.86308 | 0.82959 | 0.81871 | 0.80867 | 0.79946 | 0.8455 | 0.79695 | 0.80532 | 0.85889 | 0.82373 | 0.87898 | 0.80364 | 0.8522 | 0.86726 | 0.80867 | 0.81704 | 0.82708 | 0.8388 | 0.87312 | 0.82959 | 0.8614 | 0.81955 | 0.84801 | 0.85638 | 0.79527 | 0.84466 | 0.83964 | 0.8321 | 0.86308 | 0.82624 | 0.83378 | 0.86392 | 0.82708 | 0.81955 | 0.82457 | 0.83294 | 0.80532 | 0.80281 | 0.82624 | 0.83294 | 0.8388 | 0.85722 | 0.8681 | 0.82038 | 0.85722 | 0.84466 | 0.85889 | 0.81118 | 0.82624 | 0.80699 | 0.87898 | 0.8095 | 0.84968 | 0.83462 | 0.85052 | 0.79611 | 0.85722 | 0.82959 | 0.86308 | 0.80532 | 0.80532 | 0.79527 | 0.85973 | 0.83796 | 0.87061 | 0.79527 | 0.83545 | 0.80783 | 0.82122 | 0.87731 | 0.86894 | 0.81787 | 0.82708 | 0.83043 | 0.80281 | 0.80699 | 0.80783 | 0.85973 | 0.86978 | 0.8388 | 0.82038 | 0.81285
MB_ESK_DSS | 351 | 115 | MB | 0.009584 | 351 | 5051 | 0.48409 | 0.53589 | 0.51654 | 0.50765 | 0.50608 | 0.50556 | 0.5202 | 0.5317 | 0.53798 | 0.50504 | 0.49667 | 0.51706 | 0.53484 | 0.50661 | 0.527 | 0.5317 | 0.5087 | 0.50399 | 0.54373 | 0.5134 | 0.51393 | 0.51445 | 0.50347 | 0.50765 | 0.51811 | 0.50504 | 0.50295 | 0.51916 | 0.53902 | 0.51863 | 0.49824 | 0.51236 | 0.50399 | 0.52804 | 0.50608 | 0.52229 | 0.51079 | 0.49824 | 0.51393 | 0.54425 | 0.51445 | 0.50922 | 0.5385 | 0.49667 | 0.53223 | 0.52072 | 0.51393 | 0.54373 | 0.5019 | 0.59007 | 0.54952 | 0.55751 | 0.56494 | 0.5855 | 0.55923 | 0.56037 | 0.55409 | 0.59179 | 0.58436 | 0.54952 | 0.5478 | 0.55694 | 0.57694 | 0.58608 | 0.58779 | 0.5975 | 0.5558 | 0.56837 | 0.55751 | 0.58322 | 0.57237 | 0.56494 | 0.54666 | 0.56266 | 0.56437 | 0.57237 | 0.5638 | 0.54495 | 0.54552 | 0.54266 | 0.56494 | 0.59007 | 0.55294 | 0.56608 | 0.54723 | 0.55123 | 0.57751 | 0.56037 | 0.57808 | 0.59636 | 0.5895 | 0.57636 | 0.59978 | 0.56723 | 0.55866 | 0.55352 | 0.54552 | 0.56638 | 0.60298 | 0.57742 | 0.57335 | 0.5902 | 0.58904 | 0.58671 | 0.58671 | 0.56464 | 0.59833 | 0.59833 | 0.59136 | 0.55709 | 0.58439 | 0.60356 | 0.59833 | 0.57045 | 0.56406 | 0.60937 | 0.57277 | 0.59949 | 0.58555 | 0.55883 | 0.59194 | 0.56174 | 0.60066 | 0.5658 | 0.55186 | 0.59369 | 0.55709 | 0.56174 | 0.60937 | 0.56929 | 0.57103 | 0.56987 | 0.55535 | 0.59369 | 0.56464 | 0.5873 | 0.55186 | 0.55999 | 0.59078 | 0.57452 | 0.59833 | 0.59078 | 0.60414 | 0.60995 | 0.57161 | 0.62871 | 0.62205 | 0.63476 | 0.62871 | 0.57788 | 0.6039 | 0.62084 | 0.59906 | 0.63113 | 0.63173 | 0.57788 | 0.60814 | 0.63355 | 0.60814 | 0.61842 | 0.62024 | 0.62689 | 0.58635 | 0.62266 | 0.60511 | 0.59906 | 0.61116 | 0.60753 | 0.62084 | 0.59664 | 0.5918 | 0.63355 | 0.62205 | 0.60935 | 0.57909 | 0.60935 | 0.63173 | 0.5918 | 0.60208 | 0.60208 | 0.60027 | 0.57667 | 0.61358 | 0.57546 | 0.57667 | 0.59119 | 0.62629 | 0.59361 | 0.61237 | 0.57848 | 0.62024 | 0.63294 | 0.62084 | 0.58713 | 0.60065 | 0.61479 | 0.5902 | 0.6111 | 0.60127 | 0.59819 | 0.62032 | 0.60004 | 0.62032 | 0.60495 | 0.62278 | 0.61479 | 0.63385 | 0.60926 | 0.60127 | 0.59389 | 0.58713 | 0.62094 | 0.58528 | 0.59143 | 0.63078 | 0.60495 | 0.64553 | 0.5902 | 0.62586 | 0.63692 | 0.59389 | 0.60004 | 0.60741 | 0.61602 | 0.64123 | 0.60926 | 0.63262 | 0.60188 | 0.62278 | 0.62893 | 0.58405 | 0.62032 | 0.61664 | 0.6111 | 0.63385 | 0.6068 | 0.61233 | 0.63446 | 0.60741 | 0.60188 | 0.60557 | 0.61172 | 0.59143 | 0.58959 | 0.6068 | 0.61172 | 0.61602 | 0.62955 | 0.63754 | 0.6025 | 0.62955 | 0.62032 | 0.63078 | 0.59573 | 0.6068 | 0.59266 | 0.64553 | 0.5945 | 0.62401 | 0.61295 | 0.62463 | 0.58467 | 0.62955 | 0.60926 | 0.63385 | 0.59143 | 0.59143 | 0.58405 | 0.63139 | 0.61541 | 0.63938 | 0.58405 | 0.61356 | 0.59327 | 0.60311 | 0.6443 | 0.63815 | 0.60065 | 0.60741 | 0.60987 | 0.58959 | 0.59266 | 0.59327 | 0.63139 | 0.63877 | 0.61602 | 0.6025 | 0.59696
MB_GBS_DSS | 352 | 230 | MB | 0.021759 | 352 | 5051 | 1.099 | 1.2166 | 1.1727 | 1.1525 | 1.149 | 1.1478 | 1.181 | 1.2071 | 1.2214 | 1.1466 | 1.1276 | 1.1739 | 1.2143 | 1.1502 | 1.1965 | 1.2071 | 1.1549 | 1.1442 | 1.2344 | 1.1656 | 1.1668 | 1.168 | 1.1431 | 1.1525 | 1.1763 | 1.1466 | 1.1419 | 1.1787 | 1.2238 | 1.1775 | 1.1312 | 1.1632 | 1.1442 | 1.1988 | 1.149 | 1.1858 | 1.1597 | 1.1312 | 1.1668 | 1.2356 | 1.168 | 1.1561 | 1.2226 | 1.1276 | 1.2083 | 1.1822 | 1.1668 | 1.2344 | 1.1395 | 1.3397 | 1.2476 | 1.2658 | 1.2826 | 1.3293 | 1.2696 | 1.2722 | 1.258 | 1.3436 | 1.3267 | 1.2476 | 1.2437 | 1.2645 | 1.3098 | 1.3306 | 1.3345 | 1.3565 | 1.2619 | 1.2904 | 1.2658 | 1.3241 | 1.2995 | 1.2826 | 1.2411 | 1.2774 | 1.2813 | 1.2995 | 1.28 | 1.2372 | 1.2385 | 1.232 | 1.2826 | 1.3397 | 1.2554 | 1.2852 | 1.2424 | 1.2515 | 1.3111 | 1.2722 | 1.3124 | 1.3539 | 1.3384 | 1.3085 | 1.3617 | 1.2878 | 1.2683 | 1.2567 | 1.2385 | 1.2859 | 1.369 | 1.3109 | 1.3017 | 1.34 | 1.3373 | 1.332 | 1.332 | 1.2819 | 1.3584 | 1.3584 | 1.3426 | 1.2648 | 1.3268 | 1.3703 | 1.3584 | 1.2951 | 1.2806 | 1.3835 | 1.3004 | 1.3611 | 1.3294 | 1.2687 | 1.3439 | 1.2753 | 1.3637 | 1.2846 | 1.2529 | 1.3479 | 1.2648 | 1.2753 | 1.3835 | 1.2925 | 1.2964 | 1.2938 | 1.2608 | 1.3479 | 1.2819 | 1.3334 | 1.2529 | 1.2714 | 1.3413 | 1.3043 | 1.3584 | 1.3413 | 1.3716 | 1.3848 | 1.2978 | 1.4274 | 1.4123 | 1.4411 | 1.4274 | 1.312 | 1.3711 | 1.4095 | 1.3601 | 1.4329 | 1.4343 | 1.312 | 1.3807 | 1.4384 | 1.3807 | 1.404 | 1.4082 | 1.4233 | 1.3312 | 1.4136 | 1.3738 | 1.3601 | 1.3875 | 1.3793 | 1.4095 | 1.3546 | 1.3436 | 1.4384 | 1.4123 | 1.3834 | 1.3147 | 1.3834 | 1.4343 | 1.3436 | 1.3669 | 1.3669 | 1.3628 | 1.3092 | 1.393 | 1.3065 | 1.3092 | 1.3422 | 1.4219 | 1.3477 | 1.3903 | 1.3134 | 1.4082 | 1.437 | 1.4095 | 1.333 | 1.3637 | 1.3958 | 1.34 | 1.3874 | 1.3651 | 1.3581 | 1.4084 | 1.3623 | 1.4084 | 1.3735 | 1.4139 | 1.3958 | 1.4391 | 1.3832 | 1.3651 | 1.3483 | 1.333 | 1.4097 | 1.3288 | 1.3427 | 1.4321 | 1.3735 | 1.4656 | 1.34 | 1.4209 | 1.446 | 1.3483 | 1.3623 | 1.379 | 1.3986 | 1.4558 | 1.3832 | 1.4363 | 1.3665 | 1.4139 | 1.4279 | 1.326 | 1.4084 | 1.4 | 1.3874 | 1.4391 | 1.3776 | 1.3902 | 1.4405 | 1.379 | 1.3665 | 1.3749 | 1.3888 | 1.3427 | 1.3386 | 1.3776 | 1.3888 | 1.3986 | 1.4293 | 1.4474 | 1.3679 | 1.4293 | 1.4084 | 1.4321 | 1.3525 | 1.3776 | 1.3455 | 1.4656 | 1.3497 | 1.4167 | 1.3916 | 1.4181 | 1.3274 | 1.4293 | 1.3832 | 1.4391 | 1.3427 | 1.3427 | 1.326 | 1.4335 | 1.3972 | 1.4516 | 1.326 | 1.393 | 1.3469 | 1.3693 | 1.4628 | 1.4488 | 1.3637 | 1.379 | 1.3846 | 1.3386 | 1.3455 | 1.3469 | 1.4335 | 1.4502 | 1.3986 | 1.3679 | 1.3553
MB_GFS_ISS | 353 | 115 | MB | 0.028009 | 353 | 5051 | 1.4147 | 1.5661 | 1.5096 | 1.4836 | 1.479 | 1.4775 | 1.5203 | 1.5539 | 1.5722 | 1.476 | 1.4515 | 1.5111 | 1.5631 | 1.4805 | 1.5401 | 1.5539 | 1.4867 | 1.4729 | 1.589 | 1.5004 | 1.5019 | 1.5035 | 1.4714 | 1.4836 | 1.5142 | 1.476 | 1.4699 | 1.5172 | 1.5753 | 1.5157 | 1.4561 | 1.4974 | 1.4729 | 1.5432 | 1.479 | 1.5264 | 1.4928 | 1.4561 | 1.5019 | 1.5906 | 1.5035 | 1.4882 | 1.5738 | 1.4515 | 1.5554 | 1.5218 | 1.5019 | 1.589 | 1.4668 | 1.7245 | 1.606 | 1.6293 | 1.651 | 1.7111 | 1.6343 | 1.6377 | 1.6193 | 1.7295 | 1.7078 | 1.606 | 1.6009 | 1.6277 | 1.6861 | 1.7128 | 1.7178 | 1.7462 | 1.6243 | 1.661 | 1.6293 | 1.7044 | 1.6727 | 1.651 | 1.5976 | 1.6443 | 1.6494 | 1.6727 | 1.6477 | 1.5926 | 1.5943 | 1.5859 | 1.651 | 1.7245 | 1.616 | 1.6544 | 1.5993 | 1.611 | 1.6878 | 1.6377 | 1.6894 | 1.7428 | 1.7228 | 1.6844 | 1.7529 | 1.6577 | 1.6327 | 1.6176 | 1.5943 | 1.6552 | 1.7622 | 1.6875 | 1.6756 | 1.7248 | 1.7214 | 1.7147 | 1.7147 | 1.6501 | 1.7486 | 1.7486 | 1.7282 | 1.6281 | 1.7079 | 1.7639 | 1.7486 | 1.6671 | 1.6484 | 1.7809 | 1.6739 | 1.752 | 1.7113 | 1.6332 | 1.7299 | 1.6417 | 1.7554 | 1.6535 | 1.6128 | 1.735 | 1.6281 | 1.6417 | 1.7809 | 1.6637 | 1.6688 | 1.6654 | 1.623 | 1.735 | 1.6501 | 1.7164 | 1.6128 | 1.6366 | 1.7265 | 1.679 | 1.7486 | 1.7265 | 1.7656 | 1.7826 | 1.6705 | 1.8374 | 1.8179 | 1.8551 | 1.8374 | 1.6888 | 1.7649 | 1.8144 | 1.7507 | 1.8445 | 1.8462 | 1.6888 | 1.7773 | 1.8515 | 1.7773 | 1.8073 | 1.8126 | 1.8321 | 1.7136 | 1.8197 | 1.7684 | 1.7507 | 1.7861 | 1.7755 | 1.8144 | 1.7437 | 1.7295 | 1.8515 | 1.8179 | 1.7808 | 1.6924 | 1.7808 | 1.8462 | 1.7295 | 1.7596 | 1.7596 | 1.7543 | 1.6853 | 1.7932 | 1.6818 | 1.6853 | 1.7277 | 1.8303 | 1.7348 | 1.7896 | 1.6906 | 1.8126 | 1.8498 | 1.8144 | 1.7159 | 1.7554 | 1.7967 | 1.7248 | 1.7859 | 1.7572 | 1.7482 | 1.8129 | 1.7536 | 1.8129 | 1.768 | 1.8201 | 1.7967 | 1.8524 | 1.7805 | 1.7572 | 1.7356 | 1.7159 | 1.8147 | 1.7105 | 1.7284 | 1.8434 | 1.768 | 1.8865 | 1.7248 | 1.8291 | 1.8614 | 1.7356 | 1.7536 | 1.7752 | 1.8003 | 1.874 | 1.7805 | 1.8488 | 1.759 | 1.8201 | 1.838 | 1.7069 | 1.8129 | 1.8021 | 1.7859 | 1.8524 | 1.7734 | 1.7895 | 1.8542 | 1.7752 | 1.759 | 1.7698 | 1.7877 | 1.7284 | 1.723 | 1.7734 | 1.7877 | 1.8003 | 1.8398 | 1.8632 | 1.7608 | 1.8398 | 1.8129 | 1.8434 | 1.741 | 1.7734 | 1.732 | 1.8865 | 1.7374 | 1.8237 | 1.7913 | 1.8255 | 1.7087 | 1.8398 | 1.7805 | 1.8524 | 1.7284 | 1.7284 | 1.7069 | 1.8452 | 1.7985 | 1.8686 | 1.7069 | 1.7931 | 1.7338 | 1.7626 | 1.883 | 1.865 | 1.7554 | 1.7752 | 1.7823 | 1.723 | 1.732 | 1.7338 | 1.8452 | 1.8668 | 1.8003 | 1.7608 | 1.7446
MB_GLL_DSS | 354 | 115 | MB | 0.009584 | 354 | 5051 | 0.48409 | 0.53589 | 0.51654 | 0.50765 | 0.50608 | 0.50556 | 0.5202 | 0.5317 | 0.53798 | 0.50504 | 0.49667 | 0.51706 | 0.53484 | 0.50661 | 0.527 | 0.5317 | 0.5087 | 0.50399 | 0.54373 | 0.5134 | 0.51393 | 0.51445 | 0.50347 | 0.50765 | 0.51811 | 0.50504 | 0.50295 | 0.51916 | 0.53902 | 0.51863 | 0.49824 | 0.51236 | 0.50399 | 0.52804 | 0.50608 | 0.52229 | 0.51079 | 0.49824 | 0.51393 | 0.54425 | 0.51445 | 0.50922 | 0.5385 | 0.49667 | 0.53223 | 0.52072 | 0.51393 | 0.54373 | 0.5019 | 0.59007 | 0.54952 | 0.55751 | 0.56494 | 0.5855 | 0.55923 | 0.56037 | 0.55409 | 0.59179 | 0.58436 | 0.54952 | 0.5478 | 0.55694 | 0.57694 | 0.58608 | 0.58779 | 0.5975 | 0.5558 | 0.56837 | 0.55751 | 0.58322 | 0.57237 | 0.56494 | 0.54666 | 0.56266 | 0.56437 | 0.57237 | 0.5638 | 0.54495 | 0.54552 | 0.54266 | 0.56494 | 0.59007 | 0.55294 | 0.56608 | 0.54723 | 0.55123 | 0.57751 | 0.56037 | 0.57808 | 0.59636 | 0.5895 | 0.57636 | 0.59978 | 0.56723 | 0.55866 | 0.55352 | 0.54552 | 0.56638 | 0.60298 | 0.57742 | 0.57335 | 0.5902 | 0.58904 | 0.58671 | 0.58671 | 0.56464 | 0.59833 | 0.59833 | 0.59136 | 0.55709 | 0.58439 | 0.60356 | 0.59833 | 0.57045 | 0.56406 | 0.60937 | 0.57277 | 0.59949 | 0.58555 | 0.55883 | 0.59194 | 0.56174 | 0.60066 | 0.5658 | 0.55186 | 0.59369 | 0.55709 | 0.56174 | 0.60937 | 0.56929 | 0.57103 | 0.56987 | 0.55535 | 0.59369 | 0.56464 | 0.5873 | 0.55186 | 0.55999 | 0.59078 | 0.57452 | 0.59833 | 0.59078 | 0.60414 | 0.60995 | 0.57161 | 0.62871 | 0.62205 | 0.63476 | 0.62871 | 0.57788 | 0.6039 | 0.62084 | 0.59906 | 0.63113 | 0.63173 | 0.57788 | 0.60814 | 0.63355 | 0.60814 | 0.61842 | 0.62024 | 0.62689 | 0.58635 | 0.62266 | 0.60511 | 0.59906 | 0.61116 | 0.60753 | 0.62084 | 0.59664 | 0.5918 | 0.63355 | 0.62205 | 0.60935 | 0.57909 | 0.60935 | 0.63173 | 0.5918 | 0.60208 | 0.60208 | 0.60027 | 0.57667 | 0.61358 | 0.57546 | 0.57667 | 0.59119 | 0.62629 | 0.59361 | 0.61237 | 0.57848 | 0.62024 | 0.63294 | 0.62084 | 0.58713 | 0.60065 | 0.61479 | 0.5902 | 0.6111 | 0.60127 | 0.59819 | 0.62032 | 0.60004 | 0.62032 | 0.60495 | 0.62278 | 0.61479 | 0.63385 | 0.60926 | 0.60127 | 0.59389 | 0.58713 | 0.62094 | 0.58528 | 0.59143 | 0.63078 | 0.60495 | 0.64553 | 0.5902 | 0.62586 | 0.63692 | 0.59389 | 0.60004 | 0.60741 | 0.61602 | 0.64123 | 0.60926 | 0.63262 | 0.60188 | 0.62278 | 0.62893 | 0.58405 | 0.62032 | 0.61664 | 0.6111 | 0.63385 | 0.6068 | 0.61233 | 0.63446 | 0.60741 | 0.60188 | 0.60557 | 0.61172 | 0.59143 | 0.58959 | 0.6068 | 0.61172 | 0.61602 | 0.62955 | 0.63754 | 0.6025 | 0.62955 | 0.62032 | 0.63078 | 0.59573 | 0.6068 | 0.59266 | 0.64553 | 0.5945 | 0.62401 | 0.61295 | 0.62463 | 0.58467 | 0.62955 | 0.60926 | 0.63385 | 0.59143 | 0.59143 | 0.58405 | 0.63139 | 0.61541 | 0.63938 | 0.58405 | 0.61356 | 0.59327 | 0.60311 | 0.6443 | 0.63815 | 0.60065 | 0.60741 | 0.60987 | 0.58959 | 0.59266 | 0.59327 | 0.63139 | 0.63877 | 0.61602 | 0.6025 | 0.59696
MB_GRF_GSS | 355 | 115 | MB | 0.006573 | 355 | 5051 | 0.332 | 0.36753 | 0.35426 | 0.34816 | 0.34709 | 0.34673 | 0.35677 | 0.36466 | 0.36896 | 0.34637 | 0.34063 | 0.35462 | 0.36681 | 0.34745 | 0.36143 | 0.36466 | 0.34888 | 0.34565 | 0.3729 | 0.35211 | 0.35247 | 0.35283 | 0.3453 | 0.34816 | 0.35534 | 0.34637 | 0.34494 | 0.35605 | 0.36968 | 0.35569 | 0.34171 | 0.35139 | 0.34565 | 0.36215 | 0.34709 | 0.3582 | 0.35032 | 0.34171 | 0.35247 | 0.37326 | 0.35283 | 0.34924 | 0.36932 | 0.34063 | 0.36502 | 0.35713 | 0.35247 | 0.3729 | 0.34422 | 0.40469 | 0.37688 | 0.38236 | 0.38745 | 0.40156 | 0.38354 | 0.38432 | 0.38001 | 0.40587 | 0.40077 | 0.37688 | 0.3757 | 0.38197 | 0.39568 | 0.40195 | 0.40312 | 0.40978 | 0.38119 | 0.3898 | 0.38236 | 0.39999 | 0.39255 | 0.38745 | 0.37492 | 0.38589 | 0.38706 | 0.39255 | 0.38667 | 0.37374 | 0.37413 | 0.37217 | 0.38745 | 0.40469 | 0.37923 | 0.38824 | 0.37531 | 0.37805 | 0.39607 | 0.38432 | 0.39646 | 0.409 | 0.4043 | 0.39529 | 0.41135 | 0.38902 | 0.38314 | 0.37962 | 0.37413 | 0.38844 | 0.41354 | 0.39601 | 0.39322 | 0.40478 | 0.40398 | 0.40239 | 0.40239 | 0.38725 | 0.41035 | 0.41035 | 0.40557 | 0.38207 | 0.40079 | 0.41394 | 0.41035 | 0.39123 | 0.38685 | 0.41792 | 0.39283 | 0.41115 | 0.40159 | 0.38326 | 0.40597 | 0.38526 | 0.41195 | 0.38804 | 0.37848 | 0.40717 | 0.38207 | 0.38526 | 0.41792 | 0.39043 | 0.39163 | 0.39083 | 0.38087 | 0.40717 | 0.38725 | 0.40279 | 0.37848 | 0.38406 | 0.40518 | 0.39402 | 0.41035 | 0.40518 | 0.41434 | 0.41832 | 0.39203 | 0.43119 | 0.42662 | 0.43534 | 0.43119 | 0.39633 | 0.41417 | 0.42579 | 0.41085 | 0.43285 | 0.43326 | 0.39633 | 0.41708 | 0.43451 | 0.41708 | 0.42413 | 0.42538 | 0.42994 | 0.40214 | 0.42704 | 0.415 | 0.41085 | 0.41915 | 0.41666 | 0.42579 | 0.40919 | 0.40587 | 0.43451 | 0.42662 | 0.41791 | 0.39716 | 0.41791 | 0.43326 | 0.40587 | 0.41293 | 0.41293 | 0.41168 | 0.3955 | 0.42081 | 0.39467 | 0.3955 | 0.40546 | 0.42953 | 0.40712 | 0.41998 | 0.39674 | 0.42538 | 0.43409 | 0.42579 | 0.40267 | 0.41195 | 0.42164 | 0.40478 | 0.41911 | 0.41237 | 0.41026 | 0.42544 | 0.41152 | 0.42544 | 0.4149 | 0.42712 | 0.42164 | 0.43471 | 0.41785 | 0.41237 | 0.40731 | 0.40267 | 0.42586 | 0.4014 | 0.40562 | 0.43261 | 0.4149 | 0.44272 | 0.40478 | 0.42923 | 0.43682 | 0.40731 | 0.41152 | 0.41658 | 0.42249 | 0.43977 | 0.41785 | 0.43387 | 0.41279 | 0.42712 | 0.43134 | 0.40056 | 0.42544 | 0.42291 | 0.41911 | 0.43471 | 0.41616 | 0.41996 | 0.43514 | 0.41658 | 0.41279 | 0.41532 | 0.41953 | 0.40562 | 0.40436 | 0.41616 | 0.41953 | 0.42249 | 0.43176 | 0.43724 | 0.41321 | 0.43176 | 0.42544 | 0.43261 | 0.40857 | 0.41616 | 0.40646 | 0.44272 | 0.40773 | 0.42797 | 0.42038 | 0.42839 | 0.40098 | 0.43176 | 0.41785 | 0.43471 | 0.40562 | 0.40562 | 0.40056 | 0.43303 | 0.42206 | 0.43851 | 0.40056 | 0.4208 | 0.40689 | 0.41363 | 0.44188 | 0.43767 | 0.41195 | 0.41658 | 0.41827 | 0.40436 | 0.40646 | 0.40689 | 0.43303 | 0.43809 | 0.42249 | 0.41321 | 0.40942
MB_GRP_GSS | 356 | 230 | MB | 0.013594 | 356 | 5051 | 0.68663 | 0.7601 | 0.73266 | 0.72006 | 0.71783 | 0.71709 | 0.73786 | 0.75417 | 0.76307 | 0.71635 | 0.70449 | 0.73341 | 0.75862 | 0.71858 | 0.7475 | 0.75417 | 0.72154 | 0.71487 | 0.77123 | 0.72822 | 0.72896 | 0.7297 | 0.71413 | 0.72006 | 0.73489 | 0.71635 | 0.71338 | 0.73637 | 0.76455 | 0.73563 | 0.70671 | 0.72673 | 0.71487 | 0.74898 | 0.71783 | 0.74082 | 0.72451 | 0.70671 | 0.72896 | 0.77197 | 0.7297 | 0.72228 | 0.76381 | 0.70449 | 0.75491 | 0.7386 | 0.72896 | 0.77123 | 0.7119 | 0.83696 | 0.77944 | 0.79078 | 0.80131 | 0.83048 | 0.79321 | 0.79483 | 0.78592 | 0.8394 | 0.82886 | 0.77944 | 0.77701 | 0.78997 | 0.81833 | 0.83129 | 0.83372 | 0.8475 | 0.78835 | 0.80618 | 0.79078 | 0.82724 | 0.81185 | 0.80131 | 0.77539 | 0.79807 | 0.8005 | 0.81185 | 0.79969 | 0.77296 | 0.77377 | 0.76972 | 0.80131 | 0.83696 | 0.7843 | 0.80293 | 0.7762 | 0.78187 | 0.81914 | 0.79483 | 0.81995 | 0.84588 | 0.83615 | 0.81752 | 0.85074 | 0.80456 | 0.7924 | 0.78511 | 0.77377 | 0.80336 | 0.85527 | 0.81902 | 0.81325 | 0.83714 | 0.83549 | 0.8322 | 0.8322 | 0.80089 | 0.84868 | 0.84868 | 0.83879 | 0.79018 | 0.8289 | 0.85609 | 0.84868 | 0.80913 | 0.80006 | 0.86433 | 0.81242 | 0.85033 | 0.83055 | 0.79265 | 0.83961 | 0.79677 | 0.85197 | 0.80254 | 0.78276 | 0.84209 | 0.79018 | 0.79677 | 0.86433 | 0.80748 | 0.80995 | 0.8083 | 0.78771 | 0.84209 | 0.80089 | 0.83302 | 0.78276 | 0.7943 | 0.83797 | 0.8149 | 0.84868 | 0.83797 | 0.85692 | 0.86516 | 0.81078 | 0.89176 | 0.88232 | 0.90035 | 0.89176 | 0.81967 | 0.85657 | 0.88061 | 0.84971 | 0.8952 | 0.89606 | 0.81967 | 0.86258 | 0.89863 | 0.86258 | 0.87717 | 0.87975 | 0.88919 | 0.83168 | 0.88318 | 0.85829 | 0.84971 | 0.86687 | 0.86172 | 0.88061 | 0.84628 | 0.83941 | 0.89863 | 0.88232 | 0.8643 | 0.82138 | 0.8643 | 0.89606 | 0.83941 | 0.854 | 0.854 | 0.85142 | 0.81795 | 0.87031 | 0.81623 | 0.81795 | 0.83855 | 0.88833 | 0.84198 | 0.86859 | 0.82053 | 0.87975 | 0.89777 | 0.88061 | 0.83278 | 0.85197 | 0.87202 | 0.83714 | 0.86679 | 0.85284 | 0.84848 | 0.87987 | 0.8511 | 0.87987 | 0.85807 | 0.88336 | 0.87202 | 0.89906 | 0.86418 | 0.85284 | 0.84238 | 0.83278 | 0.88074 | 0.83017 | 0.83889 | 0.8947 | 0.85807 | 0.91563 | 0.83714 | 0.88772 | 0.90342 | 0.84238 | 0.8511 | 0.86156 | 0.87377 | 0.90952 | 0.86418 | 0.89731 | 0.85371 | 0.88336 | 0.89208 | 0.82842 | 0.87987 | 0.87464 | 0.86679 | 0.89906 | 0.86069 | 0.86854 | 0.89993 | 0.86156 | 0.85371 | 0.85894 | 0.86766 | 0.83889 | 0.83627 | 0.86069 | 0.86766 | 0.87377 | 0.89295 | 0.90429 | 0.85458 | 0.89295 | 0.87987 | 0.8947 | 0.84499 | 0.86069 | 0.84063 | 0.91563 | 0.84325 | 0.8851 | 0.86941 | 0.88598 | 0.82929 | 0.89295 | 0.86418 | 0.89906 | 0.83889 | 0.83889 | 0.82842 | 0.89557 | 0.8729 | 0.9069 | 0.82842 | 0.87028 | 0.8415 | 0.85546 | 0.91388 | 0.90516 | 0.85197 | 0.86156 | 0.86505 | 0.83627 | 0.84063 | 0.8415 | 0.89557 | 0.90603 | 0.87377 | 0.85458 | 0.84674
MB_HBL_DSS | 357 | 230 | MB | 0.013594 | 357 | 5051 | 0.68663 | 0.7601 | 0.73266 | 0.72006 | 0.71783 | 0.71709 | 0.73786 | 0.75417 | 0.76307 | 0.71635 | 0.70449 | 0.73341 | 0.75862 | 0.71858 | 0.7475 | 0.75417 | 0.72154 | 0.71487 | 0.77123 | 0.72822 | 0.72896 | 0.7297 | 0.71413 | 0.72006 | 0.73489 | 0.71635 | 0.71338 | 0.73637 | 0.76455 | 0.73563 | 0.70671 | 0.72673 | 0.71487 | 0.74898 | 0.71783 | 0.74082 | 0.72451 | 0.70671 | 0.72896 | 0.77197 | 0.7297 | 0.72228 | 0.76381 | 0.70449 | 0.75491 | 0.7386 | 0.72896 | 0.77123 | 0.7119 | 0.83696 | 0.77944 | 0.79078 | 0.80131 | 0.83048 | 0.79321 | 0.79483 | 0.78592 | 0.8394 | 0.82886 | 0.77944 | 0.77701 | 0.78997 | 0.81833 | 0.83129 | 0.83372 | 0.8475 | 0.78835 | 0.80618 | 0.79078 | 0.82724 | 0.81185 | 0.80131 | 0.77539 | 0.79807 | 0.8005 | 0.81185 | 0.79969 | 0.77296 | 0.77377 | 0.76972 | 0.80131 | 0.83696 | 0.7843 | 0.80293 | 0.7762 | 0.78187 | 0.81914 | 0.79483 | 0.81995 | 0.84588 | 0.83615 | 0.81752 | 0.85074 | 0.80456 | 0.7924 | 0.78511 | 0.77377 | 0.80336 | 0.85527 | 0.81902 | 0.81325 | 0.83714 | 0.83549 | 0.8322 | 0.8322 | 0.80089 | 0.84868 | 0.84868 | 0.83879 | 0.79018 | 0.8289 | 0.85609 | 0.84868 | 0.80913 | 0.80006 | 0.86433 | 0.81242 | 0.85033 | 0.83055 | 0.79265 | 0.83961 | 0.79677 | 0.85197 | 0.80254 | 0.78276 | 0.84209 | 0.79018 | 0.79677 | 0.86433 | 0.80748 | 0.80995 | 0.8083 | 0.78771 | 0.84209 | 0.80089 | 0.83302 | 0.78276 | 0.7943 | 0.83797 | 0.8149 | 0.84868 | 0.83797 | 0.85692 | 0.86516 | 0.81078 | 0.89176 | 0.88232 | 0.90035 | 0.89176 | 0.81967 | 0.85657 | 0.88061 | 0.84971 | 0.8952 | 0.89606 | 0.81967 | 0.86258 | 0.89863 | 0.86258 | 0.87717 | 0.87975 | 0.88919 | 0.83168 | 0.88318 | 0.85829 | 0.84971 | 0.86687 | 0.86172 | 0.88061 | 0.84628 | 0.83941 | 0.89863 | 0.88232 | 0.8643 | 0.82138 | 0.8643 | 0.89606 | 0.83941 | 0.854 | 0.854 | 0.85142 | 0.81795 | 0.87031 | 0.81623 | 0.81795 | 0.83855 | 0.88833 | 0.84198 | 0.86859 | 0.82053 | 0.87975 | 0.89777 | 0.88061 | 0.83278 | 0.85197 | 0.87202 | 0.83714 | 0.86679 | 0.85284 | 0.84848 | 0.87987 | 0.8511 | 0.87987 | 0.85807 | 0.88336 | 0.87202 | 0.89906 | 0.86418 | 0.85284 | 0.84238 | 0.83278 | 0.88074 | 0.83017 | 0.83889 | 0.8947 | 0.85807 | 0.91563 | 0.83714 | 0.88772 | 0.90342 | 0.84238 | 0.8511 | 0.86156 | 0.87377 | 0.90952 | 0.86418 | 0.89731 | 0.85371 | 0.88336 | 0.89208 | 0.82842 | 0.87987 | 0.87464 | 0.86679 | 0.89906 | 0.86069 | 0.86854 | 0.89993 | 0.86156 | 0.85371 | 0.85894 | 0.86766 | 0.83889 | 0.83627 | 0.86069 | 0.86766 | 0.87377 | 0.89295 | 0.90429 | 0.85458 | 0.89295 | 0.87987 | 0.8947 | 0.84499 | 0.86069 | 0.84063 | 0.91563 | 0.84325 | 0.8851 | 0.86941 | 0.88598 | 0.82929 | 0.89295 | 0.86418 | 0.89906 | 0.83889 | 0.83889 | 0.82842 | 0.89557 | 0.8729 | 0.9069 | 0.82842 | 0.87028 | 0.8415 | 0.85546 | 0.91388 | 0.90516 | 0.85197 | 0.86156 | 0.86505 | 0.83627 | 0.84063 | 0.8415 | 0.89557 | 0.90603 | 0.87377 | 0.85458 | 0.84674
MB_HDY_CSS | 358 | 230 | MB | 0.007343 | 358 | 5051 | 0.37089 | 0.41058 | 0.39576 | 0.38895 | 0.38775 | 0.38735 | 0.39856 | 0.40738 | 0.41218 | 0.38695 | 0.38054 | 0.39616 | 0.40978 | 0.38815 | 0.40377 | 0.40738 | 0.38975 | 0.38615 | 0.41659 | 0.39336 | 0.39376 | 0.39416 | 0.38575 | 0.38895 | 0.39696 | 0.38695 | 0.38534 | 0.39776 | 0.41298 | 0.39736 | 0.38174 | 0.39256 | 0.38615 | 0.40457 | 0.38775 | 0.40017 | 0.39135 | 0.38174 | 0.39376 | 0.41699 | 0.39416 | 0.39015 | 0.41258 | 0.38054 | 0.40778 | 0.39896 | 0.39376 | 0.41659 | 0.38454 | 0.4521 | 0.42103 | 0.42715 | 0.43284 | 0.4486 | 0.42847 | 0.42934 | 0.42453 | 0.45341 | 0.44772 | 0.42103 | 0.41971 | 0.42671 | 0.44203 | 0.44904 | 0.45035 | 0.45779 | 0.42584 | 0.43547 | 0.42715 | 0.44685 | 0.43853 | 0.43284 | 0.41884 | 0.43109 | 0.4324 | 0.43853 | 0.43197 | 0.41752 | 0.41796 | 0.41577 | 0.43284 | 0.4521 | 0.42365 | 0.43372 | 0.41927 | 0.42234 | 0.44247 | 0.42934 | 0.44291 | 0.45691 | 0.45166 | 0.44159 | 0.45954 | 0.43459 | 0.42803 | 0.42409 | 0.41796 | 0.43395 | 0.46199 | 0.4424 | 0.43929 | 0.4522 | 0.4513 | 0.44952 | 0.44952 | 0.43261 | 0.45843 | 0.45843 | 0.45309 | 0.42683 | 0.44774 | 0.46243 | 0.45843 | 0.43706 | 0.43217 | 0.46688 | 0.43884 | 0.45932 | 0.44863 | 0.42816 | 0.45353 | 0.43039 | 0.46021 | 0.4335 | 0.42282 | 0.45487 | 0.42683 | 0.43039 | 0.46688 | 0.43617 | 0.43751 | 0.43662 | 0.42549 | 0.45487 | 0.43261 | 0.44997 | 0.42282 | 0.42905 | 0.45264 | 0.44018 | 0.45843 | 0.45264 | 0.46288 | 0.46733 | 0.43795 | 0.4817 | 0.4766 | 0.48634 | 0.4817 | 0.44276 | 0.46269 | 0.47567 | 0.45898 | 0.48355 | 0.48402 | 0.44276 | 0.46594 | 0.48541 | 0.46594 | 0.47382 | 0.47521 | 0.48031 | 0.44925 | 0.47706 | 0.46362 | 0.45898 | 0.46825 | 0.46547 | 0.47567 | 0.45713 | 0.45342 | 0.48541 | 0.4766 | 0.46686 | 0.44368 | 0.46686 | 0.48402 | 0.45342 | 0.4613 | 0.4613 | 0.45991 | 0.44183 | 0.47011 | 0.4409 | 0.44183 | 0.45296 | 0.47985 | 0.45481 | 0.46918 | 0.44322 | 0.47521 | 0.48495 | 0.47567 | 0.44984 | 0.4602 | 0.47104 | 0.4522 | 0.46821 | 0.46067 | 0.45832 | 0.47528 | 0.45973 | 0.47528 | 0.4635 | 0.47716 | 0.47104 | 0.48564 | 0.4668 | 0.46067 | 0.45502 | 0.44984 | 0.47575 | 0.44843 | 0.45314 | 0.48328 | 0.4635 | 0.49459 | 0.4522 | 0.47952 | 0.48799 | 0.45502 | 0.45973 | 0.46538 | 0.47198 | 0.49129 | 0.4668 | 0.4847 | 0.46114 | 0.47716 | 0.48187 | 0.44748 | 0.47528 | 0.47245 | 0.46821 | 0.48564 | 0.46491 | 0.46915 | 0.48611 | 0.46538 | 0.46114 | 0.46397 | 0.46868 | 0.45314 | 0.45172 | 0.46491 | 0.46868 | 0.47198 | 0.48234 | 0.48846 | 0.46162 | 0.48234 | 0.47528 | 0.48328 | 0.45643 | 0.46491 | 0.45408 | 0.49459 | 0.45549 | 0.4781 | 0.46962 | 0.47857 | 0.44796 | 0.48234 | 0.4668 | 0.48564 | 0.45314 | 0.45314 | 0.44748 | 0.48375 | 0.47151 | 0.48988 | 0.44748 | 0.47009 | 0.45455 | 0.46209 | 0.49365 | 0.48894 | 0.4602 | 0.46538 | 0.46727 | 0.45172 | 0.45408 | 0.45455 | 0.48375 | 0.48941 | 0.47198 | 0.46162 | 0.45738
MB_JPG_GSS | 359 | 230 | MB | 0.017686 | 359 | 5051 | 0.89332 | 0.98891 | 0.95321 | 0.93681 | 0.93391 | 0.93295 | 0.95996 | 0.98119 | 0.99276 | 0.93198 | 0.91655 | 0.95417 | 0.98698 | 0.93488 | 0.9725 | 0.98119 | 0.93874 | 0.93005 | 1.0034 | 0.94742 | 0.94838 | 0.94935 | 0.92909 | 0.93681 | 0.9561 | 0.93198 | 0.92812 | 0.95803 | 0.99469 | 0.95707 | 0.91944 | 0.94549 | 0.93005 | 0.97443 | 0.93391 | 0.96382 | 0.9426 | 0.91944 | 0.94838 | 1.0043 | 0.94935 | 0.9397 | 0.99373 | 0.91655 | 0.98215 | 0.96093 | 0.94838 | 1.0034 | 0.92619 | 1.0889 | 1.0141 | 1.0288 | 1.0425 | 1.0805 | 1.032 | 1.0341 | 1.0225 | 1.0921 | 1.0784 | 1.0141 | 1.0109 | 1.0278 | 1.0647 | 1.0815 | 1.0847 | 1.1026 | 1.0257 | 1.0488 | 1.0288 | 1.0763 | 1.0562 | 1.0425 | 1.0088 | 1.0383 | 1.0415 | 1.0562 | 1.0404 | 1.0056 | 1.0067 | 1.0014 | 1.0425 | 1.0889 | 1.0204 | 1.0446 | 1.0098 | 1.0172 | 1.0657 | 1.0341 | 1.0668 | 1.1005 | 1.0878 | 1.0636 | 1.1068 | 1.0467 | 1.0309 | 1.0214 | 1.0067 | 1.0452 | 1.1127 | 1.0656 | 1.058 | 1.0891 | 1.087 | 1.0827 | 1.0827 | 1.042 | 1.1041 | 1.1041 | 1.0913 | 1.028 | 1.0784 | 1.1138 | 1.1041 | 1.0527 | 1.0409 | 1.1245 | 1.057 | 1.1063 | 1.0806 | 1.0312 | 1.0924 | 1.0366 | 1.1084 | 1.0441 | 1.0184 | 1.0956 | 1.028 | 1.0366 | 1.1245 | 1.0505 | 1.0538 | 1.0516 | 1.0248 | 1.0956 | 1.042 | 1.0838 | 1.0184 | 1.0334 | 1.0902 | 1.0602 | 1.1041 | 1.0902 | 1.1149 | 1.1256 | 1.0548 | 1.1602 | 1.1479 | 1.1714 | 1.1602 | 1.0664 | 1.1144 | 1.1457 | 1.1055 | 1.1647 | 1.1658 | 1.0664 | 1.1222 | 1.1691 | 1.1222 | 1.1412 | 1.1446 | 1.1568 | 1.082 | 1.149 | 1.1166 | 1.1055 | 1.1278 | 1.1211 | 1.1457 | 1.101 | 1.0921 | 1.1691 | 1.1479 | 1.1245 | 1.0686 | 1.1245 | 1.1658 | 1.0921 | 1.1111 | 1.1111 | 1.1077 | 1.0642 | 1.1323 | 1.0619 | 1.0642 | 1.091 | 1.1557 | 1.0954 | 1.13 | 1.0675 | 1.1446 | 1.168 | 1.1457 | 1.0835 | 1.1084 | 1.1345 | 1.0891 | 1.1277 | 1.1096 | 1.1039 | 1.1447 | 1.1073 | 1.1447 | 1.1164 | 1.1493 | 1.1345 | 1.1697 | 1.1243 | 1.1096 | 1.0959 | 1.0835 | 1.1459 | 1.0801 | 1.0914 | 1.164 | 1.1164 | 1.1912 | 1.0891 | 1.1549 | 1.1754 | 1.0959 | 1.1073 | 1.1209 | 1.1368 | 1.1833 | 1.1243 | 1.1674 | 1.1107 | 1.1493 | 1.1606 | 1.0778 | 1.1447 | 1.1379 | 1.1277 | 1.1697 | 1.1198 | 1.13 | 1.1708 | 1.1209 | 1.1107 | 1.1175 | 1.1288 | 1.0914 | 1.088 | 1.1198 | 1.1288 | 1.1368 | 1.1617 | 1.1765 | 1.1118 | 1.1617 | 1.1447 | 1.164 | 1.0993 | 1.1198 | 1.0937 | 1.1912 | 1.0971 | 1.1515 | 1.1311 | 1.1527 | 1.0789 | 1.1617 | 1.1243 | 1.1697 | 1.0914 | 1.0914 | 1.0778 | 1.1651 | 1.1357 | 1.1799 | 1.0778 | 1.1322 | 1.0948 | 1.113 | 1.189 | 1.1776 | 1.1084 | 1.1209 | 1.1254 | 1.088 | 1.0937 | 1.0948 | 1.1651 | 1.1788 | 1.1368 | 1.1118 | 1.1016
MB_KLT_TSS | 360 | 230 | MB | 0.017686 | 360 | 5051 | 0.89332 | 0.98891 | 0.95321 | 0.93681 | 0.93391 | 0.93295 | 0.95996 | 0.98119 | 0.99276 | 0.93198 | 0.91655 | 0.95417 | 0.98698 | 0.93488 | 0.9725 | 0.98119 | 0.93874 | 0.93005 | 1.0034 | 0.94742 | 0.94838 | 0.94935 | 0.92909 | 0.93681 | 0.9561 | 0.93198 | 0.92812 | 0.95803 | 0.99469 | 0.95707 | 0.91944 | 0.94549 | 0.93005 | 0.97443 | 0.93391 | 0.96382 | 0.9426 | 0.91944 | 0.94838 | 1.0043 | 0.94935 | 0.9397 | 0.99373 | 0.91655 | 0.98215 | 0.96093 | 0.94838 | 1.0034 | 0.92619 | 1.0889 | 1.0141 | 1.0288 | 1.0425 | 1.0805 | 1.032 | 1.0341 | 1.0225 | 1.0921 | 1.0784 | 1.0141 | 1.0109 | 1.0278 | 1.0647 | 1.0815 | 1.0847 | 1.1026 | 1.0257 | 1.0488 | 1.0288 | 1.0763 | 1.0562 | 1.0425 | 1.0088 | 1.0383 | 1.0415 | 1.0562 | 1.0404 | 1.0056 | 1.0067 | 1.0014 | 1.0425 | 1.0889 | 1.0204 | 1.0446 | 1.0098 | 1.0172 | 1.0657 | 1.0341 | 1.0668 | 1.1005 | 1.0878 | 1.0636 | 1.1068 | 1.0467 | 1.0309 | 1.0214 | 1.0067 | 1.0452 | 1.1127 | 1.0656 | 1.058 | 1.0891 | 1.087 | 1.0827 | 1.0827 | 1.042 | 1.1041 | 1.1041 | 1.0913 | 1.028 | 1.0784 | 1.1138 | 1.1041 | 1.0527 | 1.0409 | 1.1245 | 1.057 | 1.1063 | 1.0806 | 1.0312 | 1.0924 | 1.0366 | 1.1084 | 1.0441 | 1.0184 | 1.0956 | 1.028 | 1.0366 | 1.1245 | 1.0505 | 1.0538 | 1.0516 | 1.0248 | 1.0956 | 1.042 | 1.0838 | 1.0184 | 1.0334 | 1.0902 | 1.0602 | 1.1041 | 1.0902 | 1.1149 | 1.1256 | 1.0548 | 1.1602 | 1.1479 | 1.1714 | 1.1602 | 1.0664 | 1.1144 | 1.1457 | 1.1055 | 1.1647 | 1.1658 | 1.0664 | 1.1222 | 1.1691 | 1.1222 | 1.1412 | 1.1446 | 1.1568 | 1.082 | 1.149 | 1.1166 | 1.1055 | 1.1278 | 1.1211 | 1.1457 | 1.101 | 1.0921 | 1.1691 | 1.1479 | 1.1245 | 1.0686 | 1.1245 | 1.1658 | 1.0921 | 1.1111 | 1.1111 | 1.1077 | 1.0642 | 1.1323 | 1.0619 | 1.0642 | 1.091 | 1.1557 | 1.0954 | 1.13 | 1.0675 | 1.1446 | 1.168 | 1.1457 | 1.0835 | 1.1084 | 1.1345 | 1.0891 | 1.1277 | 1.1096 | 1.1039 | 1.1447 | 1.1073 | 1.1447 | 1.1164 | 1.1493 | 1.1345 | 1.1697 | 1.1243 | 1.1096 | 1.0959 | 1.0835 | 1.1459 | 1.0801 | 1.0914 | 1.164 | 1.1164 | 1.1912 | 1.0891 | 1.1549 | 1.1754 | 1.0959 | 1.1073 | 1.1209 | 1.1368 | 1.1833 | 1.1243 | 1.1674 | 1.1107 | 1.1493 | 1.1606 | 1.0778 | 1.1447 | 1.1379 | 1.1277 | 1.1697 | 1.1198 | 1.13 | 1.1708 | 1.1209 | 1.1107 | 1.1175 | 1.1288 | 1.0914 | 1.088 | 1.1198 | 1.1288 | 1.1368 | 1.1617 | 1.1765 | 1.1118 | 1.1617 | 1.1447 | 1.164 | 1.0993 | 1.1198 | 1.0937 | 1.1912 | 1.0971 | 1.1515 | 1.1311 | 1.1527 | 1.0789 | 1.1617 | 1.1243 | 1.1697 | 1.0914 | 1.0914 | 1.0778 | 1.1651 | 1.1357 | 1.1799 | 1.0778 | 1.1322 | 1.0948 | 1.113 | 1.189 | 1.1776 | 1.1084 | 1.1209 | 1.1254 | 1.088 | 1.0937 | 1.0948 | 1.1651 | 1.1788 | 1.1368 | 1.1118 | 1.1016
MB_KWT_CSS | 361 | 230 | MB | 0.007343 | 361 | 5051 | 0.37089 | 0.41058 | 0.39576 | 0.38895 | 0.38775 | 0.38735 | 0.39856 | 0.40738 | 0.41218 | 0.38695 | 0.38054 | 0.39616 | 0.40978 | 0.38815 | 0.40377 | 0.40738 | 0.38975 | 0.38615 | 0.41659 | 0.39336 | 0.39376 | 0.39416 | 0.38575 | 0.38895 | 0.39696 | 0.38695 | 0.38534 | 0.39776 | 0.41298 | 0.39736 | 0.38174 | 0.39256 | 0.38615 | 0.40457 | 0.38775 | 0.40017 | 0.39135 | 0.38174 | 0.39376 | 0.41699 | 0.39416 | 0.39015 | 0.41258 | 0.38054 | 0.40778 | 0.39896 | 0.39376 | 0.41659 | 0.38454 | 0.4521 | 0.42103 | 0.42715 | 0.43284 | 0.4486 | 0.42847 | 0.42934 | 0.42453 | 0.45341 | 0.44772 | 0.42103 | 0.41971 | 0.42671 | 0.44203 | 0.44904 | 0.45035 | 0.45779 | 0.42584 | 0.43547 | 0.42715 | 0.44685 | 0.43853 | 0.43284 | 0.41884 | 0.43109 | 0.4324 | 0.43853 | 0.43197 | 0.41752 | 0.41796 | 0.41577 | 0.43284 | 0.4521 | 0.42365 | 0.43372 | 0.41927 | 0.42234 | 0.44247 | 0.42934 | 0.44291 | 0.45691 | 0.45166 | 0.44159 | 0.45954 | 0.43459 | 0.42803 | 0.42409 | 0.41796 | 0.43395 | 0.46199 | 0.4424 | 0.43929 | 0.4522 | 0.4513 | 0.44952 | 0.44952 | 0.43261 | 0.45843 | 0.45843 | 0.45309 | 0.42683 | 0.44774 | 0.46243 | 0.45843 | 0.43706 | 0.43217 | 0.46688 | 0.43884 | 0.45932 | 0.44863 | 0.42816 | 0.45353 | 0.43039 | 0.46021 | 0.4335 | 0.42282 | 0.45487 | 0.42683 | 0.43039 | 0.46688 | 0.43617 | 0.43751 | 0.43662 | 0.42549 | 0.45487 | 0.43261 | 0.44997 | 0.42282 | 0.42905 | 0.45264 | 0.44018 | 0.45843 | 0.45264 | 0.46288 | 0.46733 | 0.43795 | 0.4817 | 0.4766 | 0.48634 | 0.4817 | 0.44276 | 0.46269 | 0.47567 | 0.45898 | 0.48355 | 0.48402 | 0.44276 | 0.46594 | 0.48541 | 0.46594 | 0.47382 | 0.47521 | 0.48031 | 0.44925 | 0.47706 | 0.46362 | 0.45898 | 0.46825 | 0.46547 | 0.47567 | 0.45713 | 0.45342 | 0.48541 | 0.4766 | 0.46686 | 0.44368 | 0.46686 | 0.48402 | 0.45342 | 0.4613 | 0.4613 | 0.45991 | 0.44183 | 0.47011 | 0.4409 | 0.44183 | 0.45296 | 0.47985 | 0.45481 | 0.46918 | 0.44322 | 0.47521 | 0.48495 | 0.47567 | 0.44984 | 0.4602 | 0.47104 | 0.4522 | 0.46821 | 0.46067 | 0.45832 | 0.47528 | 0.45973 | 0.47528 | 0.4635 | 0.47716 | 0.47104 | 0.48564 | 0.4668 | 0.46067 | 0.45502 | 0.44984 | 0.47575 | 0.44843 | 0.45314 | 0.48328 | 0.4635 | 0.49459 | 0.4522 | 0.47952 | 0.48799 | 0.45502 | 0.45973 | 0.46538 | 0.47198 | 0.49129 | 0.4668 | 0.4847 | 0.46114 | 0.47716 | 0.48187 | 0.44748 | 0.47528 | 0.47245 | 0.46821 | 0.48564 | 0.46491 | 0.46915 | 0.48611 | 0.46538 | 0.46114 | 0.46397 | 0.46868 | 0.45314 | 0.45172 | 0.46491 | 0.46868 | 0.47198 | 0.48234 | 0.48846 | 0.46162 | 0.48234 | 0.47528 | 0.48328 | 0.45643 | 0.46491 | 0.45408 | 0.49459 | 0.45549 | 0.4781 | 0.46962 | 0.47857 | 0.44796 | 0.48234 | 0.4668 | 0.48564 | 0.45314 | 0.45314 | 0.44748 | 0.48375 | 0.47151 | 0.48988 | 0.44748 | 0.47009 | 0.45455 | 0.46209 | 0.49365 | 0.48894 | 0.4602 | 0.46538 | 0.46727 | 0.45172 | 0.45408 | 0.45455 | 0.48375 | 0.48941 | 0.47198 | 0.46162 | 0.45738
MB_LAV_DSS | 362 | 230 | MB | 0.01101 | 362 | 5051 | 0.55612 | 0.61562 | 0.5934 | 0.58319 | 0.58138 | 0.58078 | 0.5976 | 0.61081 | 0.61802 | 0.58018 | 0.57057 | 0.594 | 0.61442 | 0.58199 | 0.60541 | 0.61081 | 0.58439 | 0.57898 | 0.62463 | 0.58979 | 0.59039 | 0.59099 | 0.57838 | 0.58319 | 0.5952 | 0.58018 | 0.57778 | 0.5964 | 0.61922 | 0.5958 | 0.57238 | 0.58859 | 0.57898 | 0.60661 | 0.58138 | 0.6 | 0.58679 | 0.57238 | 0.59039 | 0.62523 | 0.59099 | 0.58499 | 0.61862 | 0.57057 | 0.61142 | 0.5982 | 0.59039 | 0.62463 | 0.57658 | 0.67787 | 0.63128 | 0.64047 | 0.649 | 0.67262 | 0.64244 | 0.64375 | 0.63653 | 0.67984 | 0.67131 | 0.63128 | 0.62931 | 0.63981 | 0.66278 | 0.67328 | 0.67525 | 0.6864 | 0.6385 | 0.65293 | 0.64047 | 0.67 | 0.65753 | 0.649 | 0.628 | 0.64637 | 0.64834 | 0.65753 | 0.64769 | 0.62603 | 0.62669 | 0.62341 | 0.649 | 0.67787 | 0.63522 | 0.65031 | 0.62865 | 0.63325 | 0.66343 | 0.64375 | 0.66409 | 0.68509 | 0.67721 | 0.66212 | 0.68903 | 0.65162 | 0.64178 | 0.63587 | 0.62669 | 0.65065 | 0.6927 | 0.66333 | 0.65866 | 0.67802 | 0.67668 | 0.67401 | 0.67401 | 0.64865 | 0.68736 | 0.68736 | 0.67935 | 0.63998 | 0.67134 | 0.69336 | 0.68736 | 0.65533 | 0.64799 | 0.70004 | 0.658 | 0.68869 | 0.67268 | 0.64198 | 0.68002 | 0.64532 | 0.69003 | 0.64999 | 0.63397 | 0.68202 | 0.63998 | 0.64532 | 0.70004 | 0.65399 | 0.65599 | 0.65466 | 0.63798 | 0.68202 | 0.64865 | 0.67468 | 0.63397 | 0.64331 | 0.67868 | 0.66 | 0.68736 | 0.67868 | 0.69403 | 0.70071 | 0.65666 | 0.72225 | 0.71461 | 0.72921 | 0.72225 | 0.66386 | 0.69375 | 0.71322 | 0.68819 | 0.72504 | 0.72573 | 0.66386 | 0.69862 | 0.72782 | 0.69862 | 0.71044 | 0.71252 | 0.72017 | 0.67359 | 0.7153 | 0.69514 | 0.68819 | 0.7021 | 0.69792 | 0.71322 | 0.68541 | 0.67985 | 0.72782 | 0.71461 | 0.70001 | 0.66525 | 0.70001 | 0.72573 | 0.67985 | 0.69167 | 0.69167 | 0.68958 | 0.66247 | 0.70488 | 0.66108 | 0.66247 | 0.67916 | 0.71947 | 0.68194 | 0.70349 | 0.66456 | 0.71252 | 0.72712 | 0.71322 | 0.67448 | 0.69002 | 0.70627 | 0.67802 | 0.70203 | 0.69073 | 0.6872 | 0.71262 | 0.68932 | 0.71262 | 0.69497 | 0.71545 | 0.70627 | 0.72816 | 0.69991 | 0.69073 | 0.68225 | 0.67448 | 0.71333 | 0.67237 | 0.67943 | 0.72463 | 0.69497 | 0.74158 | 0.67802 | 0.71898 | 0.73169 | 0.68225 | 0.68932 | 0.69779 | 0.70768 | 0.73664 | 0.69991 | 0.72675 | 0.69143 | 0.71545 | 0.72251 | 0.67095 | 0.71262 | 0.70838 | 0.70203 | 0.72816 | 0.69708 | 0.70344 | 0.72887 | 0.69779 | 0.69143 | 0.69567 | 0.70273 | 0.67943 | 0.67731 | 0.69708 | 0.70273 | 0.70768 | 0.72322 | 0.7324 | 0.69214 | 0.72322 | 0.71262 | 0.72463 | 0.68437 | 0.69708 | 0.68084 | 0.74158 | 0.68296 | 0.71686 | 0.70415 | 0.71757 | 0.67166 | 0.72322 | 0.69991 | 0.72816 | 0.67943 | 0.67943 | 0.67095 | 0.72534 | 0.70697 | 0.73452 | 0.67095 | 0.70485 | 0.68155 | 0.69285 | 0.74017 | 0.7331 | 0.69002 | 0.69779 | 0.70062 | 0.67731 | 0.68084 | 0.68155 | 0.72534 | 0.73381 | 0.70768 | 0.69214 | 0.68578
MB_LDB_DSS | 363 | 115 | MB | 0.006573 | 363 | 5051 | 0.332 | 0.36753 | 0.35426 | 0.34816 | 0.34709 | 0.34673 | 0.35677 | 0.36466 | 0.36896 | 0.34637 | 0.34063 | 0.35462 | 0.36681 | 0.34745 | 0.36143 | 0.36466 | 0.34888 | 0.34565 | 0.3729 | 0.35211 | 0.35247 | 0.35283 | 0.3453 | 0.34816 | 0.35534 | 0.34637 | 0.34494 | 0.35605 | 0.36968 | 0.35569 | 0.34171 | 0.35139 | 0.34565 | 0.36215 | 0.34709 | 0.3582 | 0.35032 | 0.34171 | 0.35247 | 0.37326 | 0.35283 | 0.34924 | 0.36932 | 0.34063 | 0.36502 | 0.35713 | 0.35247 | 0.3729 | 0.34422 | 0.40469 | 0.37688 | 0.38236 | 0.38745 | 0.40156 | 0.38354 | 0.38432 | 0.38001 | 0.40587 | 0.40077 | 0.37688 | 0.3757 | 0.38197 | 0.39568 | 0.40195 | 0.40312 | 0.40978 | 0.38119 | 0.3898 | 0.38236 | 0.39999 | 0.39255 | 0.38745 | 0.37492 | 0.38589 | 0.38706 | 0.39255 | 0.38667 | 0.37374 | 0.37413 | 0.37217 | 0.38745 | 0.40469 | 0.37923 | 0.38824 | 0.37531 | 0.37805 | 0.39607 | 0.38432 | 0.39646 | 0.409 | 0.4043 | 0.39529 | 0.41135 | 0.38902 | 0.38314 | 0.37962 | 0.37413 | 0.38844 | 0.41354 | 0.39601 | 0.39322 | 0.40478 | 0.40398 | 0.40239 | 0.40239 | 0.38725 | 0.41035 | 0.41035 | 0.40557 | 0.38207 | 0.40079 | 0.41394 | 0.41035 | 0.39123 | 0.38685 | 0.41792 | 0.39283 | 0.41115 | 0.40159 | 0.38326 | 0.40597 | 0.38526 | 0.41195 | 0.38804 | 0.37848 | 0.40717 | 0.38207 | 0.38526 | 0.41792 | 0.39043 | 0.39163 | 0.39083 | 0.38087 | 0.40717 | 0.38725 | 0.40279 | 0.37848 | 0.38406 | 0.40518 | 0.39402 | 0.41035 | 0.40518 | 0.41434 | 0.41832 | 0.39203 | 0.43119 | 0.42662 | 0.43534 | 0.43119 | 0.39633 | 0.41417 | 0.42579 | 0.41085 | 0.43285 | 0.43326 | 0.39633 | 0.41708 | 0.43451 | 0.41708 | 0.42413 | 0.42538 | 0.42994 | 0.40214 | 0.42704 | 0.415 | 0.41085 | 0.41915 | 0.41666 | 0.42579 | 0.40919 | 0.40587 | 0.43451 | 0.42662 | 0.41791 | 0.39716 | 0.41791 | 0.43326 | 0.40587 | 0.41293 | 0.41293 | 0.41168 | 0.3955 | 0.42081 | 0.39467 | 0.3955 | 0.40546 | 0.42953 | 0.40712 | 0.41998 | 0.39674 | 0.42538 | 0.43409 | 0.42579 | 0.40267 | 0.41195 | 0.42164 | 0.40478 | 0.41911 | 0.41237 | 0.41026 | 0.42544 | 0.41152 | 0.42544 | 0.4149 | 0.42712 | 0.42164 | 0.43471 | 0.41785 | 0.41237 | 0.40731 | 0.40267 | 0.42586 | 0.4014 | 0.40562 | 0.43261 | 0.4149 | 0.44272 | 0.40478 | 0.42923 | 0.43682 | 0.40731 | 0.41152 | 0.41658 | 0.42249 | 0.43977 | 0.41785 | 0.43387 | 0.41279 | 0.42712 | 0.43134 | 0.40056 | 0.42544 | 0.42291 | 0.41911 | 0.43471 | 0.41616 | 0.41996 | 0.43514 | 0.41658 | 0.41279 | 0.41532 | 0.41953 | 0.40562 | 0.40436 | 0.41616 | 0.41953 | 0.42249 | 0.43176 | 0.43724 | 0.41321 | 0.43176 | 0.42544 | 0.43261 | 0.40857 | 0.41616 | 0.40646 | 0.44272 | 0.40773 | 0.42797 | 0.42038 | 0.42839 | 0.40098 | 0.43176 | 0.41785 | 0.43471 | 0.40562 | 0.40562 | 0.40056 | 0.43303 | 0.42206 | 0.43851 | 0.40056 | 0.4208 | 0.40689 | 0.41363 | 0.44188 | 0.43767 | 0.41195 | 0.41658 | 0.41827 | 0.40436 | 0.40646 | 0.40689 | 0.43303 | 0.43809 | 0.42249 | 0.41321 | 0.40942
MB_LIB_DSS | 364 | 115 | MB | 0.009584 | 364 | 5051 | 0.48409 | 0.53589 | 0.51654 | 0.50765 | 0.50608 | 0.50556 | 0.5202 | 0.5317 | 0.53798 | 0.50504 | 0.49667 | 0.51706 | 0.53484 | 0.50661 | 0.527 | 0.5317 | 0.5087 | 0.50399 | 0.54373 | 0.5134 | 0.51393 | 0.51445 | 0.50347 | 0.50765 | 0.51811 | 0.50504 | 0.50295 | 0.51916 | 0.53902 | 0.51863 | 0.49824 | 0.51236 | 0.50399 | 0.52804 | 0.50608 | 0.52229 | 0.51079 | 0.49824 | 0.51393 | 0.54425 | 0.51445 | 0.50922 | 0.5385 | 0.49667 | 0.53223 | 0.52072 | 0.51393 | 0.54373 | 0.5019 | 0.59007 | 0.54952 | 0.55751 | 0.56494 | 0.5855 | 0.55923 | 0.56037 | 0.55409 | 0.59179 | 0.58436 | 0.54952 | 0.5478 | 0.55694 | 0.57694 | 0.58608 | 0.58779 | 0.5975 | 0.5558 | 0.56837 | 0.55751 | 0.58322 | 0.57237 | 0.56494 | 0.54666 | 0.56266 | 0.56437 | 0.57237 | 0.5638 | 0.54495 | 0.54552 | 0.54266 | 0.56494 | 0.59007 | 0.55294 | 0.56608 | 0.54723 | 0.55123 | 0.57751 | 0.56037 | 0.57808 | 0.59636 | 0.5895 | 0.57636 | 0.59978 | 0.56723 | 0.55866 | 0.55352 | 0.54552 | 0.56638 | 0.60298 | 0.57742 | 0.57335 | 0.5902 | 0.58904 | 0.58671 | 0.58671 | 0.56464 | 0.59833 | 0.59833 | 0.59136 | 0.55709 | 0.58439 | 0.60356 | 0.59833 | 0.57045 | 0.56406 | 0.60937 | 0.57277 | 0.59949 | 0.58555 | 0.55883 | 0.59194 | 0.56174 | 0.60066 | 0.5658 | 0.55186 | 0.59369 | 0.55709 | 0.56174 | 0.60937 | 0.56929 | 0.57103 | 0.56987 | 0.55535 | 0.59369 | 0.56464 | 0.5873 | 0.55186 | 0.55999 | 0.59078 | 0.57452 | 0.59833 | 0.59078 | 0.60414 | 0.60995 | 0.57161 | 0.62871 | 0.62205 | 0.63476 | 0.62871 | 0.57788 | 0.6039 | 0.62084 | 0.59906 | 0.63113 | 0.63173 | 0.57788 | 0.60814 | 0.63355 | 0.60814 | 0.61842 | 0.62024 | 0.62689 | 0.58635 | 0.62266 | 0.60511 | 0.59906 | 0.61116 | 0.60753 | 0.62084 | 0.59664 | 0.5918 | 0.63355 | 0.62205 | 0.60935 | 0.57909 | 0.60935 | 0.63173 | 0.5918 | 0.60208 | 0.60208 | 0.60027 | 0.57667 | 0.61358 | 0.57546 | 0.57667 | 0.59119 | 0.62629 | 0.59361 | 0.61237 | 0.57848 | 0.62024 | 0.63294 | 0.62084 | 0.58713 | 0.60065 | 0.61479 | 0.5902 | 0.6111 | 0.60127 | 0.59819 | 0.62032 | 0.60004 | 0.62032 | 0.60495 | 0.62278 | 0.61479 | 0.63385 | 0.60926 | 0.60127 | 0.59389 | 0.58713 | 0.62094 | 0.58528 | 0.59143 | 0.63078 | 0.60495 | 0.64553 | 0.5902 | 0.62586 | 0.63692 | 0.59389 | 0.60004 | 0.60741 | 0.61602 | 0.64123 | 0.60926 | 0.63262 | 0.60188 | 0.62278 | 0.62893 | 0.58405 | 0.62032 | 0.61664 | 0.6111 | 0.63385 | 0.6068 | 0.61233 | 0.63446 | 0.60741 | 0.60188 | 0.60557 | 0.61172 | 0.59143 | 0.58959 | 0.6068 | 0.61172 | 0.61602 | 0.62955 | 0.63754 | 0.6025 | 0.62955 | 0.62032 | 0.63078 | 0.59573 | 0.6068 | 0.59266 | 0.64553 | 0.5945 | 0.62401 | 0.61295 | 0.62463 | 0.58467 | 0.62955 | 0.60926 | 0.63385 | 0.59143 | 0.59143 | 0.58405 | 0.63139 | 0.61541 | 0.63938 | 0.58405 | 0.61356 | 0.59327 | 0.60311 | 0.6443 | 0.63815 | 0.60065 | 0.60741 | 0.60987 | 0.58959 | 0.59266 | 0.59327 | 0.63139 | 0.63877 | 0.61602 | 0.6025 | 0.59696
MB_LMS_GSS | 365 | 230 | MB | 0.007343 | 365 | 5051 | 0.37089 | 0.41058 | 0.39576 | 0.38895 | 0.38775 | 0.38735 | 0.39856 | 0.40738 | 0.41218 | 0.38695 | 0.38054 | 0.39616 | 0.40978 | 0.38815 | 0.40377 | 0.40738 | 0.38975 | 0.38615 | 0.41659 | 0.39336 | 0.39376 | 0.39416 | 0.38575 | 0.38895 | 0.39696 | 0.38695 | 0.38534 | 0.39776 | 0.41298 | 0.39736 | 0.38174 | 0.39256 | 0.38615 | 0.40457 | 0.38775 | 0.40017 | 0.39135 | 0.38174 | 0.39376 | 0.41699 | 0.39416 | 0.39015 | 0.41258 | 0.38054 | 0.40778 | 0.39896 | 0.39376 | 0.41659 | 0.38454 | 0.4521 | 0.42103 | 0.42715 | 0.43284 | 0.4486 | 0.42847 | 0.42934 | 0.42453 | 0.45341 | 0.44772 | 0.42103 | 0.41971 | 0.42671 | 0.44203 | 0.44904 | 0.45035 | 0.45779 | 0.42584 | 0.43547 | 0.42715 | 0.44685 | 0.43853 | 0.43284 | 0.41884 | 0.43109 | 0.4324 | 0.43853 | 0.43197 | 0.41752 | 0.41796 | 0.41577 | 0.43284 | 0.4521 | 0.42365 | 0.43372 | 0.41927 | 0.42234 | 0.44247 | 0.42934 | 0.44291 | 0.45691 | 0.45166 | 0.44159 | 0.45954 | 0.43459 | 0.42803 | 0.42409 | 0.41796 | 0.43395 | 0.46199 | 0.4424 | 0.43929 | 0.4522 | 0.4513 | 0.44952 | 0.44952 | 0.43261 | 0.45843 | 0.45843 | 0.45309 | 0.42683 | 0.44774 | 0.46243 | 0.45843 | 0.43706 | 0.43217 | 0.46688 | 0.43884 | 0.45932 | 0.44863 | 0.42816 | 0.45353 | 0.43039 | 0.46021 | 0.4335 | 0.42282 | 0.45487 | 0.42683 | 0.43039 | 0.46688 | 0.43617 | 0.43751 | 0.43662 | 0.42549 | 0.45487 | 0.43261 | 0.44997 | 0.42282 | 0.42905 | 0.45264 | 0.44018 | 0.45843 | 0.45264 | 0.46288 | 0.46733 | 0.43795 | 0.4817 | 0.4766 | 0.48634 | 0.4817 | 0.44276 | 0.46269 | 0.47567 | 0.45898 | 0.48355 | 0.48402 | 0.44276 | 0.46594 | 0.48541 | 0.46594 | 0.47382 | 0.47521 | 0.48031 | 0.44925 | 0.47706 | 0.46362 | 0.45898 | 0.46825 | 0.46547 | 0.47567 | 0.45713 | 0.45342 | 0.48541 | 0.4766 | 0.46686 | 0.44368 | 0.46686 | 0.48402 | 0.45342 | 0.4613 | 0.4613 | 0.45991 | 0.44183 | 0.47011 | 0.4409 | 0.44183 | 0.45296 | 0.47985 | 0.45481 | 0.46918 | 0.44322 | 0.47521 | 0.48495 | 0.47567 | 0.44984 | 0.4602 | 0.47104 | 0.4522 | 0.46821 | 0.46067 | 0.45832 | 0.47528 | 0.45973 | 0.47528 | 0.4635 | 0.47716 | 0.47104 | 0.48564 | 0.4668 | 0.46067 | 0.45502 | 0.44984 | 0.47575 | 0.44843 | 0.45314 | 0.48328 | 0.4635 | 0.49459 | 0.4522 | 0.47952 | 0.48799 | 0.45502 | 0.45973 | 0.46538 | 0.47198 | 0.49129 | 0.4668 | 0.4847 | 0.46114 | 0.47716 | 0.48187 | 0.44748 | 0.47528 | 0.47245 | 0.46821 | 0.48564 | 0.46491 | 0.46915 | 0.48611 | 0.46538 | 0.46114 | 0.46397 | 0.46868 | 0.45314 | 0.45172 | 0.46491 | 0.46868 | 0.47198 | 0.48234 | 0.48846 | 0.46162 | 0.48234 | 0.47528 | 0.48328 | 0.45643 | 0.46491 | 0.45408 | 0.49459 | 0.45549 | 0.4781 | 0.46962 | 0.47857 | 0.44796 | 0.48234 | 0.4668 | 0.48564 | 0.45314 | 0.45314 | 0.44748 | 0.48375 | 0.47151 | 0.48988 | 0.44748 | 0.47009 | 0.45455 | 0.46209 | 0.49365 | 0.48894 | 0.4602 | 0.46538 | 0.46727 | 0.45172 | 0.45408 | 0.45455 | 0.48375 | 0.48941 | 0.47198 | 0.46162 | 0.45738
MB_LSP_GSS | 366 | 230 | MB | 0.007343 | 366 | 5051 | 0.37089 | 0.41058 | 0.39576 | 0.38895 | 0.38775 | 0.38735 | 0.39856 | 0.40738 | 0.41218 | 0.38695 | 0.38054 | 0.39616 | 0.40978 | 0.38815 | 0.40377 | 0.40738 | 0.38975 | 0.38615 | 0.41659 | 0.39336 | 0.39376 | 0.39416 | 0.38575 | 0.38895 | 0.39696 | 0.38695 | 0.38534 | 0.39776 | 0.41298 | 0.39736 | 0.38174 | 0.39256 | 0.38615 | 0.40457 | 0.38775 | 0.40017 | 0.39135 | 0.38174 | 0.39376 | 0.41699 | 0.39416 | 0.39015 | 0.41258 | 0.38054 | 0.40778 | 0.39896 | 0.39376 | 0.41659 | 0.38454 | 0.4521 | 0.42103 | 0.42715 | 0.43284 | 0.4486 | 0.42847 | 0.42934 | 0.42453 | 0.45341 | 0.44772 | 0.42103 | 0.41971 | 0.42671 | 0.44203 | 0.44904 | 0.45035 | 0.45779 | 0.42584 | 0.43547 | 0.42715 | 0.44685 | 0.43853 | 0.43284 | 0.41884 | 0.43109 | 0.4324 | 0.43853 | 0.43197 | 0.41752 | 0.41796 | 0.41577 | 0.43284 | 0.4521 | 0.42365 | 0.43372 | 0.41927 | 0.42234 | 0.44247 | 0.42934 | 0.44291 | 0.45691 | 0.45166 | 0.44159 | 0.45954 | 0.43459 | 0.42803 | 0.42409 | 0.41796 | 0.43395 | 0.46199 | 0.4424 | 0.43929 | 0.4522 | 0.4513 | 0.44952 | 0.44952 | 0.43261 | 0.45843 | 0.45843 | 0.45309 | 0.42683 | 0.44774 | 0.46243 | 0.45843 | 0.43706 | 0.43217 | 0.46688 | 0.43884 | 0.45932 | 0.44863 | 0.42816 | 0.45353 | 0.43039 | 0.46021 | 0.4335 | 0.42282 | 0.45487 | 0.42683 | 0.43039 | 0.46688 | 0.43617 | 0.43751 | 0.43662 | 0.42549 | 0.45487 | 0.43261 | 0.44997 | 0.42282 | 0.42905 | 0.45264 | 0.44018 | 0.45843 | 0.45264 | 0.46288 | 0.46733 | 0.43795 | 0.4817 | 0.4766 | 0.48634 | 0.4817 | 0.44276 | 0.46269 | 0.47567 | 0.45898 | 0.48355 | 0.48402 | 0.44276 | 0.46594 | 0.48541 | 0.46594 | 0.47382 | 0.47521 | 0.48031 | 0.44925 | 0.47706 | 0.46362 | 0.45898 | 0.46825 | 0.46547 | 0.47567 | 0.45713 | 0.45342 | 0.48541 | 0.4766 | 0.46686 | 0.44368 | 0.46686 | 0.48402 | 0.45342 | 0.4613 | 0.4613 | 0.45991 | 0.44183 | 0.47011 | 0.4409 | 0.44183 | 0.45296 | 0.47985 | 0.45481 | 0.46918 | 0.44322 | 0.47521 | 0.48495 | 0.47567 | 0.44984 | 0.4602 | 0.47104 | 0.4522 | 0.46821 | 0.46067 | 0.45832 | 0.47528 | 0.45973 | 0.47528 | 0.4635 | 0.47716 | 0.47104 | 0.48564 | 0.4668 | 0.46067 | 0.45502 | 0.44984 | 0.47575 | 0.44843 | 0.45314 | 0.48328 | 0.4635 | 0.49459 | 0.4522 | 0.47952 | 0.48799 | 0.45502 | 0.45973 | 0.46538 | 0.47198 | 0.49129 | 0.4668 | 0.4847 | 0.46114 | 0.47716 | 0.48187 | 0.44748 | 0.47528 | 0.47245 | 0.46821 | 0.48564 | 0.46491 | 0.46915 | 0.48611 | 0.46538 | 0.46114 | 0.46397 | 0.46868 | 0.45314 | 0.45172 | 0.46491 | 0.46868 | 0.47198 | 0.48234 | 0.48846 | 0.46162 | 0.48234 | 0.47528 | 0.48328 | 0.45643 | 0.46491 | 0.45408 | 0.49459 | 0.45549 | 0.4781 | 0.46962 | 0.47857 | 0.44796 | 0.48234 | 0.4668 | 0.48564 | 0.45314 | 0.45314 | 0.44748 | 0.48375 | 0.47151 | 0.48988 | 0.44748 | 0.47009 | 0.45455 | 0.46209 | 0.49365 | 0.48894 | 0.4602 | 0.46538 | 0.46727 | 0.45172 | 0.45408 | 0.45455 | 0.48375 | 0.48941 | 0.47198 | 0.46162 | 0.45738
MB_LSP_SWS | 367 | 230 | MB | 0.007343 | 367 | 5051 | 0.37089 | 0.41058 | 0.39576 | 0.38895 | 0.38775 | 0.38735 | 0.39856 | 0.40738 | 0.41218 | 0.38695 | 0.38054 | 0.39616 | 0.40978 | 0.38815 | 0.40377 | 0.40738 | 0.38975 | 0.38615 | 0.41659 | 0.39336 | 0.39376 | 0.39416 | 0.38575 | 0.38895 | 0.39696 | 0.38695 | 0.38534 | 0.39776 | 0.41298 | 0.39736 | 0.38174 | 0.39256 | 0.38615 | 0.40457 | 0.38775 | 0.40017 | 0.39135 | 0.38174 | 0.39376 | 0.41699 | 0.39416 | 0.39015 | 0.41258 | 0.38054 | 0.40778 | 0.39896 | 0.39376 | 0.41659 | 0.38454 | 0.4521 | 0.42103 | 0.42715 | 0.43284 | 0.4486 | 0.42847 | 0.42934 | 0.42453 | 0.45341 | 0.44772 | 0.42103 | 0.41971 | 0.42671 | 0.44203 | 0.44904 | 0.45035 | 0.45779 | 0.42584 | 0.43547 | 0.42715 | 0.44685 | 0.43853 | 0.43284 | 0.41884 | 0.43109 | 0.4324 | 0.43853 | 0.43197 | 0.41752 | 0.41796 | 0.41577 | 0.43284 | 0.4521 | 0.42365 | 0.43372 | 0.41927 | 0.42234 | 0.44247 | 0.42934 | 0.44291 | 0.45691 | 0.45166 | 0.44159 | 0.45954 | 0.43459 | 0.42803 | 0.42409 | 0.41796 | 0.43395 | 0.46199 | 0.4424 | 0.43929 | 0.4522 | 0.4513 | 0.44952 | 0.44952 | 0.43261 | 0.45843 | 0.45843 | 0.45309 | 0.42683 | 0.44774 | 0.46243 | 0.45843 | 0.43706 | 0.43217 | 0.46688 | 0.43884 | 0.45932 | 0.44863 | 0.42816 | 0.45353 | 0.43039 | 0.46021 | 0.4335 | 0.42282 | 0.45487 | 0.42683 | 0.43039 | 0.46688 | 0.43617 | 0.43751 | 0.43662 | 0.42549 | 0.45487 | 0.43261 | 0.44997 | 0.42282 | 0.42905 | 0.45264 | 0.44018 | 0.45843 | 0.45264 | 0.46288 | 0.46733 | 0.43795 | 0.4817 | 0.4766 | 0.48634 | 0.4817 | 0.44276 | 0.46269 | 0.47567 | 0.45898 | 0.48355 | 0.48402 | 0.44276 | 0.46594 | 0.48541 | 0.46594 | 0.47382 | 0.47521 | 0.48031 | 0.44925 | 0.47706 | 0.46362 | 0.45898 | 0.46825 | 0.46547 | 0.47567 | 0.45713 | 0.45342 | 0.48541 | 0.4766 | 0.46686 | 0.44368 | 0.46686 | 0.48402 | 0.45342 | 0.4613 | 0.4613 | 0.45991 | 0.44183 | 0.47011 | 0.4409 | 0.44183 | 0.45296 | 0.47985 | 0.45481 | 0.46918 | 0.44322 | 0.47521 | 0.48495 | 0.47567 | 0.44984 | 0.4602 | 0.47104 | 0.4522 | 0.46821 | 0.46067 | 0.45832 | 0.47528 | 0.45973 | 0.47528 | 0.4635 | 0.47716 | 0.47104 | 0.48564 | 0.4668 | 0.46067 | 0.45502 | 0.44984 | 0.47575 | 0.44843 | 0.45314 | 0.48328 | 0.4635 | 0.49459 | 0.4522 | 0.47952 | 0.48799 | 0.45502 | 0.45973 | 0.46538 | 0.47198 | 0.49129 | 0.4668 | 0.4847 | 0.46114 | 0.47716 | 0.48187 | 0.44748 | 0.47528 | 0.47245 | 0.46821 | 0.48564 | 0.46491 | 0.46915 | 0.48611 | 0.46538 | 0.46114 | 0.46397 | 0.46868 | 0.45314 | 0.45172 | 0.46491 | 0.46868 | 0.47198 | 0.48234 | 0.48846 | 0.46162 | 0.48234 | 0.47528 | 0.48328 | 0.45643 | 0.46491 | 0.45408 | 0.49459 | 0.45549 | 0.4781 | 0.46962 | 0.47857 | 0.44796 | 0.48234 | 0.4668 | 0.48564 | 0.45314 | 0.45314 | 0.44748 | 0.48375 | 0.47151 | 0.48988 | 0.44748 | 0.47009 | 0.45455 | 0.46209 | 0.49365 | 0.48894 | 0.4602 | 0.46538 | 0.46727 | 0.45172 | 0.45408 | 0.45455 | 0.48375 | 0.48941 | 0.47198 | 0.46162 | 0.45738
MB_LTL_DSS | 368 | 230 | MB | 0.019991 | 368 | 5051 | 1.0097 | 1.1178 | 1.0774 | 1.0589 | 1.0556 | 1.0545 | 1.0851 | 1.1091 | 1.1222 | 1.0534 | 1.036 | 1.0785 | 1.1156 | 1.0567 | 1.0992 | 1.1091 | 1.0611 | 1.0513 | 1.1341 | 1.0709 | 1.072 | 1.0731 | 1.0502 | 1.0589 | 1.0807 | 1.0534 | 1.0491 | 1.0829 | 1.1243 | 1.0818 | 1.0393 | 1.0687 | 1.0513 | 1.1014 | 1.0556 | 1.0894 | 1.0654 | 1.0393 | 1.072 | 1.1352 | 1.0731 | 1.0622 | 1.1232 | 1.036 | 1.1102 | 1.0862 | 1.072 | 1.1341 | 1.0469 | 1.2308 | 1.1462 | 1.1629 | 1.1784 | 1.2213 | 1.1665 | 1.1689 | 1.1558 | 1.2344 | 1.2189 | 1.1462 | 1.1426 | 1.1617 | 1.2034 | 1.2225 | 1.2261 | 1.2463 | 1.1593 | 1.1855 | 1.1629 | 1.2165 | 1.1939 | 1.1784 | 1.1403 | 1.1736 | 1.1772 | 1.1939 | 1.176 | 1.1367 | 1.1379 | 1.1319 | 1.1784 | 1.2308 | 1.1534 | 1.1808 | 1.1415 | 1.1498 | 1.2046 | 1.1689 | 1.2058 | 1.2439 | 1.2296 | 1.2022 | 1.2511 | 1.1832 | 1.1653 | 1.1546 | 1.1379 | 1.1814 | 1.2577 | 1.2044 | 1.1959 | 1.2311 | 1.2287 | 1.2238 | 1.2238 | 1.1778 | 1.248 | 1.248 | 1.2335 | 1.162 | 1.219 | 1.259 | 1.248 | 1.1899 | 1.1766 | 1.2711 | 1.1947 | 1.2505 | 1.2214 | 1.1657 | 1.2347 | 1.1717 | 1.2529 | 1.1802 | 1.1511 | 1.2384 | 1.162 | 1.1717 | 1.2711 | 1.1875 | 1.1911 | 1.1887 | 1.1584 | 1.2384 | 1.1778 | 1.225 | 1.1511 | 1.1681 | 1.2323 | 1.1984 | 1.248 | 1.2323 | 1.2602 | 1.2723 | 1.1923 | 1.3114 | 1.2975 | 1.324 | 1.3114 | 1.2054 | 1.2597 | 1.295 | 1.2496 | 1.3165 | 1.3177 | 1.2054 | 1.2685 | 1.3215 | 1.2685 | 1.2899 | 1.2937 | 1.3076 | 1.2231 | 1.2988 | 1.2622 | 1.2496 | 1.2748 | 1.2672 | 1.295 | 1.2445 | 1.2344 | 1.3215 | 1.2975 | 1.271 | 1.2079 | 1.271 | 1.3177 | 1.2344 | 1.2559 | 1.2559 | 1.2521 | 1.2029 | 1.2799 | 1.2003 | 1.2029 | 1.2332 | 1.3064 | 1.2382 | 1.2773 | 1.2066 | 1.2937 | 1.3202 | 1.295 | 1.2247 | 1.2529 | 1.2824 | 1.2311 | 1.2747 | 1.2542 | 1.2478 | 1.2939 | 1.2516 | 1.2939 | 1.2619 | 1.299 | 1.2824 | 1.3221 | 1.2708 | 1.2542 | 1.2388 | 1.2247 | 1.2952 | 1.2208 | 1.2336 | 1.3157 | 1.2619 | 1.3465 | 1.2311 | 1.3055 | 1.3285 | 1.2388 | 1.2516 | 1.267 | 1.2849 | 1.3375 | 1.2708 | 1.3196 | 1.2554 | 1.299 | 1.3119 | 1.2183 | 1.2939 | 1.2862 | 1.2747 | 1.3221 | 1.2657 | 1.2772 | 1.3234 | 1.267 | 1.2554 | 1.2631 | 1.276 | 1.2336 | 1.2298 | 1.2657 | 1.276 | 1.2849 | 1.3132 | 1.3298 | 1.2567 | 1.3132 | 1.2939 | 1.3157 | 1.2426 | 1.2657 | 1.2362 | 1.3465 | 1.2401 | 1.3016 | 1.2785 | 1.3029 | 1.2195 | 1.3132 | 1.2708 | 1.3221 | 1.2336 | 1.2336 | 1.2183 | 1.317 | 1.2837 | 1.3337 | 1.2183 | 1.2798 | 1.2375 | 1.258 | 1.3439 | 1.3311 | 1.2529 | 1.267 | 1.2721 | 1.2298 | 1.2362 | 1.2375 | 1.317 | 1.3324 | 1.2849 | 1.2567 | 1.2452
MB_MCF_GSS | 369 | 115 | MB | 0 | 369 | 5051 | 0 | 0 | 0 | 0 | 0 | 0 | 0 | 0 | 0 | 0 | 0 | 0 | 0 | 0 | 0 | 0 | 0 | 0 | 0 | 0 | 0 | 0 | 0 | 0 | 0 | 0 | 0 | 0 | 0 | 0 | 0 | 0 | 0 | 0 | 0 | 0 | 0 | 0 | 0 | 0 | 0 | 0 | 0 | 0 | 0 | 0 | 0 | 0 | 0 | 0 | 0 | 0 | 0 | 0 | 0 | 0 | 0 | 0 | 0 | 0 | 0 | 0 | 0 | 0 | 0 | 0 | 0 | 0 | 0 | 0 | 0 | 0 | 0 | 0 | 0 | 0 | 0 | 0 | 0 | 0 | 0 | 0 | 0 | 0 | 0 | 0 | 0 | 0 | 0 | 0 | 0 | 0 | 0 | 0 | 0 | 0 | 0 | 0 | 0 | 0 | 0 | 0 | 0 | 0 | 0 | 0 | 0 | 0 | 0 | 0 | 0 | 0 | 0 | 0 | 0 | 0 | 0 | 0 | 0 | 0 | 0 | 0 | 0 | 0 | 0 | 0 | 0 | 0 | 0 | 0 | 0 | 0 | 0 | 0 | 0 | 0 | 0 | 0 | 0 | 0 | 0 | 0 | 0 | 0 | 0 | 0 | 0 | 0 | 0 | 0 | 0 | 0 | 0 | 0 | 0 | 0 | 0 | 0 | 0 | 0 | 0 | 0 | 0 | 0 | 0 | 0 | 0 | 0 | 0 | 0 | 0 | 0 | 0 | 0 | 0 | 0 | 0 | 0 | 0 | 0 | 0 | 0 | 0 | 0 | 0 | 0 | 0 | 0 | 0 | 0 | 0 | 0 | 0 | 0 | 0 | 0 | 0 | 0 | 0 | 0 | 0 | 0 | 0 | 0 | 0 | 0 | 0 | 0 | 0 | 0 | 0 | 0 | 0 | 0 | 0 | 0 | 0 | 0 | 0 | 0 | 0 | 0 | 0 | 0 | 0 | 0 | 0 | 0 | 0 | 0 | 0 | 0 | 0 | 0 | 0 | 0 | 0 | 0 | 0 | 0 | 0 | 0 | 0 | 0 | 0 | 0 | 0 | 0 | 0 | 0 | 0 | 0 | 0 | 0 | 0 | 0 | 0 | 0 | 0 | 0 | 0 | 0 | 0 | 0 | 0 | 0 | 0 | 0 | 0 | 0 | 0 | 0 | 0 | 0 | 0 | 0 | 0 | 0 | 0 | 0 | 0 | 0 | 0 | 0 | 0 | 0 | 0 | 0
MB_MCY_DSS | 370 | 115 | MB | 0.009584 | 370 | 5051 | 0.48409 | 0.53589 | 0.51654 | 0.50765 | 0.50608 | 0.50556 | 0.5202 | 0.5317 | 0.53798 | 0.50504 | 0.49667 | 0.51706 | 0.53484 | 0.50661 | 0.527 | 0.5317 | 0.5087 | 0.50399 | 0.54373 | 0.5134 | 0.51393 | 0.51445 | 0.50347 | 0.50765 | 0.51811 | 0.50504 | 0.50295 | 0.51916 | 0.53902 | 0.51863 | 0.49824 | 0.51236 | 0.50399 | 0.52804 | 0.50608 | 0.52229 | 0.51079 | 0.49824 | 0.51393 | 0.54425 | 0.51445 | 0.50922 | 0.5385 | 0.49667 | 0.53223 | 0.52072 | 0.51393 | 0.54373 | 0.5019 | 0.59007 | 0.54952 | 0.55751 | 0.56494 | 0.5855 | 0.55923 | 0.56037 | 0.55409 | 0.59179 | 0.58436 | 0.54952 | 0.5478 | 0.55694 | 0.57694 | 0.58608 | 0.58779 | 0.5975 | 0.5558 | 0.56837 | 0.55751 | 0.58322 | 0.57237 | 0.56494 | 0.54666 | 0.56266 | 0.56437 | 0.57237 | 0.5638 | 0.54495 | 0.54552 | 0.54266 | 0.56494 | 0.59007 | 0.55294 | 0.56608 | 0.54723 | 0.55123 | 0.57751 | 0.56037 | 0.57808 | 0.59636 | 0.5895 | 0.57636 | 0.59978 | 0.56723 | 0.55866 | 0.55352 | 0.54552 | 0.56638 | 0.60298 | 0.57742 | 0.57335 | 0.5902 | 0.58904 | 0.58671 | 0.58671 | 0.56464 | 0.59833 | 0.59833 | 0.59136 | 0.55709 | 0.58439 | 0.60356 | 0.59833 | 0.57045 | 0.56406 | 0.60937 | 0.57277 | 0.59949 | 0.58555 | 0.55883 | 0.59194 | 0.56174 | 0.60066 | 0.5658 | 0.55186 | 0.59369 | 0.55709 | 0.56174 | 0.60937 | 0.56929 | 0.57103 | 0.56987 | 0.55535 | 0.59369 | 0.56464 | 0.5873 | 0.55186 | 0.55999 | 0.59078 | 0.57452 | 0.59833 | 0.59078 | 0.60414 | 0.60995 | 0.57161 | 0.62871 | 0.62205 | 0.63476 | 0.62871 | 0.57788 | 0.6039 | 0.62084 | 0.59906 | 0.63113 | 0.63173 | 0.57788 | 0.60814 | 0.63355 | 0.60814 | 0.61842 | 0.62024 | 0.62689 | 0.58635 | 0.62266 | 0.60511 | 0.59906 | 0.61116 | 0.60753 | 0.62084 | 0.59664 | 0.5918 | 0.63355 | 0.62205 | 0.60935 | 0.57909 | 0.60935 | 0.63173 | 0.5918 | 0.60208 | 0.60208 | 0.60027 | 0.57667 | 0.61358 | 0.57546 | 0.57667 | 0.59119 | 0.62629 | 0.59361 | 0.61237 | 0.57848 | 0.62024 | 0.63294 | 0.62084 | 0.58713 | 0.60065 | 0.61479 | 0.5902 | 0.6111 | 0.60127 | 0.59819 | 0.62032 | 0.60004 | 0.62032 | 0.60495 | 0.62278 | 0.61479 | 0.63385 | 0.60926 | 0.60127 | 0.59389 | 0.58713 | 0.62094 | 0.58528 | 0.59143 | 0.63078 | 0.60495 | 0.64553 | 0.5902 | 0.62586 | 0.63692 | 0.59389 | 0.60004 | 0.60741 | 0.61602 | 0.64123 | 0.60926 | 0.63262 | 0.60188 | 0.62278 | 0.62893 | 0.58405 | 0.62032 | 0.61664 | 0.6111 | 0.63385 | 0.6068 | 0.61233 | 0.63446 | 0.60741 | 0.60188 | 0.60557 | 0.61172 | 0.59143 | 0.58959 | 0.6068 | 0.61172 | 0.61602 | 0.62955 | 0.63754 | 0.6025 | 0.62955 | 0.62032 | 0.63078 | 0.59573 | 0.6068 | 0.59266 | 0.64553 | 0.5945 | 0.62401 | 0.61295 | 0.62463 | 0.58467 | 0.62955 | 0.60926 | 0.63385 | 0.59143 | 0.59143 | 0.58405 | 0.63139 | 0.61541 | 0.63938 | 0.58405 | 0.61356 | 0.59327 | 0.60311 | 0.6443 | 0.63815 | 0.60065 | 0.60741 | 0.60987 | 0.58959 | 0.59266 | 0.59327 | 0.63139 | 0.63877 | 0.61602 | 0.6025 | 0.59696
MB_MIN_DSS | 371 | 230 | MB | 0.009793 | 371 | 5051 | 0.49464 | 0.54757 | 0.52781 | 0.51872 | 0.51712 | 0.51659 | 0.53154 | 0.5433 | 0.54971 | 0.51605 | 0.50751 | 0.52834 | 0.5465 | 0.51766 | 0.53849 | 0.5433 | 0.51979 | 0.51498 | 0.55558 | 0.5246 | 0.52513 | 0.52567 | 0.51445 | 0.51872 | 0.52941 | 0.51605 | 0.51392 | 0.53048 | 0.55078 | 0.52994 | 0.50911 | 0.52353 | 0.51498 | 0.53956 | 0.51712 | 0.53368 | 0.52193 | 0.50911 | 0.52513 | 0.55612 | 0.52567 | 0.52033 | 0.55024 | 0.50751 | 0.54383 | 0.53208 | 0.52513 | 0.55558 | 0.51285 | 0.60294 | 0.5615 | 0.56967 | 0.57726 | 0.59827 | 0.57142 | 0.57259 | 0.56617 | 0.60469 | 0.59711 | 0.5615 | 0.55975 | 0.56909 | 0.58952 | 0.59886 | 0.60061 | 0.61053 | 0.56792 | 0.58076 | 0.56967 | 0.59594 | 0.58485 | 0.57726 | 0.55858 | 0.57493 | 0.57668 | 0.58485 | 0.57609 | 0.55683 | 0.55741 | 0.5545 | 0.57726 | 0.60294 | 0.565 | 0.57843 | 0.55917 | 0.56325 | 0.5901 | 0.57259 | 0.59068 | 0.60936 | 0.60236 | 0.58893 | 0.61286 | 0.57959 | 0.57084 | 0.56559 | 0.55741 | 0.57873 | 0.61613 | 0.59001 | 0.58586 | 0.60307 | 0.60188 | 0.59951 | 0.59951 | 0.57695 | 0.61138 | 0.61138 | 0.60426 | 0.56924 | 0.59713 | 0.61672 | 0.61138 | 0.58289 | 0.57636 | 0.62266 | 0.58526 | 0.61257 | 0.59832 | 0.57102 | 0.60485 | 0.57399 | 0.61375 | 0.57814 | 0.56389 | 0.60663 | 0.56924 | 0.57399 | 0.62266 | 0.5817 | 0.58348 | 0.5823 | 0.56746 | 0.60663 | 0.57695 | 0.6001 | 0.56389 | 0.5722 | 0.60366 | 0.58704 | 0.61138 | 0.60366 | 0.61732 | 0.62325 | 0.58408 | 0.64242 | 0.63562 | 0.6486 | 0.64242 | 0.59048 | 0.61707 | 0.63438 | 0.61212 | 0.64489 | 0.64551 | 0.59048 | 0.6214 | 0.64737 | 0.6214 | 0.63191 | 0.63376 | 0.64056 | 0.59914 | 0.63624 | 0.61831 | 0.61212 | 0.62449 | 0.62078 | 0.63438 | 0.60965 | 0.6047 | 0.64737 | 0.63562 | 0.62263 | 0.59172 | 0.62263 | 0.64551 | 0.6047 | 0.61521 | 0.61521 | 0.61336 | 0.58925 | 0.62696 | 0.58801 | 0.58925 | 0.60408 | 0.63995 | 0.60656 | 0.62573 | 0.5911 | 0.63376 | 0.64675 | 0.63438 | 0.59993 | 0.61375 | 0.6282 | 0.60307 | 0.62443 | 0.61438 | 0.61124 | 0.63385 | 0.61312 | 0.63385 | 0.61815 | 0.63637 | 0.6282 | 0.64767 | 0.62254 | 0.61438 | 0.60684 | 0.59993 | 0.63448 | 0.59804 | 0.60433 | 0.64453 | 0.61815 | 0.65961 | 0.60307 | 0.63951 | 0.65081 | 0.60684 | 0.61312 | 0.62066 | 0.62945 | 0.65521 | 0.62254 | 0.64642 | 0.61501 | 0.63637 | 0.64265 | 0.59679 | 0.63385 | 0.63008 | 0.62443 | 0.64767 | 0.62003 | 0.62569 | 0.6483 | 0.62066 | 0.61501 | 0.61878 | 0.62506 | 0.60433 | 0.60244 | 0.62003 | 0.62506 | 0.62945 | 0.64328 | 0.65144 | 0.61563 | 0.64328 | 0.63385 | 0.64453 | 0.60872 | 0.62003 | 0.60558 | 0.65961 | 0.60747 | 0.63762 | 0.62631 | 0.63825 | 0.59742 | 0.64328 | 0.62254 | 0.64767 | 0.60433 | 0.60433 | 0.59679 | 0.64516 | 0.62883 | 0.65333 | 0.59679 | 0.62694 | 0.60621 | 0.61626 | 0.65835 | 0.65207 | 0.61375 | 0.62066 | 0.62317 | 0.60244 | 0.60558 | 0.60621 | 0.64516 | 0.6527 | 0.62945 | 0.61563 | 0.60998
MB_MYS_DSS | 372 | 230 | MB | 0.017686 | 372 | 5051 | 0.89332 | 0.98891 | 0.95321 | 0.93681 | 0.93391 | 0.93295 | 0.95996 | 0.98119 | 0.99276 | 0.93198 | 0.91655 | 0.95417 | 0.98698 | 0.93488 | 0.9725 | 0.98119 | 0.93874 | 0.93005 | 1.0034 | 0.94742 | 0.94838 | 0.94935 | 0.92909 | 0.93681 | 0.9561 | 0.93198 | 0.92812 | 0.95803 | 0.99469 | 0.95707 | 0.91944 | 0.94549 | 0.93005 | 0.97443 | 0.93391 | 0.96382 | 0.9426 | 0.91944 | 0.94838 | 1.0043 | 0.94935 | 0.9397 | 0.99373 | 0.91655 | 0.98215 | 0.96093 | 0.94838 | 1.0034 | 0.92619 | 1.0889 | 1.0141 | 1.0288 | 1.0425 | 1.0805 | 1.032 | 1.0341 | 1.0225 | 1.0921 | 1.0784 | 1.0141 | 1.0109 | 1.0278 | 1.0647 | 1.0815 | 1.0847 | 1.1026 | 1.0257 | 1.0488 | 1.0288 | 1.0763 | 1.0562 | 1.0425 | 1.0088 | 1.0383 | 1.0415 | 1.0562 | 1.0404 | 1.0056 | 1.0067 | 1.0014 | 1.0425 | 1.0889 | 1.0204 | 1.0446 | 1.0098 | 1.0172 | 1.0657 | 1.0341 | 1.0668 | 1.1005 | 1.0878 | 1.0636 | 1.1068 | 1.0467 | 1.0309 | 1.0214 | 1.0067 | 1.0452 | 1.1127 | 1.0656 | 1.058 | 1.0891 | 1.087 | 1.0827 | 1.0827 | 1.042 | 1.1041 | 1.1041 | 1.0913 | 1.028 | 1.0784 | 1.1138 | 1.1041 | 1.0527 | 1.0409 | 1.1245 | 1.057 | 1.1063 | 1.0806 | 1.0312 | 1.0924 | 1.0366 | 1.1084 | 1.0441 | 1.0184 | 1.0956 | 1.028 | 1.0366 | 1.1245 | 1.0505 | 1.0538 | 1.0516 | 1.0248 | 1.0956 | 1.042 | 1.0838 | 1.0184 | 1.0334 | 1.0902 | 1.0602 | 1.1041 | 1.0902 | 1.1149 | 1.1256 | 1.0548 | 1.1602 | 1.1479 | 1.1714 | 1.1602 | 1.0664 | 1.1144 | 1.1457 | 1.1055 | 1.1647 | 1.1658 | 1.0664 | 1.1222 | 1.1691 | 1.1222 | 1.1412 | 1.1446 | 1.1568 | 1.082 | 1.149 | 1.1166 | 1.1055 | 1.1278 | 1.1211 | 1.1457 | 1.101 | 1.0921 | 1.1691 | 1.1479 | 1.1245 | 1.0686 | 1.1245 | 1.1658 | 1.0921 | 1.1111 | 1.1111 | 1.1077 | 1.0642 | 1.1323 | 1.0619 | 1.0642 | 1.091 | 1.1557 | 1.0954 | 1.13 | 1.0675 | 1.1446 | 1.168 | 1.1457 | 1.0835 | 1.1084 | 1.1345 | 1.0891 | 1.1277 | 1.1096 | 1.1039 | 1.1447 | 1.1073 | 1.1447 | 1.1164 | 1.1493 | 1.1345 | 1.1697 | 1.1243 | 1.1096 | 1.0959 | 1.0835 | 1.1459 | 1.0801 | 1.0914 | 1.164 | 1.1164 | 1.1912 | 1.0891 | 1.1549 | 1.1754 | 1.0959 | 1.1073 | 1.1209 | 1.1368 | 1.1833 | 1.1243 | 1.1674 | 1.1107 | 1.1493 | 1.1606 | 1.0778 | 1.1447 | 1.1379 | 1.1277 | 1.1697 | 1.1198 | 1.13 | 1.1708 | 1.1209 | 1.1107 | 1.1175 | 1.1288 | 1.0914 | 1.088 | 1.1198 | 1.1288 | 1.1368 | 1.1617 | 1.1765 | 1.1118 | 1.1617 | 1.1447 | 1.164 | 1.0993 | 1.1198 | 1.0937 | 1.1912 | 1.0971 | 1.1515 | 1.1311 | 1.1527 | 1.0789 | 1.1617 | 1.1243 | 1.1697 | 1.0914 | 1.0914 | 1.0778 | 1.1651 | 1.1357 | 1.1799 | 1.0778 | 1.1322 | 1.0948 | 1.113 | 1.189 | 1.1776 | 1.1084 | 1.1209 | 1.1254 | 1.088 | 1.0937 | 1.0948 | 1.1651 | 1.1788 | 1.1368 | 1.1118 | 1.1016
MB_NPW_DSS | 373 | 230 | MB | 0.013943 | 373 | 5051 | 0.70426 | 0.77962 | 0.75147 | 0.73854 | 0.73626 | 0.7355 | 0.7568 | 0.77353 | 0.78266 | 0.73474 | 0.72257 | 0.75224 | 0.7781 | 0.73702 | 0.76669 | 0.77353 | 0.74007 | 0.73322 | 0.79103 | 0.74691 | 0.74767 | 0.74843 | 0.73246 | 0.73854 | 0.75376 | 0.73474 | 0.7317 | 0.75528 | 0.78418 | 0.75452 | 0.72485 | 0.74539 | 0.73322 | 0.76821 | 0.73626 | 0.75984 | 0.74311 | 0.72485 | 0.74767 | 0.79179 | 0.74843 | 0.74083 | 0.78342 | 0.72257 | 0.77429 | 0.75756 | 0.74767 | 0.79103 | 0.73018 | 0.85845 | 0.79945 | 0.81108 | 0.82189 | 0.8518 | 0.81358 | 0.81524 | 0.8061 | 0.86094 | 0.85014 | 0.79945 | 0.79696 | 0.81025 | 0.83934 | 0.85263 | 0.85513 | 0.86926 | 0.80859 | 0.82687 | 0.81108 | 0.84848 | 0.83269 | 0.82189 | 0.79529 | 0.81856 | 0.82106 | 0.83269 | 0.82022 | 0.7928 | 0.79363 | 0.78948 | 0.82189 | 0.85845 | 0.80444 | 0.82355 | 0.79612 | 0.80194 | 0.84017 | 0.81524 | 0.841 | 0.86759 | 0.85762 | 0.83851 | 0.87258 | 0.82521 | 0.81275 | 0.80527 | 0.79363 | 0.82399 | 0.87723 | 0.84004 | 0.83413 | 0.85863 | 0.85694 | 0.85356 | 0.85356 | 0.82145 | 0.87047 | 0.87047 | 0.86033 | 0.81046 | 0.85018 | 0.87807 | 0.87047 | 0.8299 | 0.8206 | 0.88652 | 0.83328 | 0.87216 | 0.85187 | 0.813 | 0.86117 | 0.81722 | 0.87385 | 0.82314 | 0.80286 | 0.86371 | 0.81046 | 0.81722 | 0.88652 | 0.82821 | 0.83075 | 0.82906 | 0.80793 | 0.86371 | 0.82145 | 0.85441 | 0.80286 | 0.81469 | 0.85948 | 0.83582 | 0.87047 | 0.85948 | 0.87892 | 0.88737 | 0.83159 | 0.91466 | 0.90498 | 0.92346 | 0.91466 | 0.84071 | 0.87857 | 0.90321 | 0.87152 | 0.91818 | 0.91906 | 0.84071 | 0.88473 | 0.9217 | 0.88473 | 0.89969 | 0.90233 | 0.91202 | 0.85304 | 0.90586 | 0.88033 | 0.87152 | 0.88913 | 0.88385 | 0.90321 | 0.868 | 0.86096 | 0.9217 | 0.90498 | 0.88649 | 0.84247 | 0.88649 | 0.91906 | 0.86096 | 0.87592 | 0.87592 | 0.87328 | 0.83895 | 0.89265 | 0.83719 | 0.83895 | 0.86008 | 0.91114 | 0.8636 | 0.89089 | 0.84159 | 0.90233 | 0.92082 | 0.90321 | 0.85416 | 0.87384 | 0.89441 | 0.85863 | 0.88904 | 0.87473 | 0.87026 | 0.90246 | 0.87295 | 0.90246 | 0.8801 | 0.90604 | 0.89441 | 0.92214 | 0.88636 | 0.87473 | 0.864 | 0.85416 | 0.90336 | 0.85148 | 0.86042 | 0.91767 | 0.8801 | 0.93913 | 0.85863 | 0.91051 | 0.92661 | 0.864 | 0.87295 | 0.88368 | 0.8962 | 0.93287 | 0.88636 | 0.92035 | 0.87563 | 0.90604 | 0.91498 | 0.84969 | 0.90246 | 0.89709 | 0.88904 | 0.92214 | 0.88278 | 0.89083 | 0.92303 | 0.88368 | 0.87563 | 0.881 | 0.88994 | 0.86042 | 0.85774 | 0.88278 | 0.88994 | 0.8962 | 0.91588 | 0.9275 | 0.87652 | 0.91588 | 0.90246 | 0.91767 | 0.86668 | 0.88278 | 0.86221 | 0.93913 | 0.8649 | 0.90783 | 0.89173 | 0.90872 | 0.85059 | 0.91588 | 0.88636 | 0.92214 | 0.86042 | 0.86042 | 0.84969 | 0.91856 | 0.89531 | 0.93019 | 0.84969 | 0.89262 | 0.86311 | 0.87742 | 0.93734 | 0.9284 | 0.87384 | 0.88368 | 0.88726 | 0.85774 | 0.86221 | 0.86311 | 0.91856 | 0.92929 | 0.8962 | 0.87652 | 0.86847
MB_OKB_DSS | 374 | 115 | MB | 0.007155 | 374 | 5051 | 0.3614 | 0.40007 | 0.38563 | 0.37899 | 0.37782 | 0.37743 | 0.38836 | 0.39695 | 0.40163 | 0.37704 | 0.3708 | 0.38602 | 0.39929 | 0.37821 | 0.39343 | 0.39695 | 0.37977 | 0.37626 | 0.40592 | 0.38329 | 0.38368 | 0.38407 | 0.37587 | 0.37899 | 0.3868 | 0.37704 | 0.37548 | 0.38758 | 0.40241 | 0.38719 | 0.37197 | 0.3825 | 0.37626 | 0.39421 | 0.37782 | 0.38992 | 0.38133 | 0.37197 | 0.38368 | 0.40631 | 0.38407 | 0.38016 | 0.40202 | 0.3708 | 0.39734 | 0.38875 | 0.38368 | 0.40592 | 0.3747 | 0.44052 | 0.41025 | 0.41622 | 0.42176 | 0.43711 | 0.4175 | 0.41835 | 0.41366 | 0.4418 | 0.43626 | 0.41025 | 0.40897 | 0.41579 | 0.43072 | 0.43754 | 0.43882 | 0.44607 | 0.41494 | 0.42432 | 0.41622 | 0.43541 | 0.4273 | 0.42176 | 0.40811 | 0.42005 | 0.42133 | 0.4273 | 0.42091 | 0.40683 | 0.40726 | 0.40513 | 0.42176 | 0.44052 | 0.4128 | 0.42261 | 0.40854 | 0.41153 | 0.43114 | 0.41835 | 0.43157 | 0.44521 | 0.4401 | 0.43029 | 0.44777 | 0.42347 | 0.41707 | 0.41323 | 0.40726 | 0.42284 | 0.45016 | 0.43108 | 0.42804 | 0.44062 | 0.43975 | 0.43802 | 0.43802 | 0.42154 | 0.44669 | 0.44669 | 0.44149 | 0.4159 | 0.43628 | 0.45059 | 0.44669 | 0.42587 | 0.4211 | 0.45493 | 0.42761 | 0.44756 | 0.43715 | 0.4172 | 0.44192 | 0.41937 | 0.44842 | 0.4224 | 0.41199 | 0.44322 | 0.4159 | 0.41937 | 0.45493 | 0.42501 | 0.42631 | 0.42544 | 0.4146 | 0.44322 | 0.42154 | 0.43845 | 0.41199 | 0.41807 | 0.44105 | 0.42891 | 0.44669 | 0.44105 | 0.45103 | 0.45536 | 0.42674 | 0.46937 | 0.4644 | 0.47388 | 0.46937 | 0.43142 | 0.45085 | 0.46349 | 0.44723 | 0.47117 | 0.47163 | 0.43142 | 0.45401 | 0.47298 | 0.45401 | 0.46169 | 0.46304 | 0.46801 | 0.43774 | 0.46485 | 0.45175 | 0.44723 | 0.45627 | 0.45356 | 0.46349 | 0.44542 | 0.44181 | 0.47298 | 0.4644 | 0.45491 | 0.43232 | 0.45491 | 0.47163 | 0.44181 | 0.44949 | 0.44949 | 0.44813 | 0.43052 | 0.45807 | 0.42961 | 0.43052 | 0.44136 | 0.46756 | 0.44317 | 0.45717 | 0.43187 | 0.46304 | 0.47253 | 0.46349 | 0.43832 | 0.44842 | 0.45898 | 0.44062 | 0.45622 | 0.44888 | 0.44658 | 0.46311 | 0.44796 | 0.46311 | 0.45163 | 0.46494 | 0.45898 | 0.47321 | 0.45485 | 0.44888 | 0.44337 | 0.43832 | 0.46357 | 0.43695 | 0.44154 | 0.47091 | 0.45163 | 0.48193 | 0.44062 | 0.46724 | 0.4755 | 0.44337 | 0.44796 | 0.45347 | 0.45989 | 0.47871 | 0.45485 | 0.47229 | 0.44934 | 0.46494 | 0.46953 | 0.43603 | 0.46311 | 0.46035 | 0.45622 | 0.47321 | 0.45301 | 0.45714 | 0.47366 | 0.45347 | 0.44934 | 0.45209 | 0.45668 | 0.44154 | 0.44016 | 0.45301 | 0.45668 | 0.45989 | 0.46999 | 0.47596 | 0.4498 | 0.46999 | 0.46311 | 0.47091 | 0.44475 | 0.45301 | 0.44245 | 0.48193 | 0.44383 | 0.46586 | 0.4576 | 0.46632 | 0.43649 | 0.46999 | 0.45485 | 0.47321 | 0.44154 | 0.44154 | 0.43603 | 0.47137 | 0.45944 | 0.47734 | 0.43603 | 0.45806 | 0.44291 | 0.45026 | 0.48101 | 0.47642 | 0.44842 | 0.45347 | 0.4553 | 0.44016 | 0.44245 | 0.44291 | 0.47137 | 0.47688 | 0.45989 | 0.4498 | 0.44567
MB_OVL_DSS | 375 | 230 | MB | 0.013594 | 375 | 5051 | 0.68663 | 0.7601 | 0.73266 | 0.72006 | 0.71783 | 0.71709 | 0.73786 | 0.75417 | 0.76307 | 0.71635 | 0.70449 | 0.73341 | 0.75862 | 0.71858 | 0.7475 | 0.75417 | 0.72154 | 0.71487 | 0.77123 | 0.72822 | 0.72896 | 0.7297 | 0.71413 | 0.72006 | 0.73489 | 0.71635 | 0.71338 | 0.73637 | 0.76455 | 0.73563 | 0.70671 | 0.72673 | 0.71487 | 0.74898 | 0.71783 | 0.74082 | 0.72451 | 0.70671 | 0.72896 | 0.77197 | 0.7297 | 0.72228 | 0.76381 | 0.70449 | 0.75491 | 0.7386 | 0.72896 | 0.77123 | 0.7119 | 0.83696 | 0.77944 | 0.79078 | 0.80131 | 0.83048 | 0.79321 | 0.79483 | 0.78592 | 0.8394 | 0.82886 | 0.77944 | 0.77701 | 0.78997 | 0.81833 | 0.83129 | 0.83372 | 0.8475 | 0.78835 | 0.80618 | 0.79078 | 0.82724 | 0.81185 | 0.80131 | 0.77539 | 0.79807 | 0.8005 | 0.81185 | 0.79969 | 0.77296 | 0.77377 | 0.76972 | 0.80131 | 0.83696 | 0.7843 | 0.80293 | 0.7762 | 0.78187 | 0.81914 | 0.79483 | 0.81995 | 0.84588 | 0.83615 | 0.81752 | 0.85074 | 0.80456 | 0.7924 | 0.78511 | 0.77377 | 0.80336 | 0.85527 | 0.81902 | 0.81325 | 0.83714 | 0.83549 | 0.8322 | 0.8322 | 0.80089 | 0.84868 | 0.84868 | 0.83879 | 0.79018 | 0.8289 | 0.85609 | 0.84868 | 0.80913 | 0.80006 | 0.86433 | 0.81242 | 0.85033 | 0.83055 | 0.79265 | 0.83961 | 0.79677 | 0.85197 | 0.80254 | 0.78276 | 0.84209 | 0.79018 | 0.79677 | 0.86433 | 0.80748 | 0.80995 | 0.8083 | 0.78771 | 0.84209 | 0.80089 | 0.83302 | 0.78276 | 0.7943 | 0.83797 | 0.8149 | 0.84868 | 0.83797 | 0.85692 | 0.86516 | 0.81078 | 0.89176 | 0.88232 | 0.90035 | 0.89176 | 0.81967 | 0.85657 | 0.88061 | 0.84971 | 0.8952 | 0.89606 | 0.81967 | 0.86258 | 0.89863 | 0.86258 | 0.87717 | 0.87975 | 0.88919 | 0.83168 | 0.88318 | 0.85829 | 0.84971 | 0.86687 | 0.86172 | 0.88061 | 0.84628 | 0.83941 | 0.89863 | 0.88232 | 0.8643 | 0.82138 | 0.8643 | 0.89606 | 0.83941 | 0.854 | 0.854 | 0.85142 | 0.81795 | 0.87031 | 0.81623 | 0.81795 | 0.83855 | 0.88833 | 0.84198 | 0.86859 | 0.82053 | 0.87975 | 0.89777 | 0.88061 | 0.83278 | 0.85197 | 0.87202 | 0.83714 | 0.86679 | 0.85284 | 0.84848 | 0.87987 | 0.8511 | 0.87987 | 0.85807 | 0.88336 | 0.87202 | 0.89906 | 0.86418 | 0.85284 | 0.84238 | 0.83278 | 0.88074 | 0.83017 | 0.83889 | 0.8947 | 0.85807 | 0.91563 | 0.83714 | 0.88772 | 0.90342 | 0.84238 | 0.8511 | 0.86156 | 0.87377 | 0.90952 | 0.86418 | 0.89731 | 0.85371 | 0.88336 | 0.89208 | 0.82842 | 0.87987 | 0.87464 | 0.86679 | 0.89906 | 0.86069 | 0.86854 | 0.89993 | 0.86156 | 0.85371 | 0.85894 | 0.86766 | 0.83889 | 0.83627 | 0.86069 | 0.86766 | 0.87377 | 0.89295 | 0.90429 | 0.85458 | 0.89295 | 0.87987 | 0.8947 | 0.84499 | 0.86069 | 0.84063 | 0.91563 | 0.84325 | 0.8851 | 0.86941 | 0.88598 | 0.82929 | 0.89295 | 0.86418 | 0.89906 | 0.83889 | 0.83889 | 0.82842 | 0.89557 | 0.8729 | 0.9069 | 0.82842 | 0.87028 | 0.8415 | 0.85546 | 0.91388 | 0.90516 | 0.85197 | 0.86156 | 0.86505 | 0.83627 | 0.84063 | 0.8415 | 0.89557 | 0.90603 | 0.87377 | 0.85458 | 0.84674
MB_PGS_DSS | 376 | 230 | MB | 0.014188 | 376 | 5051 | 0.71664 | 0.79332 | 0.76468 | 0.75152 | 0.7492 | 0.74843 | 0.7701 | 0.78712 | 0.79641 | 0.74765 | 0.73527 | 0.76545 | 0.79177 | 0.74997 | 0.78016 | 0.78712 | 0.75307 | 0.7461 | 0.80493 | 0.76004 | 0.76081 | 0.76158 | 0.74533 | 0.75152 | 0.767 | 0.74765 | 0.74456 | 0.76855 | 0.79796 | 0.76778 | 0.73759 | 0.75849 | 0.7461 | 0.78171 | 0.7492 | 0.77319 | 0.75617 | 0.73759 | 0.76081 | 0.8057 | 0.76158 | 0.75384 | 0.79719 | 0.73527 | 0.7879 | 0.77087 | 0.76081 | 0.80493 | 0.74301 | 0.87354 | 0.8135 | 0.82534 | 0.83633 | 0.86677 | 0.82787 | 0.82956 | 0.82026 | 0.87607 | 0.86508 | 0.8135 | 0.81096 | 0.82449 | 0.85409 | 0.86762 | 0.87015 | 0.88453 | 0.8228 | 0.8414 | 0.82534 | 0.86339 | 0.84732 | 0.83633 | 0.80927 | 0.83295 | 0.83548 | 0.84732 | 0.83464 | 0.80673 | 0.80758 | 0.80335 | 0.83633 | 0.87354 | 0.81857 | 0.83802 | 0.81011 | 0.81603 | 0.85493 | 0.82956 | 0.85578 | 0.88284 | 0.87269 | 0.85324 | 0.88791 | 0.83971 | 0.82703 | 0.81942 | 0.80758 | 0.83846 | 0.89264 | 0.8548 | 0.84878 | 0.87372 | 0.872 | 0.86856 | 0.86856 | 0.83588 | 0.88576 | 0.88576 | 0.87544 | 0.8247 | 0.86512 | 0.8935 | 0.88576 | 0.84448 | 0.83502 | 0.9021 | 0.84792 | 0.88748 | 0.86684 | 0.82728 | 0.8763 | 0.83158 | 0.8892 | 0.8376 | 0.81696 | 0.87888 | 0.8247 | 0.83158 | 0.9021 | 0.84276 | 0.84534 | 0.84362 | 0.82212 | 0.87888 | 0.83588 | 0.86942 | 0.81696 | 0.829 | 0.87458 | 0.8505 | 0.88576 | 0.87458 | 0.89436 | 0.90296 | 0.8462 | 0.93073 | 0.92088 | 0.93969 | 0.93073 | 0.85548 | 0.894 | 0.91909 | 0.88684 | 0.93431 | 0.93521 | 0.85548 | 0.90027 | 0.9379 | 0.90027 | 0.9155 | 0.91819 | 0.92804 | 0.86803 | 0.92177 | 0.89579 | 0.88684 | 0.90475 | 0.89938 | 0.91909 | 0.88325 | 0.87609 | 0.9379 | 0.92088 | 0.90207 | 0.85728 | 0.90207 | 0.93521 | 0.87609 | 0.89132 | 0.89132 | 0.88863 | 0.85369 | 0.90834 | 0.8519 | 0.85369 | 0.87519 | 0.92715 | 0.87877 | 0.90654 | 0.85638 | 0.91819 | 0.937 | 0.91909 | 0.86917 | 0.88919 | 0.91013 | 0.87372 | 0.90467 | 0.8901 | 0.88555 | 0.91832 | 0.88828 | 0.91832 | 0.89557 | 0.92196 | 0.91013 | 0.93834 | 0.90194 | 0.8901 | 0.87918 | 0.86917 | 0.91923 | 0.86644 | 0.87554 | 0.93379 | 0.89557 | 0.95563 | 0.87372 | 0.92651 | 0.94289 | 0.87918 | 0.88828 | 0.89921 | 0.91195 | 0.94926 | 0.90194 | 0.93652 | 0.89101 | 0.92196 | 0.93106 | 0.86462 | 0.91832 | 0.91286 | 0.90467 | 0.93834 | 0.8983 | 0.90649 | 0.93925 | 0.89921 | 0.89101 | 0.89648 | 0.90558 | 0.87554 | 0.87281 | 0.8983 | 0.90558 | 0.91195 | 0.93197 | 0.9438 | 0.89193 | 0.93197 | 0.91832 | 0.93379 | 0.88191 | 0.8983 | 0.87736 | 0.95563 | 0.88009 | 0.92378 | 0.9074 | 0.92469 | 0.86553 | 0.93197 | 0.90194 | 0.93834 | 0.87554 | 0.87554 | 0.86462 | 0.9347 | 0.91104 | 0.94653 | 0.86462 | 0.90831 | 0.87827 | 0.89284 | 0.95381 | 0.94471 | 0.88919 | 0.89921 | 0.90285 | 0.87281 | 0.87736 | 0.87827 | 0.9347 | 0.94562 | 0.91195 | 0.89193 | 0.88373
MB_PKD_DSS | 377 | 115 | MB | 0.009584 | 377 | 5051 | 0.48409 | 0.53589 | 0.51654 | 0.50765 | 0.50608 | 0.50556 | 0.5202 | 0.5317 | 0.53798 | 0.50504 | 0.49667 | 0.51706 | 0.53484 | 0.50661 | 0.527 | 0.5317 | 0.5087 | 0.50399 | 0.54373 | 0.5134 | 0.51393 | 0.51445 | 0.50347 | 0.50765 | 0.51811 | 0.50504 | 0.50295 | 0.51916 | 0.53902 | 0.51863 | 0.49824 | 0.51236 | 0.50399 | 0.52804 | 0.50608 | 0.52229 | 0.51079 | 0.49824 | 0.51393 | 0.54425 | 0.51445 | 0.50922 | 0.5385 | 0.49667 | 0.53223 | 0.52072 | 0.51393 | 0.54373 | 0.5019 | 0.59007 | 0.54952 | 0.55751 | 0.56494 | 0.5855 | 0.55923 | 0.56037 | 0.55409 | 0.59179 | 0.58436 | 0.54952 | 0.5478 | 0.55694 | 0.57694 | 0.58608 | 0.58779 | 0.5975 | 0.5558 | 0.56837 | 0.55751 | 0.58322 | 0.57237 | 0.56494 | 0.54666 | 0.56266 | 0.56437 | 0.57237 | 0.5638 | 0.54495 | 0.54552 | 0.54266 | 0.56494 | 0.59007 | 0.55294 | 0.56608 | 0.54723 | 0.55123 | 0.57751 | 0.56037 | 0.57808 | 0.59636 | 0.5895 | 0.57636 | 0.59978 | 0.56723 | 0.55866 | 0.55352 | 0.54552 | 0.56638 | 0.60298 | 0.57742 | 0.57335 | 0.5902 | 0.58904 | 0.58671 | 0.58671 | 0.56464 | 0.59833 | 0.59833 | 0.59136 | 0.55709 | 0.58439 | 0.60356 | 0.59833 | 0.57045 | 0.56406 | 0.60937 | 0.57277 | 0.59949 | 0.58555 | 0.55883 | 0.59194 | 0.56174 | 0.60066 | 0.5658 | 0.55186 | 0.59369 | 0.55709 | 0.56174 | 0.60937 | 0.56929 | 0.57103 | 0.56987 | 0.55535 | 0.59369 | 0.56464 | 0.5873 | 0.55186 | 0.55999 | 0.59078 | 0.57452 | 0.59833 | 0.59078 | 0.60414 | 0.60995 | 0.57161 | 0.62871 | 0.62205 | 0.63476 | 0.62871 | 0.57788 | 0.6039 | 0.62084 | 0.59906 | 0.63113 | 0.63173 | 0.57788 | 0.60814 | 0.63355 | 0.60814 | 0.61842 | 0.62024 | 0.62689 | 0.58635 | 0.62266 | 0.60511 | 0.59906 | 0.61116 | 0.60753 | 0.62084 | 0.59664 | 0.5918 | 0.63355 | 0.62205 | 0.60935 | 0.57909 | 0.60935 | 0.63173 | 0.5918 | 0.60208 | 0.60208 | 0.60027 | 0.57667 | 0.61358 | 0.57546 | 0.57667 | 0.59119 | 0.62629 | 0.59361 | 0.61237 | 0.57848 | 0.62024 | 0.63294 | 0.62084 | 0.58713 | 0.60065 | 0.61479 | 0.5902 | 0.6111 | 0.60127 | 0.59819 | 0.62032 | 0.60004 | 0.62032 | 0.60495 | 0.62278 | 0.61479 | 0.63385 | 0.60926 | 0.60127 | 0.59389 | 0.58713 | 0.62094 | 0.58528 | 0.59143 | 0.63078 | 0.60495 | 0.64553 | 0.5902 | 0.62586 | 0.63692 | 0.59389 | 0.60004 | 0.60741 | 0.61602 | 0.64123 | 0.60926 | 0.63262 | 0.60188 | 0.62278 | 0.62893 | 0.58405 | 0.62032 | 0.61664 | 0.6111 | 0.63385 | 0.6068 | 0.61233 | 0.63446 | 0.60741 | 0.60188 | 0.60557 | 0.61172 | 0.59143 | 0.58959 | 0.6068 | 0.61172 | 0.61602 | 0.62955 | 0.63754 | 0.6025 | 0.62955 | 0.62032 | 0.63078 | 0.59573 | 0.6068 | 0.59266 | 0.64553 | 0.5945 | 0.62401 | 0.61295 | 0.62463 | 0.58467 | 0.62955 | 0.60926 | 0.63385 | 0.59143 | 0.59143 | 0.58405 | 0.63139 | 0.61541 | 0.63938 | 0.58405 | 0.61356 | 0.59327 | 0.60311 | 0.6443 | 0.63815 | 0.60065 | 0.60741 | 0.60987 | 0.58959 | 0.59266 | 0.59327 | 0.63139 | 0.63877 | 0.61602 | 0.6025 | 0.59696
MB_PNF_GSS | 378 | 115 | MB | 0.006573 | 378 | 5051 | 0.332 | 0.36753 | 0.35426 | 0.34816 | 0.34709 | 0.34673 | 0.35677 | 0.36466 | 0.36896 | 0.34637 | 0.34063 | 0.35462 | 0.36681 | 0.34745 | 0.36143 | 0.36466 | 0.34888 | 0.34565 | 0.3729 | 0.35211 | 0.35247 | 0.35283 | 0.3453 | 0.34816 | 0.35534 | 0.34637 | 0.34494 | 0.35605 | 0.36968 | 0.35569 | 0.34171 | 0.35139 | 0.34565 | 0.36215 | 0.34709 | 0.3582 | 0.35032 | 0.34171 | 0.35247 | 0.37326 | 0.35283 | 0.34924 | 0.36932 | 0.34063 | 0.36502 | 0.35713 | 0.35247 | 0.3729 | 0.34422 | 0.40469 | 0.37688 | 0.38236 | 0.38745 | 0.40156 | 0.38354 | 0.38432 | 0.38001 | 0.40587 | 0.40077 | 0.37688 | 0.3757 | 0.38197 | 0.39568 | 0.40195 | 0.40312 | 0.40978 | 0.38119 | 0.3898 | 0.38236 | 0.39999 | 0.39255 | 0.38745 | 0.37492 | 0.38589 | 0.38706 | 0.39255 | 0.38667 | 0.37374 | 0.37413 | 0.37217 | 0.38745 | 0.40469 | 0.37923 | 0.38824 | 0.37531 | 0.37805 | 0.39607 | 0.38432 | 0.39646 | 0.409 | 0.4043 | 0.39529 | 0.41135 | 0.38902 | 0.38314 | 0.37962 | 0.37413 | 0.38844 | 0.41354 | 0.39601 | 0.39322 | 0.40478 | 0.40398 | 0.40239 | 0.40239 | 0.38725 | 0.41035 | 0.41035 | 0.40557 | 0.38207 | 0.40079 | 0.41394 | 0.41035 | 0.39123 | 0.38685 | 0.41792 | 0.39283 | 0.41115 | 0.40159 | 0.38326 | 0.40597 | 0.38526 | 0.41195 | 0.38804 | 0.37848 | 0.40717 | 0.38207 | 0.38526 | 0.41792 | 0.39043 | 0.39163 | 0.39083 | 0.38087 | 0.40717 | 0.38725 | 0.40279 | 0.37848 | 0.38406 | 0.40518 | 0.39402 | 0.41035 | 0.40518 | 0.41434 | 0.41832 | 0.39203 | 0.43119 | 0.42662 | 0.43534 | 0.43119 | 0.39633 | 0.41417 | 0.42579 | 0.41085 | 0.43285 | 0.43326 | 0.39633 | 0.41708 | 0.43451 | 0.41708 | 0.42413 | 0.42538 | 0.42994 | 0.40214 | 0.42704 | 0.415 | 0.41085 | 0.41915 | 0.41666 | 0.42579 | 0.40919 | 0.40587 | 0.43451 | 0.42662 | 0.41791 | 0.39716 | 0.41791 | 0.43326 | 0.40587 | 0.41293 | 0.41293 | 0.41168 | 0.3955 | 0.42081 | 0.39467 | 0.3955 | 0.40546 | 0.42953 | 0.40712 | 0.41998 | 0.39674 | 0.42538 | 0.43409 | 0.42579 | 0.40267 | 0.41195 | 0.42164 | 0.40478 | 0.41911 | 0.41237 | 0.41026 | 0.42544 | 0.41152 | 0.42544 | 0.4149 | 0.42712 | 0.42164 | 0.43471 | 0.41785 | 0.41237 | 0.40731 | 0.40267 | 0.42586 | 0.4014 | 0.40562 | 0.43261 | 0.4149 | 0.44272 | 0.40478 | 0.42923 | 0.43682 | 0.40731 | 0.41152 | 0.41658 | 0.42249 | 0.43977 | 0.41785 | 0.43387 | 0.41279 | 0.42712 | 0.43134 | 0.40056 | 0.42544 | 0.42291 | 0.41911 | 0.43471 | 0.41616 | 0.41996 | 0.43514 | 0.41658 | 0.41279 | 0.41532 | 0.41953 | 0.40562 | 0.40436 | 0.41616 | 0.41953 | 0.42249 | 0.43176 | 0.43724 | 0.41321 | 0.43176 | 0.42544 | 0.43261 | 0.40857 | 0.41616 | 0.40646 | 0.44272 | 0.40773 | 0.42797 | 0.42038 | 0.42839 | 0.40098 | 0.43176 | 0.41785 | 0.43471 | 0.40562 | 0.40562 | 0.40056 | 0.43303 | 0.42206 | 0.43851 | 0.40056 | 0.4208 | 0.40689 | 0.41363 | 0.44188 | 0.43767 | 0.41195 | 0.41658 | 0.41827 | 0.40436 | 0.40646 | 0.40689 | 0.43303 | 0.43809 | 0.42249 | 0.41321 | 0.40942
MB_PTN_DSS | 379 | 230 | MB | 0.013594 | 379 | 5051 | 0.68663 | 0.7601 | 0.73266 | 0.72006 | 0.71783 | 0.71709 | 0.73786 | 0.75417 | 0.76307 | 0.71635 | 0.70449 | 0.73341 | 0.75862 | 0.71858 | 0.7475 | 0.75417 | 0.72154 | 0.71487 | 0.77123 | 0.72822 | 0.72896 | 0.7297 | 0.71413 | 0.72006 | 0.73489 | 0.71635 | 0.71338 | 0.73637 | 0.76455 | 0.73563 | 0.70671 | 0.72673 | 0.71487 | 0.74898 | 0.71783 | 0.74082 | 0.72451 | 0.70671 | 0.72896 | 0.77197 | 0.7297 | 0.72228 | 0.76381 | 0.70449 | 0.75491 | 0.7386 | 0.72896 | 0.77123 | 0.7119 | 0.83696 | 0.77944 | 0.79078 | 0.80131 | 0.83048 | 0.79321 | 0.79483 | 0.78592 | 0.8394 | 0.82886 | 0.77944 | 0.77701 | 0.78997 | 0.81833 | 0.83129 | 0.83372 | 0.8475 | 0.78835 | 0.80618 | 0.79078 | 0.82724 | 0.81185 | 0.80131 | 0.77539 | 0.79807 | 0.8005 | 0.81185 | 0.79969 | 0.77296 | 0.77377 | 0.76972 | 0.80131 | 0.83696 | 0.7843 | 0.80293 | 0.7762 | 0.78187 | 0.81914 | 0.79483 | 0.81995 | 0.84588 | 0.83615 | 0.81752 | 0.85074 | 0.80456 | 0.7924 | 0.78511 | 0.77377 | 0.80336 | 0.85527 | 0.81902 | 0.81325 | 0.83714 | 0.83549 | 0.8322 | 0.8322 | 0.80089 | 0.84868 | 0.84868 | 0.83879 | 0.79018 | 0.8289 | 0.85609 | 0.84868 | 0.80913 | 0.80006 | 0.86433 | 0.81242 | 0.85033 | 0.83055 | 0.79265 | 0.83961 | 0.79677 | 0.85197 | 0.80254 | 0.78276 | 0.84209 | 0.79018 | 0.79677 | 0.86433 | 0.80748 | 0.80995 | 0.8083 | 0.78771 | 0.84209 | 0.80089 | 0.83302 | 0.78276 | 0.7943 | 0.83797 | 0.8149 | 0.84868 | 0.83797 | 0.85692 | 0.86516 | 0.81078 | 0.89176 | 0.88232 | 0.90035 | 0.89176 | 0.81967 | 0.85657 | 0.88061 | 0.84971 | 0.8952 | 0.89606 | 0.81967 | 0.86258 | 0.89863 | 0.86258 | 0.87717 | 0.87975 | 0.88919 | 0.83168 | 0.88318 | 0.85829 | 0.84971 | 0.86687 | 0.86172 | 0.88061 | 0.84628 | 0.83941 | 0.89863 | 0.88232 | 0.8643 | 0.82138 | 0.8643 | 0.89606 | 0.83941 | 0.854 | 0.854 | 0.85142 | 0.81795 | 0.87031 | 0.81623 | 0.81795 | 0.83855 | 0.88833 | 0.84198 | 0.86859 | 0.82053 | 0.87975 | 0.89777 | 0.88061 | 0.83278 | 0.85197 | 0.87202 | 0.83714 | 0.86679 | 0.85284 | 0.84848 | 0.87987 | 0.8511 | 0.87987 | 0.85807 | 0.88336 | 0.87202 | 0.89906 | 0.86418 | 0.85284 | 0.84238 | 0.83278 | 0.88074 | 0.83017 | 0.83889 | 0.8947 | 0.85807 | 0.91563 | 0.83714 | 0.88772 | 0.90342 | 0.84238 | 0.8511 | 0.86156 | 0.87377 | 0.90952 | 0.86418 | 0.89731 | 0.85371 | 0.88336 | 0.89208 | 0.82842 | 0.87987 | 0.87464 | 0.86679 | 0.89906 | 0.86069 | 0.86854 | 0.89993 | 0.86156 | 0.85371 | 0.85894 | 0.86766 | 0.83889 | 0.83627 | 0.86069 | 0.86766 | 0.87377 | 0.89295 | 0.90429 | 0.85458 | 0.89295 | 0.87987 | 0.8947 | 0.84499 | 0.86069 | 0.84063 | 0.91563 | 0.84325 | 0.8851 | 0.86941 | 0.88598 | 0.82929 | 0.89295 | 0.86418 | 0.89906 | 0.83889 | 0.83889 | 0.82842 | 0.89557 | 0.8729 | 0.9069 | 0.82842 | 0.87028 | 0.8415 | 0.85546 | 0.91388 | 0.90516 | 0.85197 | 0.86156 | 0.86505 | 0.83627 | 0.84063 | 0.8415 | 0.89557 | 0.90603 | 0.87377 | 0.85458 | 0.84674
MB_RBL_DSS | 380 | 230 | MB | 0.009918 | 380 | 5051 | 0.50096 | 0.55456 | 0.53454 | 0.52534 | 0.52372 | 0.52318 | 0.53833 | 0.55023 | 0.55672 | 0.52264 | 0.51398 | 0.53508 | 0.55348 | 0.52426 | 0.54536 | 0.55023 | 0.52643 | 0.52156 | 0.56268 | 0.5313 | 0.53184 | 0.53238 | 0.52102 | 0.52534 | 0.53617 | 0.52264 | 0.52048 | 0.53725 | 0.55781 | 0.53671 | 0.51561 | 0.53021 | 0.52156 | 0.54645 | 0.52372 | 0.54049 | 0.52859 | 0.51561 | 0.53184 | 0.56322 | 0.53238 | 0.52697 | 0.55727 | 0.51398 | 0.55077 | 0.53887 | 0.53184 | 0.56268 | 0.51939 | 0.61064 | 0.56867 | 0.57694 | 0.58463 | 0.60591 | 0.57872 | 0.5799 | 0.5734 | 0.61241 | 0.60473 | 0.56867 | 0.56689 | 0.57635 | 0.59704 | 0.6065 | 0.60827 | 0.61832 | 0.57517 | 0.58817 | 0.57694 | 0.60354 | 0.59231 | 0.58463 | 0.56571 | 0.58226 | 0.58404 | 0.59231 | 0.58345 | 0.56394 | 0.56453 | 0.56157 | 0.58463 | 0.61064 | 0.57221 | 0.58581 | 0.5663 | 0.57044 | 0.59763 | 0.5799 | 0.59822 | 0.61714 | 0.61005 | 0.59645 | 0.62069 | 0.58699 | 0.57813 | 0.57281 | 0.56453 | 0.58612 | 0.62399 | 0.59754 | 0.59333 | 0.61077 | 0.60957 | 0.60716 | 0.60716 | 0.58432 | 0.61918 | 0.61918 | 0.61197 | 0.5765 | 0.60476 | 0.62459 | 0.61918 | 0.59033 | 0.58372 | 0.63061 | 0.59273 | 0.62039 | 0.60596 | 0.57831 | 0.61257 | 0.58131 | 0.62159 | 0.58552 | 0.57109 | 0.61438 | 0.5765 | 0.58131 | 0.63061 | 0.58913 | 0.59093 | 0.58973 | 0.5747 | 0.61438 | 0.58432 | 0.60776 | 0.57109 | 0.57951 | 0.61137 | 0.59454 | 0.61918 | 0.61137 | 0.6252 | 0.63121 | 0.59153 | 0.65062 | 0.64373 | 0.65688 | 0.65062 | 0.59802 | 0.62495 | 0.64248 | 0.61994 | 0.65312 | 0.65375 | 0.59802 | 0.62933 | 0.65563 | 0.62933 | 0.63997 | 0.64185 | 0.64874 | 0.60679 | 0.64436 | 0.6262 | 0.61994 | 0.63246 | 0.6287 | 0.64248 | 0.61743 | 0.61242 | 0.65563 | 0.64373 | 0.63058 | 0.59927 | 0.63058 | 0.65375 | 0.61242 | 0.62307 | 0.62307 | 0.62119 | 0.59677 | 0.63496 | 0.59551 | 0.59677 | 0.6118 | 0.64811 | 0.6143 | 0.63371 | 0.59865 | 0.64185 | 0.655 | 0.64248 | 0.60759 | 0.62158 | 0.63622 | 0.61077 | 0.6324 | 0.62222 | 0.61904 | 0.64194 | 0.62095 | 0.64194 | 0.62604 | 0.64449 | 0.63622 | 0.65594 | 0.63049 | 0.62222 | 0.61459 | 0.60759 | 0.64258 | 0.60568 | 0.61204 | 0.65276 | 0.62604 | 0.66803 | 0.61077 | 0.64767 | 0.65912 | 0.61459 | 0.62095 | 0.62858 | 0.63749 | 0.66357 | 0.63049 | 0.65467 | 0.62286 | 0.64449 | 0.65085 | 0.60441 | 0.64194 | 0.63813 | 0.6324 | 0.65594 | 0.62795 | 0.63367 | 0.65658 | 0.62858 | 0.62286 | 0.62667 | 0.63304 | 0.61204 | 0.61013 | 0.62795 | 0.63304 | 0.63749 | 0.65149 | 0.65976 | 0.62349 | 0.65149 | 0.64194 | 0.65276 | 0.61649 | 0.62795 | 0.61331 | 0.66803 | 0.61522 | 0.64576 | 0.63431 | 0.6464 | 0.60504 | 0.65149 | 0.63049 | 0.65594 | 0.61204 | 0.61204 | 0.60441 | 0.65339 | 0.63685 | 0.66167 | 0.60441 | 0.63494 | 0.61395 | 0.62413 | 0.66676 | 0.66039 | 0.62158 | 0.62858 | 0.63113 | 0.61013 | 0.61331 | 0.61395 | 0.65339 | 0.66103 | 0.63749 | 0.62349 | 0.61777
MB_RCH_DSS | 381 | 230 | MB | 0.023273 | 381 | 5051 | 1.1755 | 1.3013 | 1.2543 | 1.2327 | 1.2289 | 1.2277 | 1.2632 | 1.2911 | 1.3064 | 1.2264 | 1.2061 | 1.2556 | 1.2988 | 1.2302 | 1.2797 | 1.2911 | 1.2353 | 1.2239 | 1.3203 | 1.2467 | 1.248 | 1.2492 | 1.2226 | 1.2327 | 1.2581 | 1.2264 | 1.2213 | 1.2607 | 1.3089 | 1.2594 | 1.2099 | 1.2442 | 1.2239 | 1.2823 | 1.2289 | 1.2683 | 1.2404 | 1.2099 | 1.248 | 1.3216 | 1.2492 | 1.2366 | 1.3076 | 1.2061 | 1.2924 | 1.2645 | 1.248 | 1.3203 | 1.2188 | 1.4329 | 1.3344 | 1.3538 | 1.3719 | 1.4218 | 1.358 | 1.3608 | 1.3455 | 1.437 | 1.419 | 1.3344 | 1.3302 | 1.3524 | 1.401 | 1.4232 | 1.4273 | 1.4509 | 1.3497 | 1.3802 | 1.3538 | 1.4162 | 1.3899 | 1.3719 | 1.3275 | 1.3663 | 1.3705 | 1.3899 | 1.3691 | 1.3233 | 1.3247 | 1.3178 | 1.3719 | 1.4329 | 1.3427 | 1.3746 | 1.3289 | 1.3386 | 1.4024 | 1.3608 | 1.4038 | 1.4481 | 1.4315 | 1.3996 | 1.4565 | 1.3774 | 1.3566 | 1.3441 | 1.3247 | 1.3754 | 1.4642 | 1.4022 | 1.3923 | 1.4332 | 1.4304 | 1.4247 | 1.4247 | 1.3711 | 1.4529 | 1.4529 | 1.436 | 1.3528 | 1.4191 | 1.4656 | 1.4529 | 1.3852 | 1.3697 | 1.4797 | 1.3909 | 1.4558 | 1.4219 | 1.357 | 1.4374 | 1.3641 | 1.4586 | 1.3739 | 1.3401 | 1.4417 | 1.3528 | 1.3641 | 1.4797 | 1.3824 | 1.3866 | 1.3838 | 1.3486 | 1.4417 | 1.3711 | 1.4261 | 1.3401 | 1.3598 | 1.4346 | 1.3951 | 1.4529 | 1.4346 | 1.467 | 1.4812 | 1.3881 | 1.5267 | 1.5105 | 1.5414 | 1.5267 | 1.4033 | 1.4665 | 1.5076 | 1.4547 | 1.5326 | 1.5341 | 1.4033 | 1.4767 | 1.5385 | 1.4767 | 1.5017 | 1.5061 | 1.5223 | 1.4238 | 1.512 | 1.4694 | 1.4547 | 1.4841 | 1.4753 | 1.5076 | 1.4488 | 1.4371 | 1.5385 | 1.5105 | 1.4797 | 1.4062 | 1.4797 | 1.5341 | 1.4371 | 1.4621 | 1.4621 | 1.4576 | 1.4003 | 1.49 | 1.3974 | 1.4003 | 1.4356 | 1.5208 | 1.4415 | 1.487 | 1.4047 | 1.5061 | 1.537 | 1.5076 | 1.4257 | 1.4586 | 1.4929 | 1.4332 | 1.484 | 1.4601 | 1.4526 | 1.5063 | 1.4571 | 1.5063 | 1.469 | 1.5123 | 1.4929 | 1.5392 | 1.4795 | 1.4601 | 1.4422 | 1.4257 | 1.5078 | 1.4212 | 1.4362 | 1.5317 | 1.469 | 1.5676 | 1.4332 | 1.5198 | 1.5467 | 1.4422 | 1.4571 | 1.475 | 1.4959 | 1.5571 | 1.4795 | 1.5362 | 1.4616 | 1.5123 | 1.5272 | 1.4183 | 1.5063 | 1.4974 | 1.484 | 1.5392 | 1.4735 | 1.4869 | 1.5407 | 1.475 | 1.4616 | 1.4705 | 1.4854 | 1.4362 | 1.4317 | 1.4735 | 1.4854 | 1.4959 | 1.5287 | 1.5481 | 1.4631 | 1.5287 | 1.5063 | 1.5317 | 1.4466 | 1.4735 | 1.4392 | 1.5676 | 1.4436 | 1.5153 | 1.4884 | 1.5168 | 1.4198 | 1.5287 | 1.4795 | 1.5392 | 1.4362 | 1.4362 | 1.4183 | 1.5332 | 1.4944 | 1.5526 | 1.4183 | 1.4899 | 1.4407 | 1.4645 | 1.5646 | 1.5496 | 1.4586 | 1.475 | 1.481 | 1.4317 | 1.4392 | 1.4407 | 1.5332 | 1.5511 | 1.4959 | 1.4631 | 1.4496
MB_RDS_CSS | 382 | 230 | MB | 0.007343 | 382 | 5051 | 0.37089 | 0.41058 | 0.39576 | 0.38895 | 0.38775 | 0.38735 | 0.39856 | 0.40738 | 0.41218 | 0.38695 | 0.38054 | 0.39616 | 0.40978 | 0.38815 | 0.40377 | 0.40738 | 0.38975 | 0.38615 | 0.41659 | 0.39336 | 0.39376 | 0.39416 | 0.38575 | 0.38895 | 0.39696 | 0.38695 | 0.38534 | 0.39776 | 0.41298 | 0.39736 | 0.38174 | 0.39256 | 0.38615 | 0.40457 | 0.38775 | 0.40017 | 0.39135 | 0.38174 | 0.39376 | 0.41699 | 0.39416 | 0.39015 | 0.41258 | 0.38054 | 0.40778 | 0.39896 | 0.39376 | 0.41659 | 0.38454 | 0.4521 | 0.42103 | 0.42715 | 0.43284 | 0.4486 | 0.42847 | 0.42934 | 0.42453 | 0.45341 | 0.44772 | 0.42103 | 0.41971 | 0.42671 | 0.44203 | 0.44904 | 0.45035 | 0.45779 | 0.42584 | 0.43547 | 0.42715 | 0.44685 | 0.43853 | 0.43284 | 0.41884 | 0.43109 | 0.4324 | 0.43853 | 0.43197 | 0.41752 | 0.41796 | 0.41577 | 0.43284 | 0.4521 | 0.42365 | 0.43372 | 0.41927 | 0.42234 | 0.44247 | 0.42934 | 0.44291 | 0.45691 | 0.45166 | 0.44159 | 0.45954 | 0.43459 | 0.42803 | 0.42409 | 0.41796 | 0.43395 | 0.46199 | 0.4424 | 0.43929 | 0.4522 | 0.4513 | 0.44952 | 0.44952 | 0.43261 | 0.45843 | 0.45843 | 0.45309 | 0.42683 | 0.44774 | 0.46243 | 0.45843 | 0.43706 | 0.43217 | 0.46688 | 0.43884 | 0.45932 | 0.44863 | 0.42816 | 0.45353 | 0.43039 | 0.46021 | 0.4335 | 0.42282 | 0.45487 | 0.42683 | 0.43039 | 0.46688 | 0.43617 | 0.43751 | 0.43662 | 0.42549 | 0.45487 | 0.43261 | 0.44997 | 0.42282 | 0.42905 | 0.45264 | 0.44018 | 0.45843 | 0.45264 | 0.46288 | 0.46733 | 0.43795 | 0.4817 | 0.4766 | 0.48634 | 0.4817 | 0.44276 | 0.46269 | 0.47567 | 0.45898 | 0.48355 | 0.48402 | 0.44276 | 0.46594 | 0.48541 | 0.46594 | 0.47382 | 0.47521 | 0.48031 | 0.44925 | 0.47706 | 0.46362 | 0.45898 | 0.46825 | 0.46547 | 0.47567 | 0.45713 | 0.45342 | 0.48541 | 0.4766 | 0.46686 | 0.44368 | 0.46686 | 0.48402 | 0.45342 | 0.4613 | 0.4613 | 0.45991 | 0.44183 | 0.47011 | 0.4409 | 0.44183 | 0.45296 | 0.47985 | 0.45481 | 0.46918 | 0.44322 | 0.47521 | 0.48495 | 0.47567 | 0.44984 | 0.4602 | 0.47104 | 0.4522 | 0.46821 | 0.46067 | 0.45832 | 0.47528 | 0.45973 | 0.47528 | 0.4635 | 0.47716 | 0.47104 | 0.48564 | 0.4668 | 0.46067 | 0.45502 | 0.44984 | 0.47575 | 0.44843 | 0.45314 | 0.48328 | 0.4635 | 0.49459 | 0.4522 | 0.47952 | 0.48799 | 0.45502 | 0.45973 | 0.46538 | 0.47198 | 0.49129 | 0.4668 | 0.4847 | 0.46114 | 0.47716 | 0.48187 | 0.44748 | 0.47528 | 0.47245 | 0.46821 | 0.48564 | 0.46491 | 0.46915 | 0.48611 | 0.46538 | 0.46114 | 0.46397 | 0.46868 | 0.45314 | 0.45172 | 0.46491 | 0.46868 | 0.47198 | 0.48234 | 0.48846 | 0.46162 | 0.48234 | 0.47528 | 0.48328 | 0.45643 | 0.46491 | 0.45408 | 0.49459 | 0.45549 | 0.4781 | 0.46962 | 0.47857 | 0.44796 | 0.48234 | 0.4668 | 0.48564 | 0.45314 | 0.45314 | 0.44748 | 0.48375 | 0.47151 | 0.48988 | 0.44748 | 0.47009 | 0.45455 | 0.46209 | 0.49365 | 0.48894 | 0.4602 | 0.46538 | 0.46727 | 0.45172 | 0.45408 | 0.45455 | 0.48375 | 0.48941 | 0.47198 | 0.46162 | 0.45738
MB_RGW_DSS | 383 | 230 | MB | 0.014309 | 383 | 5051 | 0.72275 | 0.80008 | 0.7712 | 0.75793 | 0.75559 | 0.75481 | 0.77666 | 0.79384 | 0.8032 | 0.75403 | 0.74154 | 0.77198 | 0.79852 | 0.75637 | 0.78681 | 0.79384 | 0.75949 | 0.75247 | 0.81179 | 0.76652 | 0.7673 | 0.76808 | 0.75169 | 0.75793 | 0.77354 | 0.75403 | 0.75091 | 0.7751 | 0.80476 | 0.77432 | 0.74388 | 0.76496 | 0.75247 | 0.78837 | 0.75559 | 0.77979 | 0.76261 | 0.74388 | 0.7673 | 0.81257 | 0.76808 | 0.76027 | 0.80398 | 0.74154 | 0.79462 | 0.77745 | 0.7673 | 0.81179 | 0.74934 | 0.88099 | 0.82043 | 0.83237 | 0.84346 | 0.87416 | 0.83493 | 0.83664 | 0.82726 | 0.88354 | 0.87246 | 0.82043 | 0.81788 | 0.83152 | 0.86137 | 0.87502 | 0.87757 | 0.89207 | 0.82982 | 0.84858 | 0.83237 | 0.87075 | 0.85455 | 0.84346 | 0.81617 | 0.84005 | 0.84261 | 0.85455 | 0.84176 | 0.81361 | 0.81446 | 0.8102 | 0.84346 | 0.88099 | 0.82555 | 0.84517 | 0.81702 | 0.82299 | 0.86222 | 0.83664 | 0.86308 | 0.89037 | 0.88013 | 0.86052 | 0.89548 | 0.84687 | 0.83408 | 0.8264 | 0.81446 | 0.84561 | 0.90025 | 0.86209 | 0.85602 | 0.88117 | 0.87944 | 0.87597 | 0.87597 | 0.84301 | 0.89332 | 0.89332 | 0.88291 | 0.83174 | 0.8725 | 0.90112 | 0.89332 | 0.85169 | 0.84215 | 0.90979 | 0.85515 | 0.89505 | 0.87424 | 0.83434 | 0.88378 | 0.83868 | 0.89679 | 0.84475 | 0.82393 | 0.88638 | 0.83174 | 0.83868 | 0.90979 | 0.84995 | 0.85255 | 0.85082 | 0.82914 | 0.88638 | 0.84301 | 0.87684 | 0.82393 | 0.83607 | 0.88204 | 0.85776 | 0.89332 | 0.88204 | 0.90199 | 0.91066 | 0.85342 | 0.93867 | 0.92873 | 0.9477 | 0.93867 | 0.86278 | 0.90163 | 0.92692 | 0.8944 | 0.94228 | 0.94319 | 0.86278 | 0.90795 | 0.9459 | 0.90795 | 0.92331 | 0.92602 | 0.93596 | 0.87543 | 0.92963 | 0.90343 | 0.8944 | 0.91247 | 0.90705 | 0.92692 | 0.89079 | 0.88356 | 0.9459 | 0.92873 | 0.90976 | 0.86459 | 0.90976 | 0.94319 | 0.88356 | 0.89892 | 0.89892 | 0.89621 | 0.86097 | 0.91608 | 0.85917 | 0.86097 | 0.88266 | 0.93505 | 0.88627 | 0.91428 | 0.86368 | 0.92602 | 0.94499 | 0.92692 | 0.87658 | 0.89678 | 0.91789 | 0.88117 | 0.91238 | 0.8977 | 0.89311 | 0.92615 | 0.89586 | 0.92615 | 0.9032 | 0.92982 | 0.91789 | 0.94634 | 0.90963 | 0.8977 | 0.88668 | 0.87658 | 0.92707 | 0.87383 | 0.88301 | 0.94175 | 0.9032 | 0.96378 | 0.88117 | 0.93441 | 0.95093 | 0.88668 | 0.89586 | 0.90687 | 0.91973 | 0.95736 | 0.90963 | 0.94451 | 0.89861 | 0.92982 | 0.939 | 0.87199 | 0.92615 | 0.92064 | 0.91238 | 0.94634 | 0.90596 | 0.91422 | 0.94726 | 0.90687 | 0.89861 | 0.90412 | 0.9133 | 0.88301 | 0.88026 | 0.90596 | 0.9133 | 0.91973 | 0.93992 | 0.95185 | 0.89953 | 0.93992 | 0.92615 | 0.94175 | 0.88943 | 0.90596 | 0.88485 | 0.96378 | 0.8876 | 0.93166 | 0.91514 | 0.93258 | 0.87291 | 0.93992 | 0.90963 | 0.94634 | 0.88301 | 0.88301 | 0.87199 | 0.94267 | 0.91881 | 0.95461 | 0.87199 | 0.91605 | 0.88576 | 0.90045 | 0.96195 | 0.95277 | 0.89678 | 0.90687 | 0.91055 | 0.88026 | 0.88485 | 0.88576 | 0.94267 | 0.95369 | 0.91973 | 0.89953 | 0.89127
MB_RIL_CSS | 384 | 500 | MB | 0.031107 | 384 | 5051 | 1.5712 | 1.7393 | 1.6765 | 1.6477 | 1.6426 | 1.6409 | 1.6884 | 1.7258 | 1.7461 | 1.6392 | 1.6121 | 1.6782 | 1.7359 | 1.6443 | 1.7105 | 1.7258 | 1.6511 | 1.6358 | 1.7648 | 1.6664 | 1.6681 | 1.6698 | 1.6341 | 1.6477 | 1.6816 | 1.6392 | 1.6324 | 1.685 | 1.7495 | 1.6833 | 1.6172 | 1.663 | 1.6358 | 1.7139 | 1.6426 | 1.6952 | 1.6579 | 1.6172 | 1.6681 | 1.7665 | 1.6698 | 1.6528 | 1.7478 | 1.6121 | 1.7275 | 1.6901 | 1.6681 | 1.7648 | 1.629 | 1.9152 | 1.7836 | 1.8095 | 1.8336 | 1.9004 | 1.8151 | 1.8188 | 1.7984 | 1.9208 | 1.8967 | 1.7836 | 1.778 | 1.8077 | 1.8726 | 1.9022 | 1.9078 | 1.9393 | 1.804 | 1.8448 | 1.8095 | 1.893 | 1.8577 | 1.8336 | 1.7743 | 1.8262 | 1.8318 | 1.8577 | 1.8299 | 1.7687 | 1.7706 | 1.7613 | 1.8336 | 1.9152 | 1.7947 | 1.8373 | 1.7762 | 1.7891 | 1.8744 | 1.8188 | 1.8763 | 1.9356 | 1.9134 | 1.8707 | 1.9467 | 1.8411 | 1.8132 | 1.7966 | 1.7706 | 1.8383 | 1.9571 | 1.8741 | 1.8609 | 1.9156 | 1.9119 | 1.9043 | 1.9043 | 1.8327 | 1.942 | 1.942 | 1.9194 | 1.8082 | 1.8968 | 1.959 | 1.942 | 1.8515 | 1.8308 | 1.9778 | 1.8591 | 1.9458 | 1.9005 | 1.8138 | 1.9213 | 1.8232 | 1.9496 | 1.8364 | 1.7912 | 1.9269 | 1.8082 | 1.8232 | 1.9778 | 1.8477 | 1.8534 | 1.8496 | 1.8025 | 1.9269 | 1.8327 | 1.9062 | 1.7912 | 1.8176 | 1.9175 | 1.8647 | 1.942 | 1.9175 | 1.9609 | 1.9797 | 1.8553 | 2.0406 | 2.019 | 2.0603 | 2.0406 | 1.8756 | 1.9601 | 2.0151 | 1.9444 | 2.0485 | 2.0504 | 1.8756 | 1.9738 | 2.0563 | 1.9738 | 2.0072 | 2.0131 | 2.0347 | 1.9031 | 2.021 | 1.964 | 1.9444 | 1.9837 | 1.9719 | 2.0151 | 1.9365 | 1.9208 | 2.0563 | 2.019 | 1.9778 | 1.8796 | 1.9778 | 2.0504 | 1.9208 | 1.9542 | 1.9542 | 1.9483 | 1.8717 | 1.9915 | 1.8678 | 1.8717 | 1.9188 | 2.0328 | 1.9267 | 1.9876 | 1.8776 | 2.0131 | 2.0544 | 2.0151 | 1.9056 | 1.9495 | 1.9954 | 1.9156 | 1.9835 | 1.9515 | 1.9416 | 2.0134 | 1.9476 | 2.0134 | 1.9635 | 2.0214 | 1.9954 | 2.0573 | 1.9775 | 1.9515 | 1.9276 | 1.9056 | 2.0154 | 1.8997 | 1.9196 | 2.0473 | 1.9635 | 2.0952 | 1.9156 | 2.0314 | 2.0673 | 1.9276 | 1.9476 | 1.9715 | 1.9994 | 2.0812 | 1.9775 | 2.0533 | 1.9535 | 2.0214 | 2.0413 | 1.8957 | 2.0134 | 2.0014 | 1.9835 | 2.0573 | 1.9695 | 1.9875 | 2.0593 | 1.9715 | 1.9535 | 1.9655 | 1.9855 | 1.9196 | 1.9136 | 1.9695 | 1.9855 | 1.9994 | 2.0433 | 2.0693 | 1.9555 | 2.0433 | 2.0134 | 2.0473 | 1.9336 | 1.9695 | 1.9236 | 2.0952 | 1.9296 | 2.0254 | 1.9895 | 2.0274 | 1.8977 | 2.0433 | 1.9775 | 2.0573 | 1.9196 | 1.9196 | 1.8957 | 2.0493 | 1.9974 | 2.0753 | 1.8957 | 1.9915 | 1.9256 | 1.9575 | 2.0912 | 2.0713 | 1.9495 | 1.9715 | 1.9795 | 1.9136 | 1.9236 | 1.9256 | 2.0493 | 2.0733 | 1.9994 | 1.9555 | 1.9376
MB_RIL_DSS | 385 | 230 | MB | 0.014309 | 385 | 5051 | 0.72275 | 0.80008 | 0.7712 | 0.75793 | 0.75559 | 0.75481 | 0.77666 | 0.79384 | 0.8032 | 0.75403 | 0.74154 | 0.77198 | 0.79852 | 0.75637 | 0.78681 | 0.79384 | 0.75949 | 0.75247 | 0.81179 | 0.76652 | 0.7673 | 0.76808 | 0.75169 | 0.75793 | 0.77354 | 0.75403 | 0.75091 | 0.7751 | 0.80476 | 0.77432 | 0.74388 | 0.76496 | 0.75247 | 0.78837 | 0.75559 | 0.77979 | 0.76261 | 0.74388 | 0.7673 | 0.81257 | 0.76808 | 0.76027 | 0.80398 | 0.74154 | 0.79462 | 0.77745 | 0.7673 | 0.81179 | 0.74934 | 0.88099 | 0.82043 | 0.83237 | 0.84346 | 0.87416 | 0.83493 | 0.83664 | 0.82726 | 0.88354 | 0.87246 | 0.82043 | 0.81788 | 0.83152 | 0.86137 | 0.87502 | 0.87757 | 0.89207 | 0.82982 | 0.84858 | 0.83237 | 0.87075 | 0.85455 | 0.84346 | 0.81617 | 0.84005 | 0.84261 | 0.85455 | 0.84176 | 0.81361 | 0.81446 | 0.8102 | 0.84346 | 0.88099 | 0.82555 | 0.84517 | 0.81702 | 0.82299 | 0.86222 | 0.83664 | 0.86308 | 0.89037 | 0.88013 | 0.86052 | 0.89548 | 0.84687 | 0.83408 | 0.8264 | 0.81446 | 0.84561 | 0.90025 | 0.86209 | 0.85602 | 0.88117 | 0.87944 | 0.87597 | 0.87597 | 0.84301 | 0.89332 | 0.89332 | 0.88291 | 0.83174 | 0.8725 | 0.90112 | 0.89332 | 0.85169 | 0.84215 | 0.90979 | 0.85515 | 0.89505 | 0.87424 | 0.83434 | 0.88378 | 0.83868 | 0.89679 | 0.84475 | 0.82393 | 0.88638 | 0.83174 | 0.83868 | 0.90979 | 0.84995 | 0.85255 | 0.85082 | 0.82914 | 0.88638 | 0.84301 | 0.87684 | 0.82393 | 0.83607 | 0.88204 | 0.85776 | 0.89332 | 0.88204 | 0.90199 | 0.91066 | 0.85342 | 0.93867 | 0.92873 | 0.9477 | 0.93867 | 0.86278 | 0.90163 | 0.92692 | 0.8944 | 0.94228 | 0.94319 | 0.86278 | 0.90795 | 0.9459 | 0.90795 | 0.92331 | 0.92602 | 0.93596 | 0.87543 | 0.92963 | 0.90343 | 0.8944 | 0.91247 | 0.90705 | 0.92692 | 0.89079 | 0.88356 | 0.9459 | 0.92873 | 0.90976 | 0.86459 | 0.90976 | 0.94319 | 0.88356 | 0.89892 | 0.89892 | 0.89621 | 0.86097 | 0.91608 | 0.85917 | 0.86097 | 0.88266 | 0.93505 | 0.88627 | 0.91428 | 0.86368 | 0.92602 | 0.94499 | 0.92692 | 0.87658 | 0.89678 | 0.91789 | 0.88117 | 0.91238 | 0.8977 | 0.89311 | 0.92615 | 0.89586 | 0.92615 | 0.9032 | 0.92982 | 0.91789 | 0.94634 | 0.90963 | 0.8977 | 0.88668 | 0.87658 | 0.92707 | 0.87383 | 0.88301 | 0.94175 | 0.9032 | 0.96378 | 0.88117 | 0.93441 | 0.95093 | 0.88668 | 0.89586 | 0.90687 | 0.91973 | 0.95736 | 0.90963 | 0.94451 | 0.89861 | 0.92982 | 0.939 | 0.87199 | 0.92615 | 0.92064 | 0.91238 | 0.94634 | 0.90596 | 0.91422 | 0.94726 | 0.90687 | 0.89861 | 0.90412 | 0.9133 | 0.88301 | 0.88026 | 0.90596 | 0.9133 | 0.91973 | 0.93992 | 0.95185 | 0.89953 | 0.93992 | 0.92615 | 0.94175 | 0.88943 | 0.90596 | 0.88485 | 0.96378 | 0.8876 | 0.93166 | 0.91514 | 0.93258 | 0.87291 | 0.93992 | 0.90963 | 0.94634 | 0.88301 | 0.88301 | 0.87199 | 0.94267 | 0.91881 | 0.95461 | 0.87199 | 0.91605 | 0.88576 | 0.90045 | 0.96195 | 0.95277 | 0.89678 | 0.90687 | 0.91055 | 0.88026 | 0.88485 | 0.88576 | 0.94267 | 0.95369 | 0.91973 | 0.89953 | 0.89127
MB_RKW_DSS | 386 | 230 | MB | 0.01305 | 386 | 5051 | 0.65916 | 0.72969 | 0.70335 | 0.69124 | 0.68911 | 0.6884 | 0.70833 | 0.72399 | 0.73253 | 0.68768 | 0.67629 | 0.70406 | 0.72826 | 0.68982 | 0.71758 | 0.72399 | 0.69267 | 0.68626 | 0.74036 | 0.69907 | 0.69979 | 0.7005 | 0.68555 | 0.69124 | 0.70548 | 0.68768 | 0.68484 | 0.7069 | 0.73396 | 0.70619 | 0.67843 | 0.69765 | 0.68626 | 0.71901 | 0.68911 | 0.71118 | 0.69551 | 0.67843 | 0.69979 | 0.74108 | 0.7005 | 0.69338 | 0.73324 | 0.67629 | 0.7247 | 0.70904 | 0.69979 | 0.74036 | 0.68341 | 0.80347 | 0.74825 | 0.75914 | 0.76925 | 0.79725 | 0.76147 | 0.76303 | 0.75447 | 0.8058 | 0.79569 | 0.74825 | 0.74591 | 0.75836 | 0.78558 | 0.79803 | 0.80036 | 0.81358 | 0.7568 | 0.77391 | 0.75914 | 0.79414 | 0.77936 | 0.76925 | 0.74436 | 0.76614 | 0.76847 | 0.77936 | 0.76769 | 0.74202 | 0.7428 | 0.73891 | 0.76925 | 0.80347 | 0.75291 | 0.7708 | 0.74514 | 0.75058 | 0.78636 | 0.76303 | 0.78714 | 0.81203 | 0.80269 | 0.7848 | 0.81669 | 0.77236 | 0.76069 | 0.75369 | 0.7428 | 0.77121 | 0.82104 | 0.78624 | 0.7807 | 0.80364 | 0.80206 | 0.7989 | 0.7989 | 0.76884 | 0.81472 | 0.81472 | 0.80522 | 0.75856 | 0.79573 | 0.82184 | 0.81472 | 0.77675 | 0.76805 | 0.82974 | 0.77991 | 0.8163 | 0.79731 | 0.76093 | 0.80602 | 0.76488 | 0.81788 | 0.77042 | 0.75144 | 0.80839 | 0.75856 | 0.76488 | 0.82974 | 0.77517 | 0.77754 | 0.77596 | 0.75618 | 0.80839 | 0.76884 | 0.79969 | 0.75144 | 0.76251 | 0.80443 | 0.78229 | 0.81472 | 0.80443 | 0.82263 | 0.83054 | 0.77833 | 0.85608 | 0.84701 | 0.86432 | 0.85608 | 0.78687 | 0.8223 | 0.84537 | 0.8157 | 0.85937 | 0.8602 | 0.78687 | 0.82806 | 0.86267 | 0.82806 | 0.84207 | 0.84454 | 0.85361 | 0.7984 | 0.84784 | 0.82394 | 0.8157 | 0.83218 | 0.82724 | 0.84537 | 0.81241 | 0.80582 | 0.86267 | 0.84701 | 0.82971 | 0.78851 | 0.82971 | 0.8602 | 0.80582 | 0.81982 | 0.81982 | 0.81735 | 0.78522 | 0.83548 | 0.78357 | 0.78522 | 0.80499 | 0.85278 | 0.80829 | 0.83383 | 0.78769 | 0.84454 | 0.86185 | 0.84537 | 0.79946 | 0.81787 | 0.83713 | 0.80364 | 0.8321 | 0.81871 | 0.81453 | 0.84466 | 0.81704 | 0.84466 | 0.82373 | 0.84801 | 0.83713 | 0.86308 | 0.82959 | 0.81871 | 0.80867 | 0.79946 | 0.8455 | 0.79695 | 0.80532 | 0.85889 | 0.82373 | 0.87898 | 0.80364 | 0.8522 | 0.86726 | 0.80867 | 0.81704 | 0.82708 | 0.8388 | 0.87312 | 0.82959 | 0.8614 | 0.81955 | 0.84801 | 0.85638 | 0.79527 | 0.84466 | 0.83964 | 0.8321 | 0.86308 | 0.82624 | 0.83378 | 0.86392 | 0.82708 | 0.81955 | 0.82457 | 0.83294 | 0.80532 | 0.80281 | 0.82624 | 0.83294 | 0.8388 | 0.85722 | 0.8681 | 0.82038 | 0.85722 | 0.84466 | 0.85889 | 0.81118 | 0.82624 | 0.80699 | 0.87898 | 0.8095 | 0.84968 | 0.83462 | 0.85052 | 0.79611 | 0.85722 | 0.82959 | 0.86308 | 0.80532 | 0.80532 | 0.79527 | 0.85973 | 0.83796 | 0.87061 | 0.79527 | 0.83545 | 0.80783 | 0.82122 | 0.87731 | 0.86894 | 0.81787 | 0.82708 | 0.83043 | 0.80281 | 0.80699 | 0.80783 | 0.85973 | 0.86978 | 0.8388 | 0.82038 | 0.81285
MB_RLI_DSS | 387 | 230 | MB | 0.013594 | 387 | 5051 | 0.68663 | 0.7601 | 0.73266 | 0.72006 | 0.71783 | 0.71709 | 0.73786 | 0.75417 | 0.76307 | 0.71635 | 0.70449 | 0.73341 | 0.75862 | 0.71858 | 0.7475 | 0.75417 | 0.72154 | 0.71487 | 0.77123 | 0.72822 | 0.72896 | 0.7297 | 0.71413 | 0.72006 | 0.73489 | 0.71635 | 0.71338 | 0.73637 | 0.76455 | 0.73563 | 0.70671 | 0.72673 | 0.71487 | 0.74898 | 0.71783 | 0.74082 | 0.72451 | 0.70671 | 0.72896 | 0.77197 | 0.7297 | 0.72228 | 0.76381 | 0.70449 | 0.75491 | 0.7386 | 0.72896 | 0.77123 | 0.7119 | 0.83696 | 0.77944 | 0.79078 | 0.80131 | 0.83048 | 0.79321 | 0.79483 | 0.78592 | 0.8394 | 0.82886 | 0.77944 | 0.77701 | 0.78997 | 0.81833 | 0.83129 | 0.83372 | 0.8475 | 0.78835 | 0.80618 | 0.79078 | 0.82724 | 0.81185 | 0.80131 | 0.77539 | 0.79807 | 0.8005 | 0.81185 | 0.79969 | 0.77296 | 0.77377 | 0.76972 | 0.80131 | 0.83696 | 0.7843 | 0.80293 | 0.7762 | 0.78187 | 0.81914 | 0.79483 | 0.81995 | 0.84588 | 0.83615 | 0.81752 | 0.85074 | 0.80456 | 0.7924 | 0.78511 | 0.77377 | 0.80336 | 0.85527 | 0.81902 | 0.81325 | 0.83714 | 0.83549 | 0.8322 | 0.8322 | 0.80089 | 0.84868 | 0.84868 | 0.83879 | 0.79018 | 0.8289 | 0.85609 | 0.84868 | 0.80913 | 0.80006 | 0.86433 | 0.81242 | 0.85033 | 0.83055 | 0.79265 | 0.83961 | 0.79677 | 0.85197 | 0.80254 | 0.78276 | 0.84209 | 0.79018 | 0.79677 | 0.86433 | 0.80748 | 0.80995 | 0.8083 | 0.78771 | 0.84209 | 0.80089 | 0.83302 | 0.78276 | 0.7943 | 0.83797 | 0.8149 | 0.84868 | 0.83797 | 0.85692 | 0.86516 | 0.81078 | 0.89176 | 0.88232 | 0.90035 | 0.89176 | 0.81967 | 0.85657 | 0.88061 | 0.84971 | 0.8952 | 0.89606 | 0.81967 | 0.86258 | 0.89863 | 0.86258 | 0.87717 | 0.87975 | 0.88919 | 0.83168 | 0.88318 | 0.85829 | 0.84971 | 0.86687 | 0.86172 | 0.88061 | 0.84628 | 0.83941 | 0.89863 | 0.88232 | 0.8643 | 0.82138 | 0.8643 | 0.89606 | 0.83941 | 0.854 | 0.854 | 0.85142 | 0.81795 | 0.87031 | 0.81623 | 0.81795 | 0.83855 | 0.88833 | 0.84198 | 0.86859 | 0.82053 | 0.87975 | 0.89777 | 0.88061 | 0.83278 | 0.85197 | 0.87202 | 0.83714 | 0.86679 | 0.85284 | 0.84848 | 0.87987 | 0.8511 | 0.87987 | 0.85807 | 0.88336 | 0.87202 | 0.89906 | 0.86418 | 0.85284 | 0.84238 | 0.83278 | 0.88074 | 0.83017 | 0.83889 | 0.8947 | 0.85807 | 0.91563 | 0.83714 | 0.88772 | 0.90342 | 0.84238 | 0.8511 | 0.86156 | 0.87377 | 0.90952 | 0.86418 | 0.89731 | 0.85371 | 0.88336 | 0.89208 | 0.82842 | 0.87987 | 0.87464 | 0.86679 | 0.89906 | 0.86069 | 0.86854 | 0.89993 | 0.86156 | 0.85371 | 0.85894 | 0.86766 | 0.83889 | 0.83627 | 0.86069 | 0.86766 | 0.87377 | 0.89295 | 0.90429 | 0.85458 | 0.89295 | 0.87987 | 0.8947 | 0.84499 | 0.86069 | 0.84063 | 0.91563 | 0.84325 | 0.8851 | 0.86941 | 0.88598 | 0.82929 | 0.89295 | 0.86418 | 0.89906 | 0.83889 | 0.83889 | 0.82842 | 0.89557 | 0.8729 | 0.9069 | 0.82842 | 0.87028 | 0.8415 | 0.85546 | 0.91388 | 0.90516 | 0.85197 | 0.86156 | 0.86505 | 0.83627 | 0.84063 | 0.8415 | 0.89557 | 0.90603 | 0.87377 | 0.85458 | 0.84674
MB_RSR_DSS | 388 | 230 | MB | 0.019169 | 388 | 5051 | 0.96823 | 1.0718 | 1.0331 | 1.0154 | 1.0122 | 1.0112 | 1.0405 | 1.0635 | 1.076 | 1.0101 | 0.9934 | 1.0342 | 1.0697 | 1.0133 | 1.054 | 1.0635 | 1.0175 | 1.008 | 1.0875 | 1.0269 | 1.0279 | 1.029 | 1.007 | 1.0154 | 1.0363 | 1.0101 | 1.0059 | 1.0384 | 1.0781 | 1.0373 | 0.99654 | 1.0248 | 1.008 | 1.0561 | 1.0122 | 1.0446 | 1.0216 | 0.99654 | 1.0279 | 1.0886 | 1.029 | 1.0185 | 1.0771 | 0.9934 | 1.0645 | 1.0415 | 1.0279 | 1.0875 | 1.0039 | 1.1802 | 1.0991 | 1.1151 | 1.1299 | 1.1711 | 1.1185 | 1.1208 | 1.1082 | 1.1836 | 1.1688 | 1.0991 | 1.0957 | 1.1139 | 1.1539 | 1.1722 | 1.1756 | 1.1951 | 1.1117 | 1.1368 | 1.1151 | 1.1665 | 1.1448 | 1.1299 | 1.0934 | 1.1254 | 1.1288 | 1.1448 | 1.1277 | 1.09 | 1.0911 | 1.0854 | 1.1299 | 1.1802 | 1.1059 | 1.1322 | 1.0945 | 1.1025 | 1.1551 | 1.1208 | 1.1562 | 1.1928 | 1.1791 | 1.1528 | 1.1996 | 1.1345 | 1.1174 | 1.1071 | 1.0911 | 1.1328 | 1.206 | 1.1549 | 1.1468 | 1.1805 | 1.1781 | 1.1735 | 1.1735 | 1.1293 | 1.1967 | 1.1967 | 1.1828 | 1.1142 | 1.1688 | 1.2072 | 1.1967 | 1.141 | 1.1282 | 1.2188 | 1.1456 | 1.1991 | 1.1712 | 1.1177 | 1.1839 | 1.1235 | 1.2014 | 1.1317 | 1.1038 | 1.1874 | 1.1142 | 1.1235 | 1.2188 | 1.1386 | 1.1421 | 1.1398 | 1.1107 | 1.1874 | 1.1293 | 1.1747 | 1.1038 | 1.12 | 1.1816 | 1.1491 | 1.1967 | 1.1816 | 1.2083 | 1.22 | 1.1433 | 1.2575 | 1.2442 | 1.2696 | 1.2575 | 1.1558 | 1.2079 | 1.2418 | 1.1982 | 1.2623 | 1.2635 | 1.1558 | 1.2163 | 1.2672 | 1.2163 | 1.2369 | 1.2405 | 1.2539 | 1.1728 | 1.2454 | 1.2103 | 1.1982 | 1.2224 | 1.2151 | 1.2418 | 1.1933 | 1.1837 | 1.2672 | 1.2442 | 1.2188 | 1.1582 | 1.2188 | 1.2635 | 1.1837 | 1.2042 | 1.2042 | 1.2006 | 1.1534 | 1.2272 | 1.151 | 1.1534 | 1.1824 | 1.2526 | 1.1873 | 1.2248 | 1.157 | 1.2405 | 1.266 | 1.2418 | 1.1743 | 1.2014 | 1.2296 | 1.1805 | 1.2223 | 1.2026 | 1.1964 | 1.2407 | 1.2001 | 1.2407 | 1.21 | 1.2456 | 1.2296 | 1.2678 | 1.2186 | 1.2026 | 1.1878 | 1.1743 | 1.2419 | 1.1706 | 1.1829 | 1.2616 | 1.21 | 1.2911 | 1.1805 | 1.2518 | 1.2739 | 1.1878 | 1.2001 | 1.2149 | 1.2321 | 1.2825 | 1.2186 | 1.2653 | 1.2038 | 1.2456 | 1.2579 | 1.1682 | 1.2407 | 1.2333 | 1.2223 | 1.2678 | 1.2137 | 1.2247 | 1.269 | 1.2149 | 1.2038 | 1.2112 | 1.2235 | 1.1829 | 1.1792 | 1.2137 | 1.2235 | 1.2321 | 1.2592 | 1.2751 | 1.2051 | 1.2592 | 1.2407 | 1.2616 | 1.1915 | 1.2137 | 1.1854 | 1.2911 | 1.1891 | 1.2481 | 1.226 | 1.2493 | 1.1694 | 1.2592 | 1.2186 | 1.2678 | 1.1829 | 1.1829 | 1.1682 | 1.2628 | 1.2309 | 1.2788 | 1.1682 | 1.2272 | 1.1866 | 1.2063 | 1.2887 | 1.2764 | 1.2014 | 1.2149 | 1.2198 | 1.1792 | 1.1854 | 1.1866 | 1.2628 | 1.2776 | 1.2321 | 1.2051 | 1.194
MB_RST_DSS | 389 | 230 | MB | 0.01115 | 389 | 5051 | 0.56319 | 0.62345 | 0.60094 | 0.5906 | 0.58878 | 0.58817 | 0.6052 | 0.61858 | 0.62588 | 0.58756 | 0.57783 | 0.60155 | 0.62223 | 0.58939 | 0.61311 | 0.61858 | 0.59182 | 0.58634 | 0.63257 | 0.59729 | 0.5979 | 0.59851 | 0.58574 | 0.5906 | 0.60277 | 0.58756 | 0.58513 | 0.60398 | 0.6271 | 0.60338 | 0.57965 | 0.59608 | 0.58634 | 0.61432 | 0.58878 | 0.60763 | 0.59425 | 0.57965 | 0.5979 | 0.63318 | 0.59851 | 0.59243 | 0.62649 | 0.57783 | 0.61919 | 0.60581 | 0.5979 | 0.63257 | 0.58391 | 0.68649 | 0.63931 | 0.64861 | 0.65725 | 0.68117 | 0.6506 | 0.65193 | 0.64462 | 0.68848 | 0.67984 | 0.63931 | 0.63731 | 0.64795 | 0.67121 | 0.68184 | 0.68383 | 0.69513 | 0.64662 | 0.66124 | 0.64861 | 0.67852 | 0.66589 | 0.65725 | 0.63598 | 0.65459 | 0.65659 | 0.66589 | 0.65592 | 0.63399 | 0.63465 | 0.63133 | 0.65725 | 0.68649 | 0.64329 | 0.65858 | 0.63665 | 0.6413 | 0.67187 | 0.65193 | 0.67253 | 0.6938 | 0.68583 | 0.67054 | 0.69779 | 0.65991 | 0.64994 | 0.64396 | 0.63465 | 0.65893 | 0.70151 | 0.67177 | 0.66704 | 0.68664 | 0.68529 | 0.68258 | 0.68258 | 0.6569 | 0.6961 | 0.6961 | 0.68799 | 0.64812 | 0.67988 | 0.70218 | 0.6961 | 0.66366 | 0.65622 | 0.70894 | 0.66636 | 0.69745 | 0.68123 | 0.65014 | 0.68866 | 0.65352 | 0.6988 | 0.65825 | 0.64203 | 0.69069 | 0.64812 | 0.65352 | 0.70894 | 0.66231 | 0.66433 | 0.66298 | 0.64609 | 0.69069 | 0.6569 | 0.68326 | 0.64203 | 0.65149 | 0.68731 | 0.66839 | 0.6961 | 0.68731 | 0.70286 | 0.70961 | 0.66501 | 0.73144 | 0.72369 | 0.73848 | 0.73144 | 0.6723 | 0.70258 | 0.72229 | 0.69694 | 0.73425 | 0.73496 | 0.6723 | 0.7075 | 0.73707 | 0.7075 | 0.71947 | 0.72158 | 0.72933 | 0.68216 | 0.7244 | 0.70398 | 0.69694 | 0.71102 | 0.7068 | 0.72229 | 0.69413 | 0.6885 | 0.73707 | 0.72369 | 0.70891 | 0.67371 | 0.70891 | 0.73496 | 0.6885 | 0.70046 | 0.70046 | 0.69835 | 0.6709 | 0.71384 | 0.66949 | 0.6709 | 0.68779 | 0.72862 | 0.69061 | 0.71243 | 0.67301 | 0.72158 | 0.73637 | 0.72229 | 0.68306 | 0.6988 | 0.71525 | 0.68664 | 0.71096 | 0.69951 | 0.69594 | 0.72168 | 0.69808 | 0.72168 | 0.7038 | 0.72455 | 0.71525 | 0.73742 | 0.70881 | 0.69951 | 0.69093 | 0.68306 | 0.7224 | 0.68092 | 0.68807 | 0.73384 | 0.7038 | 0.75101 | 0.68664 | 0.72812 | 0.741 | 0.69093 | 0.69808 | 0.70666 | 0.71668 | 0.746 | 0.70881 | 0.73599 | 0.70023 | 0.72455 | 0.7317 | 0.67948 | 0.72168 | 0.71739 | 0.71096 | 0.73742 | 0.70595 | 0.71239 | 0.73813 | 0.70666 | 0.70023 | 0.70452 | 0.71167 | 0.68807 | 0.68592 | 0.70595 | 0.71167 | 0.71668 | 0.73241 | 0.74171 | 0.70094 | 0.73241 | 0.72168 | 0.73384 | 0.69307 | 0.70595 | 0.6895 | 0.75101 | 0.69164 | 0.72598 | 0.7131 | 0.72669 | 0.6802 | 0.73241 | 0.70881 | 0.73742 | 0.68807 | 0.68807 | 0.67948 | 0.73456 | 0.71596 | 0.74386 | 0.67948 | 0.71382 | 0.69021 | 0.70166 | 0.74958 | 0.74243 | 0.6988 | 0.70666 | 0.70952 | 0.68592 | 0.6895 | 0.69021 | 0.73456 | 0.74314 | 0.71668 | 0.70094 | 0.6945
MB_RTH_JCT | 390 | 115 | MB | 0.006573 | 390 | 5051 | 0.332 | 0.36753 | 0.35426 | 0.34816 | 0.34709 | 0.34673 | 0.35677 | 0.36466 | 0.36896 | 0.34637 | 0.34063 | 0.35462 | 0.36681 | 0.34745 | 0.36143 | 0.36466 | 0.34888 | 0.34565 | 0.3729 | 0.35211 | 0.35247 | 0.35283 | 0.3453 | 0.34816 | 0.35534 | 0.34637 | 0.34494 | 0.35605 | 0.36968 | 0.35569 | 0.34171 | 0.35139 | 0.34565 | 0.36215 | 0.34709 | 0.3582 | 0.35032 | 0.34171 | 0.35247 | 0.37326 | 0.35283 | 0.34924 | 0.36932 | 0.34063 | 0.36502 | 0.35713 | 0.35247 | 0.3729 | 0.34422 | 0.40469 | 0.37688 | 0.38236 | 0.38745 | 0.40156 | 0.38354 | 0.38432 | 0.38001 | 0.40587 | 0.40077 | 0.37688 | 0.3757 | 0.38197 | 0.39568 | 0.40195 | 0.40312 | 0.40978 | 0.38119 | 0.3898 | 0.38236 | 0.39999 | 0.39255 | 0.38745 | 0.37492 | 0.38589 | 0.38706 | 0.39255 | 0.38667 | 0.37374 | 0.37413 | 0.37217 | 0.38745 | 0.40469 | 0.37923 | 0.38824 | 0.37531 | 0.37805 | 0.39607 | 0.38432 | 0.39646 | 0.409 | 0.4043 | 0.39529 | 0.41135 | 0.38902 | 0.38314 | 0.37962 | 0.37413 | 0.38844 | 0.41354 | 0.39601 | 0.39322 | 0.40478 | 0.40398 | 0.40239 | 0.40239 | 0.38725 | 0.41035 | 0.41035 | 0.40557 | 0.38207 | 0.40079 | 0.41394 | 0.41035 | 0.39123 | 0.38685 | 0.41792 | 0.39283 | 0.41115 | 0.40159 | 0.38326 | 0.40597 | 0.38526 | 0.41195 | 0.38804 | 0.37848 | 0.40717 | 0.38207 | 0.38526 | 0.41792 | 0.39043 | 0.39163 | 0.39083 | 0.38087 | 0.40717 | 0.38725 | 0.40279 | 0.37848 | 0.38406 | 0.40518 | 0.39402 | 0.41035 | 0.40518 | 0.41434 | 0.41832 | 0.39203 | 0.43119 | 0.42662 | 0.43534 | 0.43119 | 0.39633 | 0.41417 | 0.42579 | 0.41085 | 0.43285 | 0.43326 | 0.39633 | 0.41708 | 0.43451 | 0.41708 | 0.42413 | 0.42538 | 0.42994 | 0.40214 | 0.42704 | 0.415 | 0.41085 | 0.41915 | 0.41666 | 0.42579 | 0.40919 | 0.40587 | 0.43451 | 0.42662 | 0.41791 | 0.39716 | 0.41791 | 0.43326 | 0.40587 | 0.41293 | 0.41293 | 0.41168 | 0.3955 | 0.42081 | 0.39467 | 0.3955 | 0.40546 | 0.42953 | 0.40712 | 0.41998 | 0.39674 | 0.42538 | 0.43409 | 0.42579 | 0.40267 | 0.41195 | 0.42164 | 0.40478 | 0.41911 | 0.41237 | 0.41026 | 0.42544 | 0.41152 | 0.42544 | 0.4149 | 0.42712 | 0.42164 | 0.43471 | 0.41785 | 0.41237 | 0.40731 | 0.40267 | 0.42586 | 0.4014 | 0.40562 | 0.43261 | 0.4149 | 0.44272 | 0.40478 | 0.42923 | 0.43682 | 0.40731 | 0.41152 | 0.41658 | 0.42249 | 0.43977 | 0.41785 | 0.43387 | 0.41279 | 0.42712 | 0.43134 | 0.40056 | 0.42544 | 0.42291 | 0.41911 | 0.43471 | 0.41616 | 0.41996 | 0.43514 | 0.41658 | 0.41279 | 0.41532 | 0.41953 | 0.40562 | 0.40436 | 0.41616 | 0.41953 | 0.42249 | 0.43176 | 0.43724 | 0.41321 | 0.43176 | 0.42544 | 0.43261 | 0.40857 | 0.41616 | 0.40646 | 0.44272 | 0.40773 | 0.42797 | 0.42038 | 0.42839 | 0.40098 | 0.43176 | 0.41785 | 0.43471 | 0.40562 | 0.40562 | 0.40056 | 0.43303 | 0.42206 | 0.43851 | 0.40056 | 0.4208 | 0.40689 | 0.41363 | 0.44188 | 0.43767 | 0.41195 | 0.41658 | 0.41827 | 0.40436 | 0.40646 | 0.40689 | 0.43303 | 0.43809 | 0.42249 | 0.41321 | 0.40942
MB_RVL_DSS | 391 | 230 | MB | 0.013943 | 391 | 5051 | 0.70426 | 0.77962 | 0.75147 | 0.73854 | 0.73626 | 0.7355 | 0.7568 | 0.77353 | 0.78266 | 0.73474 | 0.72257 | 0.75224 | 0.7781 | 0.73702 | 0.76669 | 0.77353 | 0.74007 | 0.73322 | 0.79103 | 0.74691 | 0.74767 | 0.74843 | 0.73246 | 0.73854 | 0.75376 | 0.73474 | 0.7317 | 0.75528 | 0.78418 | 0.75452 | 0.72485 | 0.74539 | 0.73322 | 0.76821 | 0.73626 | 0.75984 | 0.74311 | 0.72485 | 0.74767 | 0.79179 | 0.74843 | 0.74083 | 0.78342 | 0.72257 | 0.77429 | 0.75756 | 0.74767 | 0.79103 | 0.73018 | 0.85845 | 0.79945 | 0.81108 | 0.82189 | 0.8518 | 0.81358 | 0.81524 | 0.8061 | 0.86094 | 0.85014 | 0.79945 | 0.79696 | 0.81025 | 0.83934 | 0.85263 | 0.85513 | 0.86926 | 0.80859 | 0.82687 | 0.81108 | 0.84848 | 0.83269 | 0.82189 | 0.79529 | 0.81856 | 0.82106 | 0.83269 | 0.82022 | 0.7928 | 0.79363 | 0.78948 | 0.82189 | 0.85845 | 0.80444 | 0.82355 | 0.79612 | 0.80194 | 0.84017 | 0.81524 | 0.841 | 0.86759 | 0.85762 | 0.83851 | 0.87258 | 0.82521 | 0.81275 | 0.80527 | 0.79363 | 0.82399 | 0.87723 | 0.84004 | 0.83413 | 0.85863 | 0.85694 | 0.85356 | 0.85356 | 0.82145 | 0.87047 | 0.87047 | 0.86033 | 0.81046 | 0.85018 | 0.87807 | 0.87047 | 0.8299 | 0.8206 | 0.88652 | 0.83328 | 0.87216 | 0.85187 | 0.813 | 0.86117 | 0.81722 | 0.87385 | 0.82314 | 0.80286 | 0.86371 | 0.81046 | 0.81722 | 0.88652 | 0.82821 | 0.83075 | 0.82906 | 0.80793 | 0.86371 | 0.82145 | 0.85441 | 0.80286 | 0.81469 | 0.85948 | 0.83582 | 0.87047 | 0.85948 | 0.87892 | 0.88737 | 0.83159 | 0.91466 | 0.90498 | 0.92346 | 0.91466 | 0.84071 | 0.87857 | 0.90321 | 0.87152 | 0.91818 | 0.91906 | 0.84071 | 0.88473 | 0.9217 | 0.88473 | 0.89969 | 0.90233 | 0.91202 | 0.85304 | 0.90586 | 0.88033 | 0.87152 | 0.88913 | 0.88385 | 0.90321 | 0.868 | 0.86096 | 0.9217 | 0.90498 | 0.88649 | 0.84247 | 0.88649 | 0.91906 | 0.86096 | 0.87592 | 0.87592 | 0.87328 | 0.83895 | 0.89265 | 0.83719 | 0.83895 | 0.86008 | 0.91114 | 0.8636 | 0.89089 | 0.84159 | 0.90233 | 0.92082 | 0.90321 | 0.85416 | 0.87384 | 0.89441 | 0.85863 | 0.88904 | 0.87473 | 0.87026 | 0.90246 | 0.87295 | 0.90246 | 0.8801 | 0.90604 | 0.89441 | 0.92214 | 0.88636 | 0.87473 | 0.864 | 0.85416 | 0.90336 | 0.85148 | 0.86042 | 0.91767 | 0.8801 | 0.93913 | 0.85863 | 0.91051 | 0.92661 | 0.864 | 0.87295 | 0.88368 | 0.8962 | 0.93287 | 0.88636 | 0.92035 | 0.87563 | 0.90604 | 0.91498 | 0.84969 | 0.90246 | 0.89709 | 0.88904 | 0.92214 | 0.88278 | 0.89083 | 0.92303 | 0.88368 | 0.87563 | 0.881 | 0.88994 | 0.86042 | 0.85774 | 0.88278 | 0.88994 | 0.8962 | 0.91588 | 0.9275 | 0.87652 | 0.91588 | 0.90246 | 0.91767 | 0.86668 | 0.88278 | 0.86221 | 0.93913 | 0.8649 | 0.90783 | 0.89173 | 0.90872 | 0.85059 | 0.91588 | 0.88636 | 0.92214 | 0.86042 | 0.86042 | 0.84969 | 0.91856 | 0.89531 | 0.93019 | 0.84969 | 0.89262 | 0.86311 | 0.87742 | 0.93734 | 0.9284 | 0.87384 | 0.88368 | 0.88726 | 0.85774 | 0.86221 | 0.86311 | 0.91856 | 0.92929 | 0.8962 | 0.87652 | 0.86847
MB_SDC_DSS | 392 | 115 | MB | 0.006573 | 392 | 5051 | 0.332 | 0.36753 | 0.35426 | 0.34816 | 0.34709 | 0.34673 | 0.35677 | 0.36466 | 0.36896 | 0.34637 | 0.34063 | 0.35462 | 0.36681 | 0.34745 | 0.36143 | 0.36466 | 0.34888 | 0.34565 | 0.3729 | 0.35211 | 0.35247 | 0.35283 | 0.3453 | 0.34816 | 0.35534 | 0.34637 | 0.34494 | 0.35605 | 0.36968 | 0.35569 | 0.34171 | 0.35139 | 0.34565 | 0.36215 | 0.34709 | 0.3582 | 0.35032 | 0.34171 | 0.35247 | 0.37326 | 0.35283 | 0.34924 | 0.36932 | 0.34063 | 0.36502 | 0.35713 | 0.35247 | 0.3729 | 0.34422 | 0.40469 | 0.37688 | 0.38236 | 0.38745 | 0.40156 | 0.38354 | 0.38432 | 0.38001 | 0.40587 | 0.40077 | 0.37688 | 0.3757 | 0.38197 | 0.39568 | 0.40195 | 0.40312 | 0.40978 | 0.38119 | 0.3898 | 0.38236 | 0.39999 | 0.39255 | 0.38745 | 0.37492 | 0.38589 | 0.38706 | 0.39255 | 0.38667 | 0.37374 | 0.37413 | 0.37217 | 0.38745 | 0.40469 | 0.37923 | 0.38824 | 0.37531 | 0.37805 | 0.39607 | 0.38432 | 0.39646 | 0.409 | 0.4043 | 0.39529 | 0.41135 | 0.38902 | 0.38314 | 0.37962 | 0.37413 | 0.38844 | 0.41354 | 0.39601 | 0.39322 | 0.40478 | 0.40398 | 0.40239 | 0.40239 | 0.38725 | 0.41035 | 0.41035 | 0.40557 | 0.38207 | 0.40079 | 0.41394 | 0.41035 | 0.39123 | 0.38685 | 0.41792 | 0.39283 | 0.41115 | 0.40159 | 0.38326 | 0.40597 | 0.38526 | 0.41195 | 0.38804 | 0.37848 | 0.40717 | 0.38207 | 0.38526 | 0.41792 | 0.39043 | 0.39163 | 0.39083 | 0.38087 | 0.40717 | 0.38725 | 0.40279 | 0.37848 | 0.38406 | 0.40518 | 0.39402 | 0.41035 | 0.40518 | 0.41434 | 0.41832 | 0.39203 | 0.43119 | 0.42662 | 0.43534 | 0.43119 | 0.39633 | 0.41417 | 0.42579 | 0.41085 | 0.43285 | 0.43326 | 0.39633 | 0.41708 | 0.43451 | 0.41708 | 0.42413 | 0.42538 | 0.42994 | 0.40214 | 0.42704 | 0.415 | 0.41085 | 0.41915 | 0.41666 | 0.42579 | 0.40919 | 0.40587 | 0.43451 | 0.42662 | 0.41791 | 0.39716 | 0.41791 | 0.43326 | 0.40587 | 0.41293 | 0.41293 | 0.41168 | 0.3955 | 0.42081 | 0.39467 | 0.3955 | 0.40546 | 0.42953 | 0.40712 | 0.41998 | 0.39674 | 0.42538 | 0.43409 | 0.42579 | 0.40267 | 0.41195 | 0.42164 | 0.40478 | 0.41911 | 0.41237 | 0.41026 | 0.42544 | 0.41152 | 0.42544 | 0.4149 | 0.42712 | 0.42164 | 0.43471 | 0.41785 | 0.41237 | 0.40731 | 0.40267 | 0.42586 | 0.4014 | 0.40562 | 0.43261 | 0.4149 | 0.44272 | 0.40478 | 0.42923 | 0.43682 | 0.40731 | 0.41152 | 0.41658 | 0.42249 | 0.43977 | 0.41785 | 0.43387 | 0.41279 | 0.42712 | 0.43134 | 0.40056 | 0.42544 | 0.42291 | 0.41911 | 0.43471 | 0.41616 | 0.41996 | 0.43514 | 0.41658 | 0.41279 | 0.41532 | 0.41953 | 0.40562 | 0.40436 | 0.41616 | 0.41953 | 0.42249 | 0.43176 | 0.43724 | 0.41321 | 0.43176 | 0.42544 | 0.43261 | 0.40857 | 0.41616 | 0.40646 | 0.44272 | 0.40773 | 0.42797 | 0.42038 | 0.42839 | 0.40098 | 0.43176 | 0.41785 | 0.43471 | 0.40562 | 0.40562 | 0.40056 | 0.43303 | 0.42206 | 0.43851 | 0.40056 | 0.4208 | 0.40689 | 0.41363 | 0.44188 | 0.43767 | 0.41195 | 0.41658 | 0.41827 | 0.40436 | 0.40646 | 0.40689 | 0.43303 | 0.43809 | 0.42249 | 0.41321 | 0.40942
MB_SEE_DSS | 393 | 230 | MB | 0.021759 | 393 | 5051 | 1.099 | 1.2166 | 1.1727 | 1.1525 | 1.149 | 1.1478 | 1.181 | 1.2071 | 1.2214 | 1.1466 | 1.1276 | 1.1739 | 1.2143 | 1.1502 | 1.1965 | 1.2071 | 1.1549 | 1.1442 | 1.2344 | 1.1656 | 1.1668 | 1.168 | 1.1431 | 1.1525 | 1.1763 | 1.1466 | 1.1419 | 1.1787 | 1.2238 | 1.1775 | 1.1312 | 1.1632 | 1.1442 | 1.1988 | 1.149 | 1.1858 | 1.1597 | 1.1312 | 1.1668 | 1.2356 | 1.168 | 1.1561 | 1.2226 | 1.1276 | 1.2083 | 1.1822 | 1.1668 | 1.2344 | 1.1395 | 1.3397 | 1.2476 | 1.2658 | 1.2826 | 1.3293 | 1.2696 | 1.2722 | 1.258 | 1.3436 | 1.3267 | 1.2476 | 1.2437 | 1.2645 | 1.3098 | 1.3306 | 1.3345 | 1.3565 | 1.2619 | 1.2904 | 1.2658 | 1.3241 | 1.2995 | 1.2826 | 1.2411 | 1.2774 | 1.2813 | 1.2995 | 1.28 | 1.2372 | 1.2385 | 1.232 | 1.2826 | 1.3397 | 1.2554 | 1.2852 | 1.2424 | 1.2515 | 1.3111 | 1.2722 | 1.3124 | 1.3539 | 1.3384 | 1.3085 | 1.3617 | 1.2878 | 1.2683 | 1.2567 | 1.2385 | 1.2859 | 1.369 | 1.3109 | 1.3017 | 1.34 | 1.3373 | 1.332 | 1.332 | 1.2819 | 1.3584 | 1.3584 | 1.3426 | 1.2648 | 1.3268 | 1.3703 | 1.3584 | 1.2951 | 1.2806 | 1.3835 | 1.3004 | 1.3611 | 1.3294 | 1.2687 | 1.3439 | 1.2753 | 1.3637 | 1.2846 | 1.2529 | 1.3479 | 1.2648 | 1.2753 | 1.3835 | 1.2925 | 1.2964 | 1.2938 | 1.2608 | 1.3479 | 1.2819 | 1.3334 | 1.2529 | 1.2714 | 1.3413 | 1.3043 | 1.3584 | 1.3413 | 1.3716 | 1.3848 | 1.2978 | 1.4274 | 1.4123 | 1.4411 | 1.4274 | 1.312 | 1.3711 | 1.4095 | 1.3601 | 1.4329 | 1.4343 | 1.312 | 1.3807 | 1.4384 | 1.3807 | 1.404 | 1.4082 | 1.4233 | 1.3312 | 1.4136 | 1.3738 | 1.3601 | 1.3875 | 1.3793 | 1.4095 | 1.3546 | 1.3436 | 1.4384 | 1.4123 | 1.3834 | 1.3147 | 1.3834 | 1.4343 | 1.3436 | 1.3669 | 1.3669 | 1.3628 | 1.3092 | 1.393 | 1.3065 | 1.3092 | 1.3422 | 1.4219 | 1.3477 | 1.3903 | 1.3134 | 1.4082 | 1.437 | 1.4095 | 1.333 | 1.3637 | 1.3958 | 1.34 | 1.3874 | 1.3651 | 1.3581 | 1.4084 | 1.3623 | 1.4084 | 1.3735 | 1.4139 | 1.3958 | 1.4391 | 1.3832 | 1.3651 | 1.3483 | 1.333 | 1.4097 | 1.3288 | 1.3427 | 1.4321 | 1.3735 | 1.4656 | 1.34 | 1.4209 | 1.446 | 1.3483 | 1.3623 | 1.379 | 1.3986 | 1.4558 | 1.3832 | 1.4363 | 1.3665 | 1.4139 | 1.4279 | 1.326 | 1.4084 | 1.4 | 1.3874 | 1.4391 | 1.3776 | 1.3902 | 1.4405 | 1.379 | 1.3665 | 1.3749 | 1.3888 | 1.3427 | 1.3386 | 1.3776 | 1.3888 | 1.3986 | 1.4293 | 1.4474 | 1.3679 | 1.4293 | 1.4084 | 1.4321 | 1.3525 | 1.3776 | 1.3455 | 1.4656 | 1.3497 | 1.4167 | 1.3916 | 1.4181 | 1.3274 | 1.4293 | 1.3832 | 1.4391 | 1.3427 | 1.3427 | 1.326 | 1.4335 | 1.3972 | 1.4516 | 1.326 | 1.393 | 1.3469 | 1.3693 | 1.4628 | 1.4488 | 1.3637 | 1.379 | 1.3846 | 1.3386 | 1.3455 | 1.3469 | 1.4335 | 1.4502 | 1.3986 | 1.3679 | 1.3553
MB_SKK_GSS | 394 | 115 | MB | 0.009584 | 394 | 5051 | 0.48409 | 0.53589 | 0.51654 | 0.50765 | 0.50608 | 0.50556 | 0.5202 | 0.5317 | 0.53798 | 0.50504 | 0.49667 | 0.51706 | 0.53484 | 0.50661 | 0.527 | 0.5317 | 0.5087 | 0.50399 | 0.54373 | 0.5134 | 0.51393 | 0.51445 | 0.50347 | 0.50765 | 0.51811 | 0.50504 | 0.50295 | 0.51916 | 0.53902 | 0.51863 | 0.49824 | 0.51236 | 0.50399 | 0.52804 | 0.50608 | 0.52229 | 0.51079 | 0.49824 | 0.51393 | 0.54425 | 0.51445 | 0.50922 | 0.5385 | 0.49667 | 0.53223 | 0.52072 | 0.51393 | 0.54373 | 0.5019 | 0.59007 | 0.54952 | 0.55751 | 0.56494 | 0.5855 | 0.55923 | 0.56037 | 0.55409 | 0.59179 | 0.58436 | 0.54952 | 0.5478 | 0.55694 | 0.57694 | 0.58608 | 0.58779 | 0.5975 | 0.5558 | 0.56837 | 0.55751 | 0.58322 | 0.57237 | 0.56494 | 0.54666 | 0.56266 | 0.56437 | 0.57237 | 0.5638 | 0.54495 | 0.54552 | 0.54266 | 0.56494 | 0.59007 | 0.55294 | 0.56608 | 0.54723 | 0.55123 | 0.57751 | 0.56037 | 0.57808 | 0.59636 | 0.5895 | 0.57636 | 0.59978 | 0.56723 | 0.55866 | 0.55352 | 0.54552 | 0.56638 | 0.60298 | 0.57742 | 0.57335 | 0.5902 | 0.58904 | 0.58671 | 0.58671 | 0.56464 | 0.59833 | 0.59833 | 0.59136 | 0.55709 | 0.58439 | 0.60356 | 0.59833 | 0.57045 | 0.56406 | 0.60937 | 0.57277 | 0.59949 | 0.58555 | 0.55883 | 0.59194 | 0.56174 | 0.60066 | 0.5658 | 0.55186 | 0.59369 | 0.55709 | 0.56174 | 0.60937 | 0.56929 | 0.57103 | 0.56987 | 0.55535 | 0.59369 | 0.56464 | 0.5873 | 0.55186 | 0.55999 | 0.59078 | 0.57452 | 0.59833 | 0.59078 | 0.60414 | 0.60995 | 0.57161 | 0.62871 | 0.62205 | 0.63476 | 0.62871 | 0.57788 | 0.6039 | 0.62084 | 0.59906 | 0.63113 | 0.63173 | 0.57788 | 0.60814 | 0.63355 | 0.60814 | 0.61842 | 0.62024 | 0.62689 | 0.58635 | 0.62266 | 0.60511 | 0.59906 | 0.61116 | 0.60753 | 0.62084 | 0.59664 | 0.5918 | 0.63355 | 0.62205 | 0.60935 | 0.57909 | 0.60935 | 0.63173 | 0.5918 | 0.60208 | 0.60208 | 0.60027 | 0.57667 | 0.61358 | 0.57546 | 0.57667 | 0.59119 | 0.62629 | 0.59361 | 0.61237 | 0.57848 | 0.62024 | 0.63294 | 0.62084 | 0.58713 | 0.60065 | 0.61479 | 0.5902 | 0.6111 | 0.60127 | 0.59819 | 0.62032 | 0.60004 | 0.62032 | 0.60495 | 0.62278 | 0.61479 | 0.63385 | 0.60926 | 0.60127 | 0.59389 | 0.58713 | 0.62094 | 0.58528 | 0.59143 | 0.63078 | 0.60495 | 0.64553 | 0.5902 | 0.62586 | 0.63692 | 0.59389 | 0.60004 | 0.60741 | 0.61602 | 0.64123 | 0.60926 | 0.63262 | 0.60188 | 0.62278 | 0.62893 | 0.58405 | 0.62032 | 0.61664 | 0.6111 | 0.63385 | 0.6068 | 0.61233 | 0.63446 | 0.60741 | 0.60188 | 0.60557 | 0.61172 | 0.59143 | 0.58959 | 0.6068 | 0.61172 | 0.61602 | 0.62955 | 0.63754 | 0.6025 | 0.62955 | 0.62032 | 0.63078 | 0.59573 | 0.6068 | 0.59266 | 0.64553 | 0.5945 | 0.62401 | 0.61295 | 0.62463 | 0.58467 | 0.62955 | 0.60926 | 0.63385 | 0.59143 | 0.59143 | 0.58405 | 0.63139 | 0.61541 | 0.63938 | 0.58405 | 0.61356 | 0.59327 | 0.60311 | 0.6443 | 0.63815 | 0.60065 | 0.60741 | 0.60987 | 0.58959 | 0.59266 | 0.59327 | 0.63139 | 0.63877 | 0.61602 | 0.6025 | 0.59696
MB_SLK_DSS | 395 | 115 | MB | 0.006573 | 395 | 5051 | 0.332 | 0.36753 | 0.35426 | 0.34816 | 0.34709 | 0.34673 | 0.35677 | 0.36466 | 0.36896 | 0.34637 | 0.34063 | 0.35462 | 0.36681 | 0.34745 | 0.36143 | 0.36466 | 0.34888 | 0.34565 | 0.3729 | 0.35211 | 0.35247 | 0.35283 | 0.3453 | 0.34816 | 0.35534 | 0.34637 | 0.34494 | 0.35605 | 0.36968 | 0.35569 | 0.34171 | 0.35139 | 0.34565 | 0.36215 | 0.34709 | 0.3582 | 0.35032 | 0.34171 | 0.35247 | 0.37326 | 0.35283 | 0.34924 | 0.36932 | 0.34063 | 0.36502 | 0.35713 | 0.35247 | 0.3729 | 0.34422 | 0.40469 | 0.37688 | 0.38236 | 0.38745 | 0.40156 | 0.38354 | 0.38432 | 0.38001 | 0.40587 | 0.40077 | 0.37688 | 0.3757 | 0.38197 | 0.39568 | 0.40195 | 0.40312 | 0.40978 | 0.38119 | 0.3898 | 0.38236 | 0.39999 | 0.39255 | 0.38745 | 0.37492 | 0.38589 | 0.38706 | 0.39255 | 0.38667 | 0.37374 | 0.37413 | 0.37217 | 0.38745 | 0.40469 | 0.37923 | 0.38824 | 0.37531 | 0.37805 | 0.39607 | 0.38432 | 0.39646 | 0.409 | 0.4043 | 0.39529 | 0.41135 | 0.38902 | 0.38314 | 0.37962 | 0.37413 | 0.38844 | 0.41354 | 0.39601 | 0.39322 | 0.40478 | 0.40398 | 0.40239 | 0.40239 | 0.38725 | 0.41035 | 0.41035 | 0.40557 | 0.38207 | 0.40079 | 0.41394 | 0.41035 | 0.39123 | 0.38685 | 0.41792 | 0.39283 | 0.41115 | 0.40159 | 0.38326 | 0.40597 | 0.38526 | 0.41195 | 0.38804 | 0.37848 | 0.40717 | 0.38207 | 0.38526 | 0.41792 | 0.39043 | 0.39163 | 0.39083 | 0.38087 | 0.40717 | 0.38725 | 0.40279 | 0.37848 | 0.38406 | 0.40518 | 0.39402 | 0.41035 | 0.40518 | 0.41434 | 0.41832 | 0.39203 | 0.43119 | 0.42662 | 0.43534 | 0.43119 | 0.39633 | 0.41417 | 0.42579 | 0.41085 | 0.43285 | 0.43326 | 0.39633 | 0.41708 | 0.43451 | 0.41708 | 0.42413 | 0.42538 | 0.42994 | 0.40214 | 0.42704 | 0.415 | 0.41085 | 0.41915 | 0.41666 | 0.42579 | 0.40919 | 0.40587 | 0.43451 | 0.42662 | 0.41791 | 0.39716 | 0.41791 | 0.43326 | 0.40587 | 0.41293 | 0.41293 | 0.41168 | 0.3955 | 0.42081 | 0.39467 | 0.3955 | 0.40546 | 0.42953 | 0.40712 | 0.41998 | 0.39674 | 0.42538 | 0.43409 | 0.42579 | 0.40267 | 0.41195 | 0.42164 | 0.40478 | 0.41911 | 0.41237 | 0.41026 | 0.42544 | 0.41152 | 0.42544 | 0.4149 | 0.42712 | 0.42164 | 0.43471 | 0.41785 | 0.41237 | 0.40731 | 0.40267 | 0.42586 | 0.4014 | 0.40562 | 0.43261 | 0.4149 | 0.44272 | 0.40478 | 0.42923 | 0.43682 | 0.40731 | 0.41152 | 0.41658 | 0.42249 | 0.43977 | 0.41785 | 0.43387 | 0.41279 | 0.42712 | 0.43134 | 0.40056 | 0.42544 | 0.42291 | 0.41911 | 0.43471 | 0.41616 | 0.41996 | 0.43514 | 0.41658 | 0.41279 | 0.41532 | 0.41953 | 0.40562 | 0.40436 | 0.41616 | 0.41953 | 0.42249 | 0.43176 | 0.43724 | 0.41321 | 0.43176 | 0.42544 | 0.43261 | 0.40857 | 0.41616 | 0.40646 | 0.44272 | 0.40773 | 0.42797 | 0.42038 | 0.42839 | 0.40098 | 0.43176 | 0.41785 | 0.43471 | 0.40562 | 0.40562 | 0.40056 | 0.43303 | 0.42206 | 0.43851 | 0.40056 | 0.4208 | 0.40689 | 0.41363 | 0.44188 | 0.43767 | 0.41195 | 0.41658 | 0.41827 | 0.40436 | 0.40646 | 0.40689 | 0.43303 | 0.43809 | 0.42249 | 0.41321 | 0.40942
MB_SLV_DSS | 396 | 230 | MB | 0.014709 | 396 | 5051 | 0.74295 | 0.82245 | 0.79276 | 0.77912 | 0.77671 | 0.77591 | 0.79838 | 0.81603 | 0.82566 | 0.77511 | 0.76227 | 0.79356 | 0.82084 | 0.77751 | 0.80881 | 0.81603 | 0.78072 | 0.7735 | 0.83448 | 0.78794 | 0.78875 | 0.78955 | 0.7727 | 0.77912 | 0.79517 | 0.77511 | 0.7719 | 0.79677 | 0.82726 | 0.79597 | 0.76468 | 0.78634 | 0.7735 | 0.81041 | 0.77671 | 0.80159 | 0.78393 | 0.76468 | 0.78875 | 0.83529 | 0.78955 | 0.78153 | 0.82646 | 0.76227 | 0.81683 | 0.79918 | 0.78875 | 0.83448 | 0.77029 | 0.90561 | 0.84337 | 0.85564 | 0.86704 | 0.8986 | 0.85827 | 0.86003 | 0.85038 | 0.90824 | 0.89685 | 0.84337 | 0.84074 | 0.85477 | 0.88545 | 0.89948 | 0.90211 | 0.91701 | 0.85301 | 0.8723 | 0.85564 | 0.89509 | 0.87844 | 0.86704 | 0.83899 | 0.86353 | 0.86616 | 0.87844 | 0.86529 | 0.83636 | 0.83723 | 0.83285 | 0.86704 | 0.90561 | 0.84863 | 0.86879 | 0.83986 | 0.846 | 0.88633 | 0.86003 | 0.8872 | 0.91526 | 0.90474 | 0.88457 | 0.92052 | 0.87055 | 0.8574 | 0.84951 | 0.83723 | 0.86925 | 0.92542 | 0.88619 | 0.87995 | 0.90581 | 0.90402 | 0.90046 | 0.90046 | 0.86658 | 0.91829 | 0.91829 | 0.90759 | 0.85499 | 0.89689 | 0.92631 | 0.91829 | 0.87549 | 0.86569 | 0.93523 | 0.87906 | 0.92007 | 0.89867 | 0.85766 | 0.90848 | 0.86212 | 0.92185 | 0.86836 | 0.84696 | 0.91116 | 0.85499 | 0.86212 | 0.93523 | 0.87371 | 0.87639 | 0.8746 | 0.85231 | 0.91116 | 0.86658 | 0.90135 | 0.84696 | 0.85945 | 0.9067 | 0.88173 | 0.91829 | 0.9067 | 0.9272 | 0.93612 | 0.87728 | 0.96491 | 0.95469 | 0.9742 | 0.96491 | 0.8869 | 0.92683 | 0.95284 | 0.9194 | 0.96862 | 0.96955 | 0.8869 | 0.93333 | 0.97234 | 0.93333 | 0.94912 | 0.95191 | 0.96212 | 0.8999 | 0.95562 | 0.92869 | 0.9194 | 0.93798 | 0.9324 | 0.95284 | 0.91569 | 0.90826 | 0.97234 | 0.95469 | 0.93519 | 0.88876 | 0.93519 | 0.96955 | 0.90826 | 0.92405 | 0.92405 | 0.92126 | 0.88504 | 0.94169 | 0.88318 | 0.88504 | 0.90733 | 0.96119 | 0.91104 | 0.93983 | 0.88783 | 0.95191 | 0.97141 | 0.95284 | 0.90109 | 0.92185 | 0.94355 | 0.90581 | 0.93789 | 0.92279 | 0.91807 | 0.95204 | 0.9209 | 0.95204 | 0.92845 | 0.95581 | 0.94355 | 0.9728 | 0.93506 | 0.92279 | 0.91147 | 0.90109 | 0.95298 | 0.89826 | 0.90769 | 0.96808 | 0.92845 | 0.99073 | 0.90581 | 0.96053 | 0.97752 | 0.91147 | 0.9209 | 0.93223 | 0.94544 | 0.98412 | 0.93506 | 0.97091 | 0.92373 | 0.95581 | 0.96525 | 0.89637 | 0.95204 | 0.94638 | 0.93789 | 0.9728 | 0.93128 | 0.93977 | 0.97374 | 0.93223 | 0.92373 | 0.9294 | 0.93883 | 0.90769 | 0.90486 | 0.93128 | 0.93883 | 0.94544 | 0.96619 | 0.97846 | 0.92468 | 0.96619 | 0.95204 | 0.96808 | 0.9143 | 0.93128 | 0.90958 | 0.99073 | 0.91241 | 0.9577 | 0.94072 | 0.95865 | 0.89731 | 0.96619 | 0.93506 | 0.9728 | 0.90769 | 0.90769 | 0.89637 | 0.96902 | 0.94449 | 0.98129 | 0.89637 | 0.94166 | 0.91052 | 0.92562 | 0.98884 | 0.9794 | 0.92185 | 0.93223 | 0.936 | 0.90486 | 0.90958 | 0.91052 | 0.96902 | 0.98035 | 0.94544 | 0.92468 | 0.91619
MB_STJ_GSS | 397 | 230 | MB | 0.019991 | 397 | 5051 | 1.0097 | 1.1178 | 1.0774 | 1.0589 | 1.0556 | 1.0545 | 1.0851 | 1.1091 | 1.1222 | 1.0534 | 1.036 | 1.0785 | 1.1156 | 1.0567 | 1.0992 | 1.1091 | 1.0611 | 1.0513 | 1.1341 | 1.0709 | 1.072 | 1.0731 | 1.0502 | 1.0589 | 1.0807 | 1.0534 | 1.0491 | 1.0829 | 1.1243 | 1.0818 | 1.0393 | 1.0687 | 1.0513 | 1.1014 | 1.0556 | 1.0894 | 1.0654 | 1.0393 | 1.072 | 1.1352 | 1.0731 | 1.0622 | 1.1232 | 1.036 | 1.1102 | 1.0862 | 1.072 | 1.1341 | 1.0469 | 1.2308 | 1.1462 | 1.1629 | 1.1784 | 1.2213 | 1.1665 | 1.1689 | 1.1558 | 1.2344 | 1.2189 | 1.1462 | 1.1426 | 1.1617 | 1.2034 | 1.2225 | 1.2261 | 1.2463 | 1.1593 | 1.1855 | 1.1629 | 1.2165 | 1.1939 | 1.1784 | 1.1403 | 1.1736 | 1.1772 | 1.1939 | 1.176 | 1.1367 | 1.1379 | 1.1319 | 1.1784 | 1.2308 | 1.1534 | 1.1808 | 1.1415 | 1.1498 | 1.2046 | 1.1689 | 1.2058 | 1.2439 | 1.2296 | 1.2022 | 1.2511 | 1.1832 | 1.1653 | 1.1546 | 1.1379 | 1.1814 | 1.2577 | 1.2044 | 1.1959 | 1.2311 | 1.2287 | 1.2238 | 1.2238 | 1.1778 | 1.248 | 1.248 | 1.2335 | 1.162 | 1.219 | 1.259 | 1.248 | 1.1899 | 1.1766 | 1.2711 | 1.1947 | 1.2505 | 1.2214 | 1.1657 | 1.2347 | 1.1717 | 1.2529 | 1.1802 | 1.1511 | 1.2384 | 1.162 | 1.1717 | 1.2711 | 1.1875 | 1.1911 | 1.1887 | 1.1584 | 1.2384 | 1.1778 | 1.225 | 1.1511 | 1.1681 | 1.2323 | 1.1984 | 1.248 | 1.2323 | 1.2602 | 1.2723 | 1.1923 | 1.3114 | 1.2975 | 1.324 | 1.3114 | 1.2054 | 1.2597 | 1.295 | 1.2496 | 1.3165 | 1.3177 | 1.2054 | 1.2685 | 1.3215 | 1.2685 | 1.2899 | 1.2937 | 1.3076 | 1.2231 | 1.2988 | 1.2622 | 1.2496 | 1.2748 | 1.2672 | 1.295 | 1.2445 | 1.2344 | 1.3215 | 1.2975 | 1.271 | 1.2079 | 1.271 | 1.3177 | 1.2344 | 1.2559 | 1.2559 | 1.2521 | 1.2029 | 1.2799 | 1.2003 | 1.2029 | 1.2332 | 1.3064 | 1.2382 | 1.2773 | 1.2066 | 1.2937 | 1.3202 | 1.295 | 1.2247 | 1.2529 | 1.2824 | 1.2311 | 1.2747 | 1.2542 | 1.2478 | 1.2939 | 1.2516 | 1.2939 | 1.2619 | 1.299 | 1.2824 | 1.3221 | 1.2708 | 1.2542 | 1.2388 | 1.2247 | 1.2952 | 1.2208 | 1.2336 | 1.3157 | 1.2619 | 1.3465 | 1.2311 | 1.3055 | 1.3285 | 1.2388 | 1.2516 | 1.267 | 1.2849 | 1.3375 | 1.2708 | 1.3196 | 1.2554 | 1.299 | 1.3119 | 1.2183 | 1.2939 | 1.2862 | 1.2747 | 1.3221 | 1.2657 | 1.2772 | 1.3234 | 1.267 | 1.2554 | 1.2631 | 1.276 | 1.2336 | 1.2298 | 1.2657 | 1.276 | 1.2849 | 1.3132 | 1.3298 | 1.2567 | 1.3132 | 1.2939 | 1.3157 | 1.2426 | 1.2657 | 1.2362 | 1.3465 | 1.2401 | 1.3016 | 1.2785 | 1.3029 | 1.2195 | 1.3132 | 1.2708 | 1.3221 | 1.2336 | 1.2336 | 1.2183 | 1.317 | 1.2837 | 1.3337 | 1.2183 | 1.2798 | 1.2375 | 1.258 | 1.3439 | 1.3311 | 1.2529 | 1.267 | 1.2721 | 1.2298 | 1.2362 | 1.2375 | 1.317 | 1.3324 | 1.2849 | 1.2567 | 1.2452
MB_STL_GSS | 398 | 230 | MB | 0.009806 | 398 | 5051 | 0.4953 | 0.5483 | 0.52851 | 0.51941 | 0.51781 | 0.51727 | 0.53225 | 0.54402 | 0.55044 | 0.51674 | 0.50818 | 0.52904 | 0.54723 | 0.51834 | 0.5392 | 0.54402 | 0.52048 | 0.51567 | 0.55632 | 0.5253 | 0.52583 | 0.52637 | 0.51513 | 0.51941 | 0.53011 | 0.51674 | 0.5146 | 0.53118 | 0.55151 | 0.53065 | 0.50978 | 0.52423 | 0.51567 | 0.54027 | 0.51781 | 0.53439 | 0.52262 | 0.50978 | 0.52583 | 0.55686 | 0.52637 | 0.52102 | 0.55097 | 0.50818 | 0.54455 | 0.53279 | 0.52583 | 0.55632 | 0.51353 | 0.60374 | 0.56225 | 0.57043 | 0.57803 | 0.59907 | 0.57218 | 0.57335 | 0.56692 | 0.6055 | 0.5979 | 0.56225 | 0.56049 | 0.56984 | 0.5903 | 0.59965 | 0.6014 | 0.61134 | 0.56867 | 0.58153 | 0.57043 | 0.59673 | 0.58562 | 0.57803 | 0.55932 | 0.57569 | 0.57744 | 0.58562 | 0.57686 | 0.55757 | 0.55815 | 0.55523 | 0.57803 | 0.60374 | 0.56575 | 0.5792 | 0.55991 | 0.564 | 0.59088 | 0.57335 | 0.59147 | 0.61017 | 0.60316 | 0.58972 | 0.61368 | 0.58036 | 0.5716 | 0.56634 | 0.55815 | 0.5795 | 0.61695 | 0.5908 | 0.58663 | 0.60387 | 0.60268 | 0.6003 | 0.6003 | 0.57772 | 0.61219 | 0.61219 | 0.60506 | 0.56999 | 0.59793 | 0.61754 | 0.61219 | 0.58366 | 0.57712 | 0.62348 | 0.58604 | 0.61338 | 0.59912 | 0.57178 | 0.60565 | 0.57475 | 0.61457 | 0.57891 | 0.56464 | 0.60744 | 0.56999 | 0.57475 | 0.62348 | 0.58247 | 0.58426 | 0.58307 | 0.56821 | 0.60744 | 0.57772 | 0.6009 | 0.56464 | 0.57296 | 0.60447 | 0.58782 | 0.61219 | 0.60447 | 0.61814 | 0.62408 | 0.58485 | 0.64327 | 0.63646 | 0.64946 | 0.64327 | 0.59127 | 0.61789 | 0.63522 | 0.61294 | 0.64575 | 0.64637 | 0.59127 | 0.62222 | 0.64823 | 0.62222 | 0.63275 | 0.6346 | 0.64141 | 0.59993 | 0.63708 | 0.61913 | 0.61294 | 0.62532 | 0.6216 | 0.63522 | 0.61046 | 0.60551 | 0.64823 | 0.63646 | 0.62346 | 0.5925 | 0.62346 | 0.64637 | 0.60551 | 0.61603 | 0.61603 | 0.61417 | 0.59003 | 0.62779 | 0.58879 | 0.59003 | 0.60489 | 0.6408 | 0.60736 | 0.62656 | 0.59188 | 0.6346 | 0.64761 | 0.63522 | 0.60073 | 0.61456 | 0.62903 | 0.60387 | 0.62526 | 0.61519 | 0.61205 | 0.63469 | 0.61394 | 0.63469 | 0.61897 | 0.63721 | 0.62903 | 0.64853 | 0.62337 | 0.61519 | 0.60765 | 0.60073 | 0.63532 | 0.59884 | 0.60513 | 0.64539 | 0.61897 | 0.66048 | 0.60387 | 0.64035 | 0.65168 | 0.60765 | 0.61394 | 0.62148 | 0.63029 | 0.65608 | 0.62337 | 0.64727 | 0.61582 | 0.63721 | 0.6435 | 0.59758 | 0.63469 | 0.63092 | 0.62526 | 0.64853 | 0.62085 | 0.62652 | 0.64916 | 0.62148 | 0.61582 | 0.6196 | 0.62589 | 0.60513 | 0.60324 | 0.62085 | 0.62589 | 0.63029 | 0.64413 | 0.65231 | 0.61645 | 0.64413 | 0.63469 | 0.64539 | 0.60953 | 0.62085 | 0.60639 | 0.66048 | 0.60827 | 0.63847 | 0.62715 | 0.6391 | 0.59821 | 0.64413 | 0.62337 | 0.64853 | 0.60513 | 0.60513 | 0.59758 | 0.64602 | 0.62966 | 0.65419 | 0.59758 | 0.62777 | 0.60702 | 0.61708 | 0.65923 | 0.65294 | 0.61456 | 0.62148 | 0.624 | 0.60324 | 0.60639 | 0.60702 | 0.64602 | 0.65356 | 0.63029 | 0.61645 | 0.61079
MB_STV_DSS | 399 | 230 | MB | 0.056018 | 399 | 5051 | 2.8295 | 3.1322 | 3.0192 | 2.9672 | 2.958 | 2.955 | 3.0405 | 3.1078 | 3.1444 | 2.9519 | 2.903 | 3.0222 | 3.1261 | 2.9611 | 3.0803 | 3.1078 | 2.9733 | 2.9458 | 3.1781 | 3.0008 | 3.0039 | 3.0069 | 2.9428 | 2.9672 | 3.0283 | 2.9519 | 2.9397 | 3.0344 | 3.1506 | 3.0314 | 2.9122 | 2.9947 | 2.9458 | 3.0864 | 2.958 | 3.0528 | 2.9855 | 2.9122 | 3.0039 | 3.1811 | 3.0069 | 2.9764 | 3.1475 | 2.903 | 3.1108 | 3.0436 | 3.0039 | 3.1781 | 2.9336 | 3.449 | 3.2119 | 3.2586 | 3.302 | 3.4222 | 3.2687 | 3.2753 | 3.2386 | 3.459 | 3.4156 | 3.2119 | 3.2019 | 3.2553 | 3.3722 | 3.4256 | 3.4356 | 3.4924 | 3.2486 | 3.3221 | 3.2586 | 3.4089 | 3.3455 | 3.302 | 3.1952 | 3.2887 | 3.2987 | 3.3455 | 3.2954 | 3.1852 | 3.1885 | 3.1718 | 3.302 | 3.449 | 3.2319 | 3.3087 | 3.1985 | 3.2219 | 3.3755 | 3.2753 | 3.3788 | 3.4857 | 3.4456 | 3.3688 | 3.5057 | 3.3154 | 3.2653 | 3.2353 | 3.1885 | 3.3105 | 3.5244 | 3.375 | 3.3512 | 3.4497 | 3.4429 | 3.4293 | 3.4293 | 3.3003 | 3.4972 | 3.4972 | 3.4565 | 3.2562 | 3.4157 | 3.5278 | 3.4972 | 3.3342 | 3.2969 | 3.5617 | 3.3478 | 3.504 | 3.4225 | 3.2663 | 3.4599 | 3.2833 | 3.5108 | 3.3071 | 3.2256 | 3.4701 | 3.2562 | 3.2833 | 3.5617 | 3.3275 | 3.3376 | 3.3309 | 3.246 | 3.4701 | 3.3003 | 3.4327 | 3.2256 | 3.2731 | 3.4531 | 3.358 | 3.4972 | 3.4531 | 3.5312 | 3.5651 | 3.341 | 3.6748 | 3.6359 | 3.7101 | 3.6748 | 3.3777 | 3.5298 | 3.6288 | 3.5015 | 3.6889 | 3.6925 | 3.3777 | 3.5545 | 3.7031 | 3.5545 | 3.6146 | 3.6253 | 3.6642 | 3.4272 | 3.6394 | 3.5368 | 3.5015 | 3.5722 | 3.551 | 3.6288 | 3.4873 | 3.459 | 3.7031 | 3.6359 | 3.5616 | 3.3848 | 3.5616 | 3.6925 | 3.459 | 3.5192 | 3.5192 | 3.5085 | 3.3706 | 3.5864 | 3.3635 | 3.3706 | 3.4555 | 3.6606 | 3.4696 | 3.5793 | 3.3812 | 3.6253 | 3.6995 | 3.6288 | 3.4317 | 3.5108 | 3.5934 | 3.4497 | 3.5719 | 3.5144 | 3.4964 | 3.6258 | 3.5072 | 3.6258 | 3.5359 | 3.6401 | 3.5934 | 3.7048 | 3.5611 | 3.5144 | 3.4712 | 3.4317 | 3.6294 | 3.4209 | 3.4569 | 3.6869 | 3.5359 | 3.7731 | 3.4497 | 3.6581 | 3.7228 | 3.4712 | 3.5072 | 3.5503 | 3.6006 | 3.7479 | 3.5611 | 3.6976 | 3.518 | 3.6401 | 3.6761 | 3.4138 | 3.6258 | 3.6042 | 3.5719 | 3.7048 | 3.5467 | 3.5791 | 3.7084 | 3.5503 | 3.518 | 3.5395 | 3.5755 | 3.4569 | 3.4461 | 3.5467 | 3.5755 | 3.6006 | 3.6797 | 3.7264 | 3.5216 | 3.6797 | 3.6258 | 3.6869 | 3.482 | 3.5467 | 3.4641 | 3.7731 | 3.4748 | 3.6473 | 3.5826 | 3.6509 | 3.4173 | 3.6797 | 3.5611 | 3.7048 | 3.4569 | 3.4569 | 3.4138 | 3.6904 | 3.597 | 3.7372 | 3.4138 | 3.5862 | 3.4677 | 3.5252 | 3.7659 | 3.73 | 3.5108 | 3.5503 | 3.5647 | 3.4461 | 3.4641 | 3.4677 | 3.6904 | 3.7336 | 3.6006 | 3.5216 | 3.4892
MB_STY_DSS | 400 | 230 | MB | 0.019991 | 400 | 5051 | 1.0097 | 1.1178 | 1.0774 | 1.0589 | 1.0556 | 1.0545 | 1.0851 | 1.1091 | 1.1222 | 1.0534 | 1.036 | 1.0785 | 1.1156 | 1.0567 | 1.0992 | 1.1091 | 1.0611 | 1.0513 | 1.1341 | 1.0709 | 1.072 | 1.0731 | 1.0502 | 1.0589 | 1.0807 | 1.0534 | 1.0491 | 1.0829 | 1.1243 | 1.0818 | 1.0393 | 1.0687 | 1.0513 | 1.1014 | 1.0556 | 1.0894 | 1.0654 | 1.0393 | 1.072 | 1.1352 | 1.0731 | 1.0622 | 1.1232 | 1.036 | 1.1102 | 1.0862 | 1.072 | 1.1341 | 1.0469 | 1.2308 | 1.1462 | 1.1629 | 1.1784 | 1.2213 | 1.1665 | 1.1689 | 1.1558 | 1.2344 | 1.2189 | 1.1462 | 1.1426 | 1.1617 | 1.2034 | 1.2225 | 1.2261 | 1.2463 | 1.1593 | 1.1855 | 1.1629 | 1.2165 | 1.1939 | 1.1784 | 1.1403 | 1.1736 | 1.1772 | 1.1939 | 1.176 | 1.1367 | 1.1379 | 1.1319 | 1.1784 | 1.2308 | 1.1534 | 1.1808 | 1.1415 | 1.1498 | 1.2046 | 1.1689 | 1.2058 | 1.2439 | 1.2296 | 1.2022 | 1.2511 | 1.1832 | 1.1653 | 1.1546 | 1.1379 | 1.1814 | 1.2577 | 1.2044 | 1.1959 | 1.2311 | 1.2287 | 1.2238 | 1.2238 | 1.1778 | 1.248 | 1.248 | 1.2335 | 1.162 | 1.219 | 1.259 | 1.248 | 1.1899 | 1.1766 | 1.2711 | 1.1947 | 1.2505 | 1.2214 | 1.1657 | 1.2347 | 1.1717 | 1.2529 | 1.1802 | 1.1511 | 1.2384 | 1.162 | 1.1717 | 1.2711 | 1.1875 | 1.1911 | 1.1887 | 1.1584 | 1.2384 | 1.1778 | 1.225 | 1.1511 | 1.1681 | 1.2323 | 1.1984 | 1.248 | 1.2323 | 1.2602 | 1.2723 | 1.1923 | 1.3114 | 1.2975 | 1.324 | 1.3114 | 1.2054 | 1.2597 | 1.295 | 1.2496 | 1.3165 | 1.3177 | 1.2054 | 1.2685 | 1.3215 | 1.2685 | 1.2899 | 1.2937 | 1.3076 | 1.2231 | 1.2988 | 1.2622 | 1.2496 | 1.2748 | 1.2672 | 1.295 | 1.2445 | 1.2344 | 1.3215 | 1.2975 | 1.271 | 1.2079 | 1.271 | 1.3177 | 1.2344 | 1.2559 | 1.2559 | 1.2521 | 1.2029 | 1.2799 | 1.2003 | 1.2029 | 1.2332 | 1.3064 | 1.2382 | 1.2773 | 1.2066 | 1.2937 | 1.3202 | 1.295 | 1.2247 | 1.2529 | 1.2824 | 1.2311 | 1.2747 | 1.2542 | 1.2478 | 1.2939 | 1.2516 | 1.2939 | 1.2619 | 1.299 | 1.2824 | 1.3221 | 1.2708 | 1.2542 | 1.2388 | 1.2247 | 1.2952 | 1.2208 | 1.2336 | 1.3157 | 1.2619 | 1.3465 | 1.2311 | 1.3055 | 1.3285 | 1.2388 | 1.2516 | 1.267 | 1.2849 | 1.3375 | 1.2708 | 1.3196 | 1.2554 | 1.299 | 1.3119 | 1.2183 | 1.2939 | 1.2862 | 1.2747 | 1.3221 | 1.2657 | 1.2772 | 1.3234 | 1.267 | 1.2554 | 1.2631 | 1.276 | 1.2336 | 1.2298 | 1.2657 | 1.276 | 1.2849 | 1.3132 | 1.3298 | 1.2567 | 1.3132 | 1.2939 | 1.3157 | 1.2426 | 1.2657 | 1.2362 | 1.3465 | 1.2401 | 1.3016 | 1.2785 | 1.3029 | 1.2195 | 1.3132 | 1.2708 | 1.3221 | 1.2336 | 1.2336 | 1.2183 | 1.317 | 1.2837 | 1.3337 | 1.2183 | 1.2798 | 1.2375 | 1.258 | 1.3439 | 1.3311 | 1.2529 | 1.267 | 1.2721 | 1.2298 | 1.2362 | 1.2375 | 1.317 | 1.3324 | 1.2849 | 1.2567 | 1.2452
MB_SVS_GSS | 401 | 115 | MB | 0.006573 | 401 | 5051 | 0.332 | 0.36753 | 0.35426 | 0.34816 | 0.34709 | 0.34673 | 0.35677 | 0.36466 | 0.36896 | 0.34637 | 0.34063 | 0.35462 | 0.36681 | 0.34745 | 0.36143 | 0.36466 | 0.34888 | 0.34565 | 0.3729 | 0.35211 | 0.35247 | 0.35283 | 0.3453 | 0.34816 | 0.35534 | 0.34637 | 0.34494 | 0.35605 | 0.36968 | 0.35569 | 0.34171 | 0.35139 | 0.34565 | 0.36215 | 0.34709 | 0.3582 | 0.35032 | 0.34171 | 0.35247 | 0.37326 | 0.35283 | 0.34924 | 0.36932 | 0.34063 | 0.36502 | 0.35713 | 0.35247 | 0.3729 | 0.34422 | 0.40469 | 0.37688 | 0.38236 | 0.38745 | 0.40156 | 0.38354 | 0.38432 | 0.38001 | 0.40587 | 0.40077 | 0.37688 | 0.3757 | 0.38197 | 0.39568 | 0.40195 | 0.40312 | 0.40978 | 0.38119 | 0.3898 | 0.38236 | 0.39999 | 0.39255 | 0.38745 | 0.37492 | 0.38589 | 0.38706 | 0.39255 | 0.38667 | 0.37374 | 0.37413 | 0.37217 | 0.38745 | 0.40469 | 0.37923 | 0.38824 | 0.37531 | 0.37805 | 0.39607 | 0.38432 | 0.39646 | 0.409 | 0.4043 | 0.39529 | 0.41135 | 0.38902 | 0.38314 | 0.37962 | 0.37413 | 0.38844 | 0.41354 | 0.39601 | 0.39322 | 0.40478 | 0.40398 | 0.40239 | 0.40239 | 0.38725 | 0.41035 | 0.41035 | 0.40557 | 0.38207 | 0.40079 | 0.41394 | 0.41035 | 0.39123 | 0.38685 | 0.41792 | 0.39283 | 0.41115 | 0.40159 | 0.38326 | 0.40597 | 0.38526 | 0.41195 | 0.38804 | 0.37848 | 0.40717 | 0.38207 | 0.38526 | 0.41792 | 0.39043 | 0.39163 | 0.39083 | 0.38087 | 0.40717 | 0.38725 | 0.40279 | 0.37848 | 0.38406 | 0.40518 | 0.39402 | 0.41035 | 0.40518 | 0.41434 | 0.41832 | 0.39203 | 0.43119 | 0.42662 | 0.43534 | 0.43119 | 0.39633 | 0.41417 | 0.42579 | 0.41085 | 0.43285 | 0.43326 | 0.39633 | 0.41708 | 0.43451 | 0.41708 | 0.42413 | 0.42538 | 0.42994 | 0.40214 | 0.42704 | 0.415 | 0.41085 | 0.41915 | 0.41666 | 0.42579 | 0.40919 | 0.40587 | 0.43451 | 0.42662 | 0.41791 | 0.39716 | 0.41791 | 0.43326 | 0.40587 | 0.41293 | 0.41293 | 0.41168 | 0.3955 | 0.42081 | 0.39467 | 0.3955 | 0.40546 | 0.42953 | 0.40712 | 0.41998 | 0.39674 | 0.42538 | 0.43409 | 0.42579 | 0.40267 | 0.41195 | 0.42164 | 0.40478 | 0.41911 | 0.41237 | 0.41026 | 0.42544 | 0.41152 | 0.42544 | 0.4149 | 0.42712 | 0.42164 | 0.43471 | 0.41785 | 0.41237 | 0.40731 | 0.40267 | 0.42586 | 0.4014 | 0.40562 | 0.43261 | 0.4149 | 0.44272 | 0.40478 | 0.42923 | 0.43682 | 0.40731 | 0.41152 | 0.41658 | 0.42249 | 0.43977 | 0.41785 | 0.43387 | 0.41279 | 0.42712 | 0.43134 | 0.40056 | 0.42544 | 0.42291 | 0.41911 | 0.43471 | 0.41616 | 0.41996 | 0.43514 | 0.41658 | 0.41279 | 0.41532 | 0.41953 | 0.40562 | 0.40436 | 0.41616 | 0.41953 | 0.42249 | 0.43176 | 0.43724 | 0.41321 | 0.43176 | 0.42544 | 0.43261 | 0.40857 | 0.41616 | 0.40646 | 0.44272 | 0.40773 | 0.42797 | 0.42038 | 0.42839 | 0.40098 | 0.43176 | 0.41785 | 0.43471 | 0.40562 | 0.40562 | 0.40056 | 0.43303 | 0.42206 | 0.43851 | 0.40056 | 0.4208 | 0.40689 | 0.41363 | 0.44188 | 0.43767 | 0.41195 | 0.41658 | 0.41827 | 0.40436 | 0.40646 | 0.40689 | 0.43303 | 0.43809 | 0.42249 | 0.41321 | 0.40942
MB_TCA_DSS | 402 | 115 | MB | 0.028009 | 402 | 5051 | 1.4147 | 1.5661 | 1.5096 | 1.4836 | 1.479 | 1.4775 | 1.5203 | 1.5539 | 1.5722 | 1.476 | 1.4515 | 1.5111 | 1.5631 | 1.4805 | 1.5401 | 1.5539 | 1.4867 | 1.4729 | 1.589 | 1.5004 | 1.5019 | 1.5035 | 1.4714 | 1.4836 | 1.5142 | 1.476 | 1.4699 | 1.5172 | 1.5753 | 1.5157 | 1.4561 | 1.4974 | 1.4729 | 1.5432 | 1.479 | 1.5264 | 1.4928 | 1.4561 | 1.5019 | 1.5906 | 1.5035 | 1.4882 | 1.5738 | 1.4515 | 1.5554 | 1.5218 | 1.5019 | 1.589 | 1.4668 | 1.7245 | 1.606 | 1.6293 | 1.651 | 1.7111 | 1.6343 | 1.6377 | 1.6193 | 1.7295 | 1.7078 | 1.606 | 1.6009 | 1.6277 | 1.6861 | 1.7128 | 1.7178 | 1.7462 | 1.6243 | 1.661 | 1.6293 | 1.7044 | 1.6727 | 1.651 | 1.5976 | 1.6443 | 1.6494 | 1.6727 | 1.6477 | 1.5926 | 1.5943 | 1.5859 | 1.651 | 1.7245 | 1.616 | 1.6544 | 1.5993 | 1.611 | 1.6878 | 1.6377 | 1.6894 | 1.7428 | 1.7228 | 1.6844 | 1.7529 | 1.6577 | 1.6327 | 1.6176 | 1.5943 | 1.6552 | 1.7622 | 1.6875 | 1.6756 | 1.7248 | 1.7214 | 1.7147 | 1.7147 | 1.6501 | 1.7486 | 1.7486 | 1.7282 | 1.6281 | 1.7079 | 1.7639 | 1.7486 | 1.6671 | 1.6484 | 1.7809 | 1.6739 | 1.752 | 1.7113 | 1.6332 | 1.7299 | 1.6417 | 1.7554 | 1.6535 | 1.6128 | 1.735 | 1.6281 | 1.6417 | 1.7809 | 1.6637 | 1.6688 | 1.6654 | 1.623 | 1.735 | 1.6501 | 1.7164 | 1.6128 | 1.6366 | 1.7265 | 1.679 | 1.7486 | 1.7265 | 1.7656 | 1.7826 | 1.6705 | 1.8374 | 1.8179 | 1.8551 | 1.8374 | 1.6888 | 1.7649 | 1.8144 | 1.7507 | 1.8445 | 1.8462 | 1.6888 | 1.7773 | 1.8515 | 1.7773 | 1.8073 | 1.8126 | 1.8321 | 1.7136 | 1.8197 | 1.7684 | 1.7507 | 1.7861 | 1.7755 | 1.8144 | 1.7437 | 1.7295 | 1.8515 | 1.8179 | 1.7808 | 1.6924 | 1.7808 | 1.8462 | 1.7295 | 1.7596 | 1.7596 | 1.7543 | 1.6853 | 1.7932 | 1.6818 | 1.6853 | 1.7277 | 1.8303 | 1.7348 | 1.7896 | 1.6906 | 1.8126 | 1.8498 | 1.8144 | 1.7159 | 1.7554 | 1.7967 | 1.7248 | 1.7859 | 1.7572 | 1.7482 | 1.8129 | 1.7536 | 1.8129 | 1.768 | 1.8201 | 1.7967 | 1.8524 | 1.7805 | 1.7572 | 1.7356 | 1.7159 | 1.8147 | 1.7105 | 1.7284 | 1.8434 | 1.768 | 1.8865 | 1.7248 | 1.8291 | 1.8614 | 1.7356 | 1.7536 | 1.7752 | 1.8003 | 1.874 | 1.7805 | 1.8488 | 1.759 | 1.8201 | 1.838 | 1.7069 | 1.8129 | 1.8021 | 1.7859 | 1.8524 | 1.7734 | 1.7895 | 1.8542 | 1.7752 | 1.759 | 1.7698 | 1.7877 | 1.7284 | 1.723 | 1.7734 | 1.7877 | 1.8003 | 1.8398 | 1.8632 | 1.7608 | 1.8398 | 1.8129 | 1.8434 | 1.741 | 1.7734 | 1.732 | 1.8865 | 1.7374 | 1.8237 | 1.7913 | 1.8255 | 1.7087 | 1.8398 | 1.7805 | 1.8524 | 1.7284 | 1.7284 | 1.7069 | 1.8452 | 1.7985 | 1.8686 | 1.7069 | 1.7931 | 1.7338 | 1.7626 | 1.883 | 1.865 | 1.7554 | 1.7752 | 1.7823 | 1.723 | 1.732 | 1.7338 | 1.8452 | 1.8668 | 1.8003 | 1.7608 | 1.7446
MB_TYN_DSS | 403 | 115 | MB | 0.007155 | 403 | 5051 | 0.3614 | 0.40007 | 0.38563 | 0.37899 | 0.37782 | 0.37743 | 0.38836 | 0.39695 | 0.40163 | 0.37704 | 0.3708 | 0.38602 | 0.39929 | 0.37821 | 0.39343 | 0.39695 | 0.37977 | 0.37626 | 0.40592 | 0.38329 | 0.38368 | 0.38407 | 0.37587 | 0.37899 | 0.3868 | 0.37704 | 0.37548 | 0.38758 | 0.40241 | 0.38719 | 0.37197 | 0.3825 | 0.37626 | 0.39421 | 0.37782 | 0.38992 | 0.38133 | 0.37197 | 0.38368 | 0.40631 | 0.38407 | 0.38016 | 0.40202 | 0.3708 | 0.39734 | 0.38875 | 0.38368 | 0.40592 | 0.3747 | 0.44052 | 0.41025 | 0.41622 | 0.42176 | 0.43711 | 0.4175 | 0.41835 | 0.41366 | 0.4418 | 0.43626 | 0.41025 | 0.40897 | 0.41579 | 0.43072 | 0.43754 | 0.43882 | 0.44607 | 0.41494 | 0.42432 | 0.41622 | 0.43541 | 0.4273 | 0.42176 | 0.40811 | 0.42005 | 0.42133 | 0.4273 | 0.42091 | 0.40683 | 0.40726 | 0.40513 | 0.42176 | 0.44052 | 0.4128 | 0.42261 | 0.40854 | 0.41153 | 0.43114 | 0.41835 | 0.43157 | 0.44521 | 0.4401 | 0.43029 | 0.44777 | 0.42347 | 0.41707 | 0.41323 | 0.40726 | 0.42284 | 0.45016 | 0.43108 | 0.42804 | 0.44062 | 0.43975 | 0.43802 | 0.43802 | 0.42154 | 0.44669 | 0.44669 | 0.44149 | 0.4159 | 0.43628 | 0.45059 | 0.44669 | 0.42587 | 0.4211 | 0.45493 | 0.42761 | 0.44756 | 0.43715 | 0.4172 | 0.44192 | 0.41937 | 0.44842 | 0.4224 | 0.41199 | 0.44322 | 0.4159 | 0.41937 | 0.45493 | 0.42501 | 0.42631 | 0.42544 | 0.4146 | 0.44322 | 0.42154 | 0.43845 | 0.41199 | 0.41807 | 0.44105 | 0.42891 | 0.44669 | 0.44105 | 0.45103 | 0.45536 | 0.42674 | 0.46937 | 0.4644 | 0.47388 | 0.46937 | 0.43142 | 0.45085 | 0.46349 | 0.44723 | 0.47117 | 0.47163 | 0.43142 | 0.45401 | 0.47298 | 0.45401 | 0.46169 | 0.46304 | 0.46801 | 0.43774 | 0.46485 | 0.45175 | 0.44723 | 0.45627 | 0.45356 | 0.46349 | 0.44542 | 0.44181 | 0.47298 | 0.4644 | 0.45491 | 0.43232 | 0.45491 | 0.47163 | 0.44181 | 0.44949 | 0.44949 | 0.44813 | 0.43052 | 0.45807 | 0.42961 | 0.43052 | 0.44136 | 0.46756 | 0.44317 | 0.45717 | 0.43187 | 0.46304 | 0.47253 | 0.46349 | 0.43832 | 0.44842 | 0.45898 | 0.44062 | 0.45622 | 0.44888 | 0.44658 | 0.46311 | 0.44796 | 0.46311 | 0.45163 | 0.46494 | 0.45898 | 0.47321 | 0.45485 | 0.44888 | 0.44337 | 0.43832 | 0.46357 | 0.43695 | 0.44154 | 0.47091 | 0.45163 | 0.48193 | 0.44062 | 0.46724 | 0.4755 | 0.44337 | 0.44796 | 0.45347 | 0.45989 | 0.47871 | 0.45485 | 0.47229 | 0.44934 | 0.46494 | 0.46953 | 0.43603 | 0.46311 | 0.46035 | 0.45622 | 0.47321 | 0.45301 | 0.45714 | 0.47366 | 0.45347 | 0.44934 | 0.45209 | 0.45668 | 0.44154 | 0.44016 | 0.45301 | 0.45668 | 0.45989 | 0.46999 | 0.47596 | 0.4498 | 0.46999 | 0.46311 | 0.47091 | 0.44475 | 0.45301 | 0.44245 | 0.48193 | 0.44383 | 0.46586 | 0.4576 | 0.46632 | 0.43649 | 0.46999 | 0.45485 | 0.47321 | 0.44154 | 0.44154 | 0.43603 | 0.47137 | 0.45944 | 0.47734 | 0.43603 | 0.45806 | 0.44291 | 0.45026 | 0.48101 | 0.47642 | 0.44842 | 0.45347 | 0.4553 | 0.44016 | 0.44245 | 0.44291 | 0.47137 | 0.47688 | 0.45989 | 0.4498 | 0.44567
MB_VDW_DSS | 404 | 230 | MB | 0.009903 | 404 | 5051 | 0.5002 | 0.55372 | 0.53373 | 0.52455 | 0.52293 | 0.52239 | 0.53752 | 0.5494 | 0.55588 | 0.52185 | 0.51321 | 0.53427 | 0.55264 | 0.52347 | 0.54454 | 0.5494 | 0.52563 | 0.52077 | 0.56183 | 0.53049 | 0.53103 | 0.53157 | 0.52023 | 0.52455 | 0.53535 | 0.52185 | 0.51969 | 0.53644 | 0.55696 | 0.53589 | 0.51483 | 0.52941 | 0.52077 | 0.54562 | 0.52293 | 0.53968 | 0.52779 | 0.51483 | 0.53103 | 0.56237 | 0.53157 | 0.52617 | 0.55642 | 0.51321 | 0.54994 | 0.53806 | 0.53103 | 0.56183 | 0.51861 | 0.60971 | 0.56781 | 0.57607 | 0.58374 | 0.60499 | 0.57784 | 0.57902 | 0.57253 | 0.61149 | 0.60381 | 0.56781 | 0.56604 | 0.57548 | 0.59614 | 0.60558 | 0.60735 | 0.61739 | 0.5743 | 0.58729 | 0.57607 | 0.60263 | 0.59142 | 0.58374 | 0.56486 | 0.58138 | 0.58315 | 0.59142 | 0.58256 | 0.56309 | 0.56368 | 0.56072 | 0.58374 | 0.60971 | 0.57135 | 0.58492 | 0.56545 | 0.56958 | 0.59673 | 0.57902 | 0.59732 | 0.61621 | 0.60912 | 0.59555 | 0.61975 | 0.5861 | 0.57725 | 0.57194 | 0.56368 | 0.58523 | 0.62305 | 0.59664 | 0.59244 | 0.60984 | 0.60864 | 0.60624 | 0.60624 | 0.58343 | 0.61825 | 0.61825 | 0.61104 | 0.57563 | 0.60384 | 0.62365 | 0.61825 | 0.58944 | 0.58283 | 0.62965 | 0.59184 | 0.61945 | 0.60504 | 0.57743 | 0.61165 | 0.58043 | 0.62065 | 0.58463 | 0.57023 | 0.61345 | 0.57563 | 0.58043 | 0.62965 | 0.58824 | 0.59004 | 0.58884 | 0.57383 | 0.61345 | 0.58343 | 0.60684 | 0.57023 | 0.57863 | 0.61044 | 0.59364 | 0.61825 | 0.61044 | 0.62425 | 0.63025 | 0.59064 | 0.64964 | 0.64276 | 0.65589 | 0.64964 | 0.59711 | 0.624 | 0.64151 | 0.619 | 0.65214 | 0.65276 | 0.59711 | 0.62838 | 0.65464 | 0.62838 | 0.63901 | 0.64088 | 0.64776 | 0.60587 | 0.64338 | 0.62525 | 0.619 | 0.6315 | 0.62775 | 0.64151 | 0.6165 | 0.6115 | 0.65464 | 0.64276 | 0.62963 | 0.59836 | 0.62963 | 0.65276 | 0.6115 | 0.62212 | 0.62212 | 0.62025 | 0.59586 | 0.634 | 0.59461 | 0.59586 | 0.61087 | 0.64713 | 0.61337 | 0.63275 | 0.59774 | 0.64088 | 0.65401 | 0.64151 | 0.60667 | 0.62064 | 0.63525 | 0.60984 | 0.63144 | 0.62128 | 0.6181 | 0.64097 | 0.62001 | 0.64097 | 0.62509 | 0.64351 | 0.63525 | 0.65495 | 0.62954 | 0.62128 | 0.61366 | 0.60667 | 0.64161 | 0.60476 | 0.61111 | 0.65177 | 0.62509 | 0.66702 | 0.60984 | 0.64669 | 0.65812 | 0.61366 | 0.62001 | 0.62763 | 0.63653 | 0.66257 | 0.62954 | 0.65368 | 0.62191 | 0.64351 | 0.64987 | 0.60349 | 0.64097 | 0.63716 | 0.63144 | 0.65495 | 0.627 | 0.63271 | 0.65558 | 0.62763 | 0.62191 | 0.62573 | 0.63208 | 0.61111 | 0.60921 | 0.627 | 0.63208 | 0.63653 | 0.6505 | 0.65876 | 0.62255 | 0.6505 | 0.64097 | 0.65177 | 0.61556 | 0.627 | 0.61239 | 0.66702 | 0.61429 | 0.64478 | 0.63335 | 0.64542 | 0.60413 | 0.6505 | 0.62954 | 0.65495 | 0.61111 | 0.61111 | 0.60349 | 0.65241 | 0.63589 | 0.66066 | 0.60349 | 0.63398 | 0.61302 | 0.62318 | 0.66575 | 0.65939 | 0.62064 | 0.62763 | 0.63017 | 0.60921 | 0.61239 | 0.61302 | 0.65241 | 0.66003 | 0.63653 | 0.62255 | 0.61683
MB_VIV_DSS | 405 | 230 | MB | 0.014309 | 405 | 5051 | 0.72275 | 0.80008 | 0.7712 | 0.75793 | 0.75559 | 0.75481 | 0.77666 | 0.79384 | 0.8032 | 0.75403 | 0.74154 | 0.77198 | 0.79852 | 0.75637 | 0.78681 | 0.79384 | 0.75949 | 0.75247 | 0.81179 | 0.76652 | 0.7673 | 0.76808 | 0.75169 | 0.75793 | 0.77354 | 0.75403 | 0.75091 | 0.7751 | 0.80476 | 0.77432 | 0.74388 | 0.76496 | 0.75247 | 0.78837 | 0.75559 | 0.77979 | 0.76261 | 0.74388 | 0.7673 | 0.81257 | 0.76808 | 0.76027 | 0.80398 | 0.74154 | 0.79462 | 0.77745 | 0.7673 | 0.81179 | 0.74934 | 0.88099 | 0.82043 | 0.83237 | 0.84346 | 0.87416 | 0.83493 | 0.83664 | 0.82726 | 0.88354 | 0.87246 | 0.82043 | 0.81788 | 0.83152 | 0.86137 | 0.87502 | 0.87757 | 0.89207 | 0.82982 | 0.84858 | 0.83237 | 0.87075 | 0.85455 | 0.84346 | 0.81617 | 0.84005 | 0.84261 | 0.85455 | 0.84176 | 0.81361 | 0.81446 | 0.8102 | 0.84346 | 0.88099 | 0.82555 | 0.84517 | 0.81702 | 0.82299 | 0.86222 | 0.83664 | 0.86308 | 0.89037 | 0.88013 | 0.86052 | 0.89548 | 0.84687 | 0.83408 | 0.8264 | 0.81446 | 0.84561 | 0.90025 | 0.86209 | 0.85602 | 0.88117 | 0.87944 | 0.87597 | 0.87597 | 0.84301 | 0.89332 | 0.89332 | 0.88291 | 0.83174 | 0.8725 | 0.90112 | 0.89332 | 0.85169 | 0.84215 | 0.90979 | 0.85515 | 0.89505 | 0.87424 | 0.83434 | 0.88378 | 0.83868 | 0.89679 | 0.84475 | 0.82393 | 0.88638 | 0.83174 | 0.83868 | 0.90979 | 0.84995 | 0.85255 | 0.85082 | 0.82914 | 0.88638 | 0.84301 | 0.87684 | 0.82393 | 0.83607 | 0.88204 | 0.85776 | 0.89332 | 0.88204 | 0.90199 | 0.91066 | 0.85342 | 0.93867 | 0.92873 | 0.9477 | 0.93867 | 0.86278 | 0.90163 | 0.92692 | 0.8944 | 0.94228 | 0.94319 | 0.86278 | 0.90795 | 0.9459 | 0.90795 | 0.92331 | 0.92602 | 0.93596 | 0.87543 | 0.92963 | 0.90343 | 0.8944 | 0.91247 | 0.90705 | 0.92692 | 0.89079 | 0.88356 | 0.9459 | 0.92873 | 0.90976 | 0.86459 | 0.90976 | 0.94319 | 0.88356 | 0.89892 | 0.89892 | 0.89621 | 0.86097 | 0.91608 | 0.85917 | 0.86097 | 0.88266 | 0.93505 | 0.88627 | 0.91428 | 0.86368 | 0.92602 | 0.94499 | 0.92692 | 0.87658 | 0.89678 | 0.91789 | 0.88117 | 0.91238 | 0.8977 | 0.89311 | 0.92615 | 0.89586 | 0.92615 | 0.9032 | 0.92982 | 0.91789 | 0.94634 | 0.90963 | 0.8977 | 0.88668 | 0.87658 | 0.92707 | 0.87383 | 0.88301 | 0.94175 | 0.9032 | 0.96378 | 0.88117 | 0.93441 | 0.95093 | 0.88668 | 0.89586 | 0.90687 | 0.91973 | 0.95736 | 0.90963 | 0.94451 | 0.89861 | 0.92982 | 0.939 | 0.87199 | 0.92615 | 0.92064 | 0.91238 | 0.94634 | 0.90596 | 0.91422 | 0.94726 | 0.90687 | 0.89861 | 0.90412 | 0.9133 | 0.88301 | 0.88026 | 0.90596 | 0.9133 | 0.91973 | 0.93992 | 0.95185 | 0.89953 | 0.93992 | 0.92615 | 0.94175 | 0.88943 | 0.90596 | 0.88485 | 0.96378 | 0.8876 | 0.93166 | 0.91514 | 0.93258 | 0.87291 | 0.93992 | 0.90963 | 0.94634 | 0.88301 | 0.88301 | 0.87199 | 0.94267 | 0.91881 | 0.95461 | 0.87199 | 0.91605 | 0.88576 | 0.90045 | 0.96195 | 0.95277 | 0.89678 | 0.90687 | 0.91055 | 0.88026 | 0.88485 | 0.88576 | 0.94267 | 0.95369 | 0.91973 | 0.89953 | 0.89127
MB_VML_DSS | 406 | 230 | MB | 0.013625 | 406 | 5051 | 0.6882 | 0.76184 | 0.73434 | 0.7217 | 0.71947 | 0.71873 | 0.73954 | 0.75589 | 0.76481 | 0.71798 | 0.70609 | 0.73508 | 0.76035 | 0.72021 | 0.7492 | 0.75589 | 0.72319 | 0.7165 | 0.77298 | 0.72988 | 0.73062 | 0.73136 | 0.71575 | 0.7217 | 0.73657 | 0.71798 | 0.71501 | 0.73805 | 0.7663 | 0.73731 | 0.70832 | 0.72839 | 0.7165 | 0.75069 | 0.71947 | 0.74251 | 0.72616 | 0.70832 | 0.73062 | 0.77373 | 0.73136 | 0.72393 | 0.76555 | 0.70609 | 0.75663 | 0.74028 | 0.73062 | 0.77298 | 0.71352 | 0.83887 | 0.78122 | 0.79258 | 0.80314 | 0.83238 | 0.79502 | 0.79665 | 0.78771 | 0.84131 | 0.83075 | 0.78122 | 0.77878 | 0.79177 | 0.8202 | 0.83319 | 0.83562 | 0.84943 | 0.79015 | 0.80801 | 0.79258 | 0.82913 | 0.8137 | 0.80314 | 0.77716 | 0.79989 | 0.80233 | 0.8137 | 0.80152 | 0.77472 | 0.77553 | 0.77147 | 0.80314 | 0.83887 | 0.78609 | 0.80477 | 0.77797 | 0.78365 | 0.82101 | 0.79665 | 0.82182 | 0.84781 | 0.83806 | 0.81938 | 0.85268 | 0.80639 | 0.79421 | 0.7869 | 0.77553 | 0.80519 | 0.85722 | 0.82088 | 0.8151 | 0.83905 | 0.8374 | 0.8341 | 0.8341 | 0.80272 | 0.85061 | 0.85061 | 0.8407 | 0.79198 | 0.83079 | 0.85805 | 0.85061 | 0.81097 | 0.80189 | 0.8663 | 0.81428 | 0.85227 | 0.83245 | 0.79446 | 0.84153 | 0.79859 | 0.85392 | 0.80437 | 0.78455 | 0.84401 | 0.79198 | 0.79859 | 0.8663 | 0.80932 | 0.8118 | 0.81015 | 0.7895 | 0.84401 | 0.80272 | 0.83492 | 0.78455 | 0.79611 | 0.83988 | 0.81675 | 0.85061 | 0.83988 | 0.85887 | 0.86713 | 0.81263 | 0.8938 | 0.88434 | 0.9024 | 0.8938 | 0.82154 | 0.85853 | 0.88261 | 0.85165 | 0.89724 | 0.8981 | 0.82154 | 0.86455 | 0.90068 | 0.86455 | 0.87917 | 0.88175 | 0.89122 | 0.83358 | 0.8852 | 0.86025 | 0.85165 | 0.86885 | 0.86369 | 0.88261 | 0.8482 | 0.84132 | 0.90068 | 0.88434 | 0.86627 | 0.82326 | 0.86627 | 0.8981 | 0.84132 | 0.85595 | 0.85595 | 0.85337 | 0.81982 | 0.87229 | 0.8181 | 0.81982 | 0.84046 | 0.89036 | 0.8439 | 0.87057 | 0.8224 | 0.88175 | 0.89982 | 0.88261 | 0.83468 | 0.85391 | 0.87401 | 0.83905 | 0.86877 | 0.85478 | 0.85041 | 0.88188 | 0.85304 | 0.88188 | 0.86003 | 0.88537 | 0.87401 | 0.90111 | 0.86615 | 0.85478 | 0.8443 | 0.83468 | 0.88275 | 0.83206 | 0.8408 | 0.89674 | 0.86003 | 0.91771 | 0.83905 | 0.88974 | 0.90548 | 0.8443 | 0.85304 | 0.86352 | 0.87576 | 0.91159 | 0.86615 | 0.89936 | 0.85566 | 0.88537 | 0.89411 | 0.83031 | 0.88188 | 0.87663 | 0.86877 | 0.90111 | 0.86265 | 0.87052 | 0.90198 | 0.86352 | 0.85566 | 0.8609 | 0.86964 | 0.8408 | 0.83818 | 0.86265 | 0.86964 | 0.87576 | 0.89499 | 0.90635 | 0.85653 | 0.89499 | 0.88188 | 0.89674 | 0.84692 | 0.86265 | 0.84255 | 0.91771 | 0.84517 | 0.88712 | 0.87139 | 0.888 | 0.83119 | 0.89499 | 0.86615 | 0.90111 | 0.8408 | 0.8408 | 0.83031 | 0.89761 | 0.87489 | 0.90897 | 0.83031 | 0.87226 | 0.84342 | 0.85741 | 0.91597 | 0.90722 | 0.85391 | 0.86352 | 0.86702 | 0.83818 | 0.84255 | 0.84342 | 0.89761 | 0.9081 | 0.87576 | 0.85653 | 0.84867
MB_WLR_DSS | 407 | 230 | MB | 0.013594 | 407 | 5051 | 0.68663 | 0.7601 | 0.73266 | 0.72006 | 0.71783 | 0.71709 | 0.73786 | 0.75417 | 0.76307 | 0.71635 | 0.70449 | 0.73341 | 0.75862 | 0.71858 | 0.7475 | 0.75417 | 0.72154 | 0.71487 | 0.77123 | 0.72822 | 0.72896 | 0.7297 | 0.71413 | 0.72006 | 0.73489 | 0.71635 | 0.71338 | 0.73637 | 0.76455 | 0.73563 | 0.70671 | 0.72673 | 0.71487 | 0.74898 | 0.71783 | 0.74082 | 0.72451 | 0.70671 | 0.72896 | 0.77197 | 0.7297 | 0.72228 | 0.76381 | 0.70449 | 0.75491 | 0.7386 | 0.72896 | 0.77123 | 0.7119 | 0.83696 | 0.77944 | 0.79078 | 0.80131 | 0.83048 | 0.79321 | 0.79483 | 0.78592 | 0.8394 | 0.82886 | 0.77944 | 0.77701 | 0.78997 | 0.81833 | 0.83129 | 0.83372 | 0.8475 | 0.78835 | 0.80618 | 0.79078 | 0.82724 | 0.81185 | 0.80131 | 0.77539 | 0.79807 | 0.8005 | 0.81185 | 0.79969 | 0.77296 | 0.77377 | 0.76972 | 0.80131 | 0.83696 | 0.7843 | 0.80293 | 0.7762 | 0.78187 | 0.81914 | 0.79483 | 0.81995 | 0.84588 | 0.83615 | 0.81752 | 0.85074 | 0.80456 | 0.7924 | 0.78511 | 0.77377 | 0.80336 | 0.85527 | 0.81902 | 0.81325 | 0.83714 | 0.83549 | 0.8322 | 0.8322 | 0.80089 | 0.84868 | 0.84868 | 0.83879 | 0.79018 | 0.8289 | 0.85609 | 0.84868 | 0.80913 | 0.80006 | 0.86433 | 0.81242 | 0.85033 | 0.83055 | 0.79265 | 0.83961 | 0.79677 | 0.85197 | 0.80254 | 0.78276 | 0.84209 | 0.79018 | 0.79677 | 0.86433 | 0.80748 | 0.80995 | 0.8083 | 0.78771 | 0.84209 | 0.80089 | 0.83302 | 0.78276 | 0.7943 | 0.83797 | 0.8149 | 0.84868 | 0.83797 | 0.85692 | 0.86516 | 0.81078 | 0.89176 | 0.88232 | 0.90035 | 0.89176 | 0.81967 | 0.85657 | 0.88061 | 0.84971 | 0.8952 | 0.89606 | 0.81967 | 0.86258 | 0.89863 | 0.86258 | 0.87717 | 0.87975 | 0.88919 | 0.83168 | 0.88318 | 0.85829 | 0.84971 | 0.86687 | 0.86172 | 0.88061 | 0.84628 | 0.83941 | 0.89863 | 0.88232 | 0.8643 | 0.82138 | 0.8643 | 0.89606 | 0.83941 | 0.854 | 0.854 | 0.85142 | 0.81795 | 0.87031 | 0.81623 | 0.81795 | 0.83855 | 0.88833 | 0.84198 | 0.86859 | 0.82053 | 0.87975 | 0.89777 | 0.88061 | 0.83278 | 0.85197 | 0.87202 | 0.83714 | 0.86679 | 0.85284 | 0.84848 | 0.87987 | 0.8511 | 0.87987 | 0.85807 | 0.88336 | 0.87202 | 0.89906 | 0.86418 | 0.85284 | 0.84238 | 0.83278 | 0.88074 | 0.83017 | 0.83889 | 0.8947 | 0.85807 | 0.91563 | 0.83714 | 0.88772 | 0.90342 | 0.84238 | 0.8511 | 0.86156 | 0.87377 | 0.90952 | 0.86418 | 0.89731 | 0.85371 | 0.88336 | 0.89208 | 0.82842 | 0.87987 | 0.87464 | 0.86679 | 0.89906 | 0.86069 | 0.86854 | 0.89993 | 0.86156 | 0.85371 | 0.85894 | 0.86766 | 0.83889 | 0.83627 | 0.86069 | 0.86766 | 0.87377 | 0.89295 | 0.90429 | 0.85458 | 0.89295 | 0.87987 | 0.8947 | 0.84499 | 0.86069 | 0.84063 | 0.91563 | 0.84325 | 0.8851 | 0.86941 | 0.88598 | 0.82929 | 0.89295 | 0.86418 | 0.89906 | 0.83889 | 0.83889 | 0.82842 | 0.89557 | 0.8729 | 0.9069 | 0.82842 | 0.87028 | 0.8415 | 0.85546 | 0.91388 | 0.90516 | 0.85197 | 0.86156 | 0.86505 | 0.83627 | 0.84063 | 0.8415 | 0.89557 | 0.90603 | 0.87377 | 0.85458 | 0.84674
MB_WMZ_DSS | 408 | 230 | MB | 0.014188 | 408 | 5051 | 0.71664 | 0.79332 | 0.76468 | 0.75152 | 0.7492 | 0.74843 | 0.7701 | 0.78712 | 0.79641 | 0.74765 | 0.73527 | 0.76545 | 0.79177 | 0.74997 | 0.78016 | 0.78712 | 0.75307 | 0.7461 | 0.80493 | 0.76004 | 0.76081 | 0.76158 | 0.74533 | 0.75152 | 0.767 | 0.74765 | 0.74456 | 0.76855 | 0.79796 | 0.76778 | 0.73759 | 0.75849 | 0.7461 | 0.78171 | 0.7492 | 0.77319 | 0.75617 | 0.73759 | 0.76081 | 0.8057 | 0.76158 | 0.75384 | 0.79719 | 0.73527 | 0.7879 | 0.77087 | 0.76081 | 0.80493 | 0.74301 | 0.87354 | 0.8135 | 0.82534 | 0.83633 | 0.86677 | 0.82787 | 0.82956 | 0.82026 | 0.87607 | 0.86508 | 0.8135 | 0.81096 | 0.82449 | 0.85409 | 0.86762 | 0.87015 | 0.88453 | 0.8228 | 0.8414 | 0.82534 | 0.86339 | 0.84732 | 0.83633 | 0.80927 | 0.83295 | 0.83548 | 0.84732 | 0.83464 | 0.80673 | 0.80758 | 0.80335 | 0.83633 | 0.87354 | 0.81857 | 0.83802 | 0.81011 | 0.81603 | 0.85493 | 0.82956 | 0.85578 | 0.88284 | 0.87269 | 0.85324 | 0.88791 | 0.83971 | 0.82703 | 0.81942 | 0.80758 | 0.83846 | 0.89264 | 0.8548 | 0.84878 | 0.87372 | 0.872 | 0.86856 | 0.86856 | 0.83588 | 0.88576 | 0.88576 | 0.87544 | 0.8247 | 0.86512 | 0.8935 | 0.88576 | 0.84448 | 0.83502 | 0.9021 | 0.84792 | 0.88748 | 0.86684 | 0.82728 | 0.8763 | 0.83158 | 0.8892 | 0.8376 | 0.81696 | 0.87888 | 0.8247 | 0.83158 | 0.9021 | 0.84276 | 0.84534 | 0.84362 | 0.82212 | 0.87888 | 0.83588 | 0.86942 | 0.81696 | 0.829 | 0.87458 | 0.8505 | 0.88576 | 0.87458 | 0.89436 | 0.90296 | 0.8462 | 0.93073 | 0.92088 | 0.93969 | 0.93073 | 0.85548 | 0.894 | 0.91909 | 0.88684 | 0.93431 | 0.93521 | 0.85548 | 0.90027 | 0.9379 | 0.90027 | 0.9155 | 0.91819 | 0.92804 | 0.86803 | 0.92177 | 0.89579 | 0.88684 | 0.90475 | 0.89938 | 0.91909 | 0.88325 | 0.87609 | 0.9379 | 0.92088 | 0.90207 | 0.85728 | 0.90207 | 0.93521 | 0.87609 | 0.89132 | 0.89132 | 0.88863 | 0.85369 | 0.90834 | 0.8519 | 0.85369 | 0.87519 | 0.92715 | 0.87877 | 0.90654 | 0.85638 | 0.91819 | 0.937 | 0.91909 | 0.86917 | 0.88919 | 0.91013 | 0.87372 | 0.90467 | 0.8901 | 0.88555 | 0.91832 | 0.88828 | 0.91832 | 0.89557 | 0.92196 | 0.91013 | 0.93834 | 0.90194 | 0.8901 | 0.87918 | 0.86917 | 0.91923 | 0.86644 | 0.87554 | 0.93379 | 0.89557 | 0.95563 | 0.87372 | 0.92651 | 0.94289 | 0.87918 | 0.88828 | 0.89921 | 0.91195 | 0.94926 | 0.90194 | 0.93652 | 0.89101 | 0.92196 | 0.93106 | 0.86462 | 0.91832 | 0.91286 | 0.90467 | 0.93834 | 0.8983 | 0.90649 | 0.93925 | 0.89921 | 0.89101 | 0.89648 | 0.90558 | 0.87554 | 0.87281 | 0.8983 | 0.90558 | 0.91195 | 0.93197 | 0.9438 | 0.89193 | 0.93197 | 0.91832 | 0.93379 | 0.88191 | 0.8983 | 0.87736 | 0.95563 | 0.88009 | 0.92378 | 0.9074 | 0.92469 | 0.86553 | 0.93197 | 0.90194 | 0.93834 | 0.87554 | 0.87554 | 0.86462 | 0.9347 | 0.91104 | 0.94653 | 0.86462 | 0.90831 | 0.87827 | 0.89284 | 0.95381 | 0.94471 | 0.88919 | 0.89921 | 0.90285 | 0.87281 | 0.87736 | 0.87827 | 0.9347 | 0.94562 | 0.91195 | 0.89193 | 0.88373
MB_WSK_GSS | 409 | 230 | MB | 0.017686 | 409 | 5051 | 0.89332 | 0.98891 | 0.95321 | 0.93681 | 0.93391 | 0.93295 | 0.95996 | 0.98119 | 0.99276 | 0.93198 | 0.91655 | 0.95417 | 0.98698 | 0.93488 | 0.9725 | 0.98119 | 0.93874 | 0.93005 | 1.0034 | 0.94742 | 0.94838 | 0.94935 | 0.92909 | 0.93681 | 0.9561 | 0.93198 | 0.92812 | 0.95803 | 0.99469 | 0.95707 | 0.91944 | 0.94549 | 0.93005 | 0.97443 | 0.93391 | 0.96382 | 0.9426 | 0.91944 | 0.94838 | 1.0043 | 0.94935 | 0.9397 | 0.99373 | 0.91655 | 0.98215 | 0.96093 | 0.94838 | 1.0034 | 0.92619 | 1.0889 | 1.0141 | 1.0288 | 1.0425 | 1.0805 | 1.032 | 1.0341 | 1.0225 | 1.0921 | 1.0784 | 1.0141 | 1.0109 | 1.0278 | 1.0647 | 1.0815 | 1.0847 | 1.1026 | 1.0257 | 1.0488 | 1.0288 | 1.0763 | 1.0562 | 1.0425 | 1.0088 | 1.0383 | 1.0415 | 1.0562 | 1.0404 | 1.0056 | 1.0067 | 1.0014 | 1.0425 | 1.0889 | 1.0204 | 1.0446 | 1.0098 | 1.0172 | 1.0657 | 1.0341 | 1.0668 | 1.1005 | 1.0878 | 1.0636 | 1.1068 | 1.0467 | 1.0309 | 1.0214 | 1.0067 | 1.0452 | 1.1127 | 1.0656 | 1.058 | 1.0891 | 1.087 | 1.0827 | 1.0827 | 1.042 | 1.1041 | 1.1041 | 1.0913 | 1.028 | 1.0784 | 1.1138 | 1.1041 | 1.0527 | 1.0409 | 1.1245 | 1.057 | 1.1063 | 1.0806 | 1.0312 | 1.0924 | 1.0366 | 1.1084 | 1.0441 | 1.0184 | 1.0956 | 1.028 | 1.0366 | 1.1245 | 1.0505 | 1.0538 | 1.0516 | 1.0248 | 1.0956 | 1.042 | 1.0838 | 1.0184 | 1.0334 | 1.0902 | 1.0602 | 1.1041 | 1.0902 | 1.1149 | 1.1256 | 1.0548 | 1.1602 | 1.1479 | 1.1714 | 1.1602 | 1.0664 | 1.1144 | 1.1457 | 1.1055 | 1.1647 | 1.1658 | 1.0664 | 1.1222 | 1.1691 | 1.1222 | 1.1412 | 1.1446 | 1.1568 | 1.082 | 1.149 | 1.1166 | 1.1055 | 1.1278 | 1.1211 | 1.1457 | 1.101 | 1.0921 | 1.1691 | 1.1479 | 1.1245 | 1.0686 | 1.1245 | 1.1658 | 1.0921 | 1.1111 | 1.1111 | 1.1077 | 1.0642 | 1.1323 | 1.0619 | 1.0642 | 1.091 | 1.1557 | 1.0954 | 1.13 | 1.0675 | 1.1446 | 1.168 | 1.1457 | 1.0835 | 1.1084 | 1.1345 | 1.0891 | 1.1277 | 1.1096 | 1.1039 | 1.1447 | 1.1073 | 1.1447 | 1.1164 | 1.1493 | 1.1345 | 1.1697 | 1.1243 | 1.1096 | 1.0959 | 1.0835 | 1.1459 | 1.0801 | 1.0914 | 1.164 | 1.1164 | 1.1912 | 1.0891 | 1.1549 | 1.1754 | 1.0959 | 1.1073 | 1.1209 | 1.1368 | 1.1833 | 1.1243 | 1.1674 | 1.1107 | 1.1493 | 1.1606 | 1.0778 | 1.1447 | 1.1379 | 1.1277 | 1.1697 | 1.1198 | 1.13 | 1.1708 | 1.1209 | 1.1107 | 1.1175 | 1.1288 | 1.0914 | 1.088 | 1.1198 | 1.1288 | 1.1368 | 1.1617 | 1.1765 | 1.1118 | 1.1617 | 1.1447 | 1.164 | 1.0993 | 1.1198 | 1.0937 | 1.1912 | 1.0971 | 1.1515 | 1.1311 | 1.1527 | 1.0789 | 1.1617 | 1.1243 | 1.1697 | 1.0914 | 1.0914 | 1.0778 | 1.1651 | 1.1357 | 1.1799 | 1.0778 | 1.1322 | 1.0948 | 1.113 | 1.189 | 1.1776 | 1.1084 | 1.1209 | 1.1254 | 1.088 | 1.0937 | 1.0948 | 1.1651 | 1.1788 | 1.1368 | 1.1118 | 1.1016
MB_WSL_DSS | 410 | 115 | MB | 0.006573 | 410 | 5051 | 0.332 | 0.36753 | 0.35426 | 0.34816 | 0.34709 | 0.34673 | 0.35677 | 0.36466 | 0.36896 | 0.34637 | 0.34063 | 0.35462 | 0.36681 | 0.34745 | 0.36143 | 0.36466 | 0.34888 | 0.34565 | 0.3729 | 0.35211 | 0.35247 | 0.35283 | 0.3453 | 0.34816 | 0.35534 | 0.34637 | 0.34494 | 0.35605 | 0.36968 | 0.35569 | 0.34171 | 0.35139 | 0.34565 | 0.36215 | 0.34709 | 0.3582 | 0.35032 | 0.34171 | 0.35247 | 0.37326 | 0.35283 | 0.34924 | 0.36932 | 0.34063 | 0.36502 | 0.35713 | 0.35247 | 0.3729 | 0.34422 | 0.40469 | 0.37688 | 0.38236 | 0.38745 | 0.40156 | 0.38354 | 0.38432 | 0.38001 | 0.40587 | 0.40077 | 0.37688 | 0.3757 | 0.38197 | 0.39568 | 0.40195 | 0.40312 | 0.40978 | 0.38119 | 0.3898 | 0.38236 | 0.39999 | 0.39255 | 0.38745 | 0.37492 | 0.38589 | 0.38706 | 0.39255 | 0.38667 | 0.37374 | 0.37413 | 0.37217 | 0.38745 | 0.40469 | 0.37923 | 0.38824 | 0.37531 | 0.37805 | 0.39607 | 0.38432 | 0.39646 | 0.409 | 0.4043 | 0.39529 | 0.41135 | 0.38902 | 0.38314 | 0.37962 | 0.37413 | 0.38844 | 0.41354 | 0.39601 | 0.39322 | 0.40478 | 0.40398 | 0.40239 | 0.40239 | 0.38725 | 0.41035 | 0.41035 | 0.40557 | 0.38207 | 0.40079 | 0.41394 | 0.41035 | 0.39123 | 0.38685 | 0.41792 | 0.39283 | 0.41115 | 0.40159 | 0.38326 | 0.40597 | 0.38526 | 0.41195 | 0.38804 | 0.37848 | 0.40717 | 0.38207 | 0.38526 | 0.41792 | 0.39043 | 0.39163 | 0.39083 | 0.38087 | 0.40717 | 0.38725 | 0.40279 | 0.37848 | 0.38406 | 0.40518 | 0.39402 | 0.41035 | 0.40518 | 0.41434 | 0.41832 | 0.39203 | 0.43119 | 0.42662 | 0.43534 | 0.43119 | 0.39633 | 0.41417 | 0.42579 | 0.41085 | 0.43285 | 0.43326 | 0.39633 | 0.41708 | 0.43451 | 0.41708 | 0.42413 | 0.42538 | 0.42994 | 0.40214 | 0.42704 | 0.415 | 0.41085 | 0.41915 | 0.41666 | 0.42579 | 0.40919 | 0.40587 | 0.43451 | 0.42662 | 0.41791 | 0.39716 | 0.41791 | 0.43326 | 0.40587 | 0.41293 | 0.41293 | 0.41168 | 0.3955 | 0.42081 | 0.39467 | 0.3955 | 0.40546 | 0.42953 | 0.40712 | 0.41998 | 0.39674 | 0.42538 | 0.43409 | 0.42579 | 0.40267 | 0.41195 | 0.42164 | 0.40478 | 0.41911 | 0.41237 | 0.41026 | 0.42544 | 0.41152 | 0.42544 | 0.4149 | 0.42712 | 0.42164 | 0.43471 | 0.41785 | 0.41237 | 0.40731 | 0.40267 | 0.42586 | 0.4014 | 0.40562 | 0.43261 | 0.4149 | 0.44272 | 0.40478 | 0.42923 | 0.43682 | 0.40731 | 0.41152 | 0.41658 | 0.42249 | 0.43977 | 0.41785 | 0.43387 | 0.41279 | 0.42712 | 0.43134 | 0.40056 | 0.42544 | 0.42291 | 0.41911 | 0.43471 | 0.41616 | 0.41996 | 0.43514 | 0.41658 | 0.41279 | 0.41532 | 0.41953 | 0.40562 | 0.40436 | 0.41616 | 0.41953 | 0.42249 | 0.43176 | 0.43724 | 0.41321 | 0.43176 | 0.42544 | 0.43261 | 0.40857 | 0.41616 | 0.40646 | 0.44272 | 0.40773 | 0.42797 | 0.42038 | 0.42839 | 0.40098 | 0.43176 | 0.41785 | 0.43471 | 0.40562 | 0.40562 | 0.40056 | 0.43303 | 0.42206 | 0.43851 | 0.40056 | 0.4208 | 0.40689 | 0.41363 | 0.44188 | 0.43767 | 0.41195 | 0.41658 | 0.41827 | 0.40436 | 0.40646 | 0.40689 | 0.43303 | 0.43809 | 0.42249 | 0.41321 | 0.40942
NB_6432_DSS | 411 | 230 | NB | 0.058671 | 411 | 3240 | 1.9009 | 2.1043 | 2.0284 | 1.9935 | 1.9873 | 1.9853 | 2.0428 | 2.0879 | 2.1126 | 1.9832 | 1.9504 | 2.0304 | 2.1002 | 1.9894 | 2.0694 | 2.0879 | 1.9976 | 1.9791 | 2.1351 | 2.0161 | 2.0181 | 2.0202 | 1.9771 | 1.9935 | 2.0345 | 1.9832 | 1.975 | 2.0386 | 2.1167 | 2.0366 | 1.9565 | 2.012 | 1.9791 | 2.0735 | 1.9873 | 2.051 | 2.0058 | 1.9565 | 2.0181 | 2.1372 | 2.0202 | 1.9996 | 2.1146 | 1.9504 | 2.09 | 2.0448 | 2.0181 | 2.1351 | 1.9709 | 2.3171 | 2.1579 | 2.1893 | 2.2184 | 2.2992 | 2.196 | 2.2005 | 2.1758 | 2.3239 | 2.2947 | 2.1579 | 2.1511 | 2.187 | 2.2655 | 2.3014 | 2.3082 | 2.3463 | 2.1825 | 2.2319 | 2.1893 | 2.2902 | 2.2476 | 2.2184 | 2.1467 | 2.2095 | 2.2162 | 2.2476 | 2.2139 | 2.1399 | 2.1422 | 2.131 | 2.2184 | 2.3171 | 2.1713 | 2.2229 | 2.1489 | 2.1646 | 2.2678 | 2.2005 | 2.27 | 2.3418 | 2.3149 | 2.2633 | 2.3553 | 2.2274 | 2.1938 | 2.1736 | 2.1422 | 2.2241 | 2.3678 | 2.2674 | 2.2515 | 2.3176 | 2.3131 | 2.3039 | 2.3039 | 2.2173 | 2.3496 | 2.3496 | 2.3222 | 2.1876 | 2.2948 | 2.3701 | 2.3496 | 2.2401 | 2.215 | 2.3929 | 2.2492 | 2.3541 | 2.2994 | 2.1944 | 2.3245 | 2.2059 | 2.3587 | 2.2218 | 2.1671 | 2.3313 | 2.1876 | 2.2059 | 2.3929 | 2.2355 | 2.2423 | 2.2378 | 2.1808 | 2.3313 | 2.2173 | 2.3062 | 2.1671 | 2.199 | 2.3199 | 2.256 | 2.3496 | 2.3199 | 2.3724 | 2.3952 | 2.2446 | 2.4688 | 2.4427 | 2.4926 | 2.4688 | 2.2692 | 2.3714 | 2.438 | 2.3524 | 2.4784 | 2.4807 | 2.2692 | 2.3881 | 2.4879 | 2.3881 | 2.4285 | 2.4356 | 2.4617 | 2.3025 | 2.4451 | 2.3762 | 2.3524 | 2.3999 | 2.3857 | 2.438 | 2.3429 | 2.3239 | 2.4879 | 2.4427 | 2.3928 | 2.274 | 2.3928 | 2.4807 | 2.3239 | 2.3643 | 2.3643 | 2.3572 | 2.2645 | 2.4094 | 2.2597 | 2.2645 | 2.3215 | 2.4593 | 2.331 | 2.4047 | 2.2716 | 2.4356 | 2.4855 | 2.438 | 2.3056 | 2.3587 | 2.4142 | 2.3176 | 2.3997 | 2.3611 | 2.349 | 2.4359 | 2.3563 | 2.4359 | 2.3756 | 2.4456 | 2.4142 | 2.489 | 2.3925 | 2.3611 | 2.3321 | 2.3056 | 2.4383 | 2.2983 | 2.3225 | 2.477 | 2.3756 | 2.5349 | 2.3176 | 2.4576 | 2.5011 | 2.3321 | 2.3563 | 2.3852 | 2.419 | 2.518 | 2.3925 | 2.4842 | 2.3635 | 2.4456 | 2.4697 | 2.2935 | 2.4359 | 2.4214 | 2.3997 | 2.489 | 2.3828 | 2.4045 | 2.4914 | 2.3852 | 2.3635 | 2.378 | 2.4021 | 2.3225 | 2.3152 | 2.3828 | 2.4021 | 2.419 | 2.4721 | 2.5035 | 2.3659 | 2.4721 | 2.4359 | 2.477 | 2.3394 | 2.3828 | 2.3273 | 2.5349 | 2.3345 | 2.4504 | 2.407 | 2.4528 | 2.2959 | 2.4721 | 2.3925 | 2.489 | 2.3225 | 2.3225 | 2.2935 | 2.4794 | 2.4166 | 2.5108 | 2.2935 | 2.4094 | 2.3297 | 2.3683 | 2.5301 | 2.5059 | 2.3587 | 2.3852 | 2.3949 | 2.3152 | 2.3273 | 2.3297 | 2.4794 | 2.5083 | 2.419 | 2.3659 | 2.3442
NB_6514_DSS | 412 | 138 | NB | 0.047278 | 412 | 3240 | 1.5318 | 1.6957 | 1.6345 | 1.6064 | 1.6014 | 1.5998 | 1.6461 | 1.6825 | 1.7023 | 1.5981 | 1.5716 | 1.6362 | 1.6924 | 1.6031 | 1.6676 | 1.6825 | 1.6097 | 1.5948 | 1.7205 | 1.6246 | 1.6262 | 1.6279 | 1.5931 | 1.6064 | 1.6395 | 1.5981 | 1.5915 | 1.6428 | 1.7056 | 1.6411 | 1.5766 | 1.6213 | 1.5948 | 1.6709 | 1.6014 | 1.6527 | 1.6163 | 1.5766 | 1.6262 | 1.7222 | 1.6279 | 1.6113 | 1.704 | 1.5716 | 1.6841 | 1.6477 | 1.6262 | 1.7205 | 1.5882 | 1.8672 | 1.7388 | 1.7642 | 1.7876 | 1.8527 | 1.7696 | 1.7732 | 1.7533 | 1.8726 | 1.8491 | 1.7388 | 1.7334 | 1.7623 | 1.8256 | 1.8545 | 1.86 | 1.8907 | 1.7587 | 1.7985 | 1.7642 | 1.8455 | 1.8111 | 1.7876 | 1.7298 | 1.7804 | 1.7858 | 1.8111 | 1.784 | 1.7244 | 1.7262 | 1.7172 | 1.7876 | 1.8672 | 1.7497 | 1.7913 | 1.7316 | 1.7443 | 1.8274 | 1.7732 | 1.8292 | 1.8871 | 1.8654 | 1.8238 | 1.8979 | 1.7949 | 1.7678 | 1.7515 | 1.7262 | 1.7922 | 1.908 | 1.8271 | 1.8143 | 1.8676 | 1.8639 | 1.8566 | 1.8566 | 1.7867 | 1.8933 | 1.8933 | 1.8713 | 1.7628 | 1.8492 | 1.9099 | 1.8933 | 1.8051 | 1.7849 | 1.9282 | 1.8124 | 1.897 | 1.8529 | 1.7683 | 1.8731 | 1.7775 | 1.9007 | 1.7904 | 1.7463 | 1.8786 | 1.7628 | 1.7775 | 1.9282 | 1.8014 | 1.8069 | 1.8032 | 1.7573 | 1.8786 | 1.7867 | 1.8584 | 1.7463 | 1.772 | 1.8694 | 1.8179 | 1.8933 | 1.8694 | 1.9117 | 1.9301 | 1.8088 | 1.9894 | 1.9684 | 2.0086 | 1.9894 | 1.8286 | 1.9109 | 1.9645 | 1.8956 | 1.9971 | 1.999 | 1.8286 | 1.9243 | 2.0048 | 1.9243 | 1.9569 | 1.9626 | 1.9837 | 1.8554 | 1.9703 | 1.9148 | 1.8956 | 1.9339 | 1.9224 | 1.9645 | 1.888 | 1.8726 | 2.0048 | 1.9684 | 1.9282 | 1.8324 | 1.9282 | 1.999 | 1.8726 | 1.9052 | 1.9052 | 1.8994 | 1.8248 | 1.9416 | 1.8209 | 1.8248 | 1.8707 | 1.9818 | 1.8784 | 1.9377 | 1.8305 | 1.9626 | 2.0028 | 1.9645 | 1.8579 | 1.9007 | 1.9454 | 1.8676 | 1.9337 | 1.9026 | 1.8929 | 1.9629 | 1.8987 | 1.9629 | 1.9143 | 1.9707 | 1.9454 | 2.0057 | 1.9279 | 1.9026 | 1.8793 | 1.8579 | 1.9648 | 1.852 | 1.8715 | 1.996 | 1.9143 | 2.0427 | 1.8676 | 1.9804 | 2.0154 | 1.8793 | 1.8987 | 1.9221 | 1.9493 | 2.029 | 1.9279 | 2.0018 | 1.9045 | 1.9707 | 1.9901 | 1.8481 | 1.9629 | 1.9512 | 1.9337 | 2.0057 | 1.9201 | 1.9376 | 2.0076 | 1.9221 | 1.9045 | 1.9162 | 1.9357 | 1.8715 | 1.8656 | 1.9201 | 1.9357 | 1.9493 | 1.9921 | 2.0174 | 1.9065 | 1.9921 | 1.9629 | 1.996 | 1.8851 | 1.9201 | 1.8754 | 2.0427 | 1.8812 | 1.9746 | 1.9396 | 1.9765 | 1.8501 | 1.9921 | 1.9279 | 2.0057 | 1.8715 | 1.8715 | 1.8481 | 1.9979 | 1.9473 | 2.0232 | 1.8481 | 1.9415 | 1.8773 | 1.9084 | 2.0388 | 2.0193 | 1.9007 | 1.9221 | 1.9298 | 1.8656 | 1.8754 | 1.8773 | 1.9979 | 2.0213 | 1.9493 | 1.9065 | 1.889
NB_BELL_GSS | 413 | 345 | NB | 0.060529 | 413 | 3240 | 1.9611 | 2.171 | 2.0926 | 2.0566 | 2.0503 | 2.0481 | 2.1074 | 2.154 | 2.1795 | 2.046 | 2.0121 | 2.0947 | 2.1667 | 2.0524 | 2.135 | 2.154 | 2.0608 | 2.0418 | 2.2028 | 2.0799 | 2.082 | 2.0841 | 2.0397 | 2.0566 | 2.099 | 2.046 | 2.0375 | 2.1032 | 2.1837 | 2.1011 | 2.0185 | 2.0757 | 2.0418 | 2.1392 | 2.0503 | 2.1159 | 2.0693 | 2.0185 | 2.082 | 2.2049 | 2.0841 | 2.063 | 2.1816 | 2.0121 | 2.1562 | 2.1096 | 2.082 | 2.2028 | 2.0333 | 2.3905 | 2.2262 | 2.2586 | 2.2887 | 2.372 | 2.2655 | 2.2702 | 2.2447 | 2.3975 | 2.3674 | 2.2262 | 2.2193 | 2.2563 | 2.3373 | 2.3743 | 2.3813 | 2.4206 | 2.2517 | 2.3026 | 2.2586 | 2.3627 | 2.3188 | 2.2887 | 2.2146 | 2.2794 | 2.2864 | 2.3188 | 2.2841 | 2.2077 | 2.21 | 2.1984 | 2.2887 | 2.3905 | 2.2401 | 2.2933 | 2.217 | 2.2331 | 2.3396 | 2.2702 | 2.3419 | 2.416 | 2.3882 | 2.335 | 2.4299 | 2.2979 | 2.2632 | 2.2424 | 2.21 | 2.2945 | 2.4428 | 2.3392 | 2.3228 | 2.391 | 2.3863 | 2.3769 | 2.3769 | 2.2875 | 2.424 | 2.424 | 2.3957 | 2.2569 | 2.3675 | 2.4451 | 2.424 | 2.311 | 2.2851 | 2.4687 | 2.3204 | 2.4287 | 2.3722 | 2.2639 | 2.3981 | 2.2757 | 2.4334 | 2.2922 | 2.2357 | 2.4051 | 2.2569 | 2.2757 | 2.4687 | 2.3063 | 2.3134 | 2.3087 | 2.2498 | 2.4051 | 2.2875 | 2.3793 | 2.2357 | 2.2686 | 2.3934 | 2.3275 | 2.424 | 2.3934 | 2.4475 | 2.471 | 2.3157 | 2.547 | 2.5201 | 2.5715 | 2.547 | 2.3411 | 2.4465 | 2.5152 | 2.4269 | 2.5568 | 2.5593 | 2.3411 | 2.4637 | 2.5666 | 2.4637 | 2.5054 | 2.5127 | 2.5397 | 2.3754 | 2.5225 | 2.4514 | 2.4269 | 2.4759 | 2.4612 | 2.5152 | 2.4171 | 2.3975 | 2.5666 | 2.5201 | 2.4686 | 2.346 | 2.4686 | 2.5593 | 2.3975 | 2.4392 | 2.4392 | 2.4318 | 2.3362 | 2.4857 | 2.3313 | 2.3362 | 2.395 | 2.5372 | 2.4048 | 2.4808 | 2.3436 | 2.5127 | 2.5642 | 2.5152 | 2.3786 | 2.4334 | 2.4906 | 2.391 | 2.4757 | 2.4359 | 2.4234 | 2.5131 | 2.4309 | 2.5131 | 2.4508 | 2.523 | 2.4906 | 2.5679 | 2.4682 | 2.4359 | 2.406 | 2.3786 | 2.5156 | 2.3711 | 2.396 | 2.5554 | 2.4508 | 2.6152 | 2.391 | 2.5355 | 2.5803 | 2.406 | 2.4309 | 2.4608 | 2.4956 | 2.5977 | 2.4682 | 2.5629 | 2.4383 | 2.523 | 2.5479 | 2.3661 | 2.5131 | 2.4981 | 2.4757 | 2.5679 | 2.4583 | 2.4807 | 2.5703 | 2.4608 | 2.4383 | 2.4533 | 2.4782 | 2.396 | 2.3885 | 2.4583 | 2.4782 | 2.4956 | 2.5504 | 2.5828 | 2.4408 | 2.5504 | 2.5131 | 2.5554 | 2.4134 | 2.4583 | 2.401 | 2.6152 | 2.4085 | 2.528 | 2.4832 | 2.5305 | 2.3686 | 2.5504 | 2.4682 | 2.5679 | 2.396 | 2.396 | 2.3661 | 2.5579 | 2.4931 | 2.5903 | 2.3661 | 2.4857 | 2.4035 | 2.4433 | 2.6102 | 2.5853 | 2.4334 | 2.4608 | 2.4707 | 2.3885 | 2.401 | 2.4035 | 2.5579 | 2.5878 | 2.4956 | 2.4408 | 2.4184
NB_BELL_TSS | 414 | 345 | NB | 0.060529 | 414 | 3240 | 1.9611 | 2.171 | 2.0926 | 2.0566 | 2.0503 | 2.0481 | 2.1074 | 2.154 | 2.1795 | 2.046 | 2.0121 | 2.0947 | 2.1667 | 2.0524 | 2.135 | 2.154 | 2.0608 | 2.0418 | 2.2028 | 2.0799 | 2.082 | 2.0841 | 2.0397 | 2.0566 | 2.099 | 2.046 | 2.0375 | 2.1032 | 2.1837 | 2.1011 | 2.0185 | 2.0757 | 2.0418 | 2.1392 | 2.0503 | 2.1159 | 2.0693 | 2.0185 | 2.082 | 2.2049 | 2.0841 | 2.063 | 2.1816 | 2.0121 | 2.1562 | 2.1096 | 2.082 | 2.2028 | 2.0333 | 2.3905 | 2.2262 | 2.2586 | 2.2887 | 2.372 | 2.2655 | 2.2702 | 2.2447 | 2.3975 | 2.3674 | 2.2262 | 2.2193 | 2.2563 | 2.3373 | 2.3743 | 2.3813 | 2.4206 | 2.2517 | 2.3026 | 2.2586 | 2.3627 | 2.3188 | 2.2887 | 2.2146 | 2.2794 | 2.2864 | 2.3188 | 2.2841 | 2.2077 | 2.21 | 2.1984 | 2.2887 | 2.3905 | 2.2401 | 2.2933 | 2.217 | 2.2331 | 2.3396 | 2.2702 | 2.3419 | 2.416 | 2.3882 | 2.335 | 2.4299 | 2.2979 | 2.2632 | 2.2424 | 2.21 | 2.2945 | 2.4428 | 2.3392 | 2.3228 | 2.391 | 2.3863 | 2.3769 | 2.3769 | 2.2875 | 2.424 | 2.424 | 2.3957 | 2.2569 | 2.3675 | 2.4451 | 2.424 | 2.311 | 2.2851 | 2.4687 | 2.3204 | 2.4287 | 2.3722 | 2.2639 | 2.3981 | 2.2757 | 2.4334 | 2.2922 | 2.2357 | 2.4051 | 2.2569 | 2.2757 | 2.4687 | 2.3063 | 2.3134 | 2.3087 | 2.2498 | 2.4051 | 2.2875 | 2.3793 | 2.2357 | 2.2686 | 2.3934 | 2.3275 | 2.424 | 2.3934 | 2.4475 | 2.471 | 2.3157 | 2.547 | 2.5201 | 2.5715 | 2.547 | 2.3411 | 2.4465 | 2.5152 | 2.4269 | 2.5568 | 2.5593 | 2.3411 | 2.4637 | 2.5666 | 2.4637 | 2.5054 | 2.5127 | 2.5397 | 2.3754 | 2.5225 | 2.4514 | 2.4269 | 2.4759 | 2.4612 | 2.5152 | 2.4171 | 2.3975 | 2.5666 | 2.5201 | 2.4686 | 2.346 | 2.4686 | 2.5593 | 2.3975 | 2.4392 | 2.4392 | 2.4318 | 2.3362 | 2.4857 | 2.3313 | 2.3362 | 2.395 | 2.5372 | 2.4048 | 2.4808 | 2.3436 | 2.5127 | 2.5642 | 2.5152 | 2.3786 | 2.4334 | 2.4906 | 2.391 | 2.4757 | 2.4359 | 2.4234 | 2.5131 | 2.4309 | 2.5131 | 2.4508 | 2.523 | 2.4906 | 2.5679 | 2.4682 | 2.4359 | 2.406 | 2.3786 | 2.5156 | 2.3711 | 2.396 | 2.5554 | 2.4508 | 2.6152 | 2.391 | 2.5355 | 2.5803 | 2.406 | 2.4309 | 2.4608 | 2.4956 | 2.5977 | 2.4682 | 2.5629 | 2.4383 | 2.523 | 2.5479 | 2.3661 | 2.5131 | 2.4981 | 2.4757 | 2.5679 | 2.4583 | 2.4807 | 2.5703 | 2.4608 | 2.4383 | 2.4533 | 2.4782 | 2.396 | 2.3885 | 2.4583 | 2.4782 | 2.4956 | 2.5504 | 2.5828 | 2.4408 | 2.5504 | 2.5131 | 2.5554 | 2.4134 | 2.4583 | 2.401 | 2.6152 | 2.4085 | 2.528 | 2.4832 | 2.5305 | 2.3686 | 2.5504 | 2.4682 | 2.5679 | 2.396 | 2.396 | 2.3661 | 2.5579 | 2.4931 | 2.5903 | 2.3661 | 2.4857 | 2.4035 | 2.4433 | 2.6102 | 2.5853 | 2.4334 | 2.4608 | 2.4707 | 2.3885 | 2.401 | 2.4035 | 2.5579 | 2.5878 | 2.4956 | 2.4408 | 2.4184
NB_CLCV_GSS | 415 | 345 | NB | 0.087238 | 415 | 3240 | 2.8265 | 3.1289 | 3.016 | 2.9641 | 2.9549 | 2.9519 | 3.0374 | 3.1045 | 3.1412 | 2.9488 | 2.9 | 3.0191 | 3.1228 | 2.958 | 3.0771 | 3.1045 | 2.9702 | 2.9427 | 3.1747 | 2.9977 | 3.0007 | 3.0038 | 2.9397 | 2.9641 | 3.0252 | 2.9488 | 2.9366 | 3.0313 | 3.1473 | 3.0282 | 2.9092 | 2.9916 | 2.9427 | 3.0832 | 2.9549 | 3.0496 | 2.9824 | 2.9092 | 3.0007 | 3.1778 | 3.0038 | 2.9733 | 3.1442 | 2.9 | 3.1076 | 3.0404 | 3.0007 | 3.1747 | 2.9305 | 3.4453 | 3.2085 | 3.2552 | 3.2986 | 3.4187 | 3.2652 | 3.2719 | 3.2352 | 3.4554 | 3.412 | 3.2085 | 3.1985 | 3.2519 | 3.3686 | 3.422 | 3.432 | 3.4887 | 3.2452 | 3.3186 | 3.2552 | 3.4053 | 3.342 | 3.2986 | 3.1919 | 3.2853 | 3.2953 | 3.342 | 3.2919 | 3.1819 | 3.1852 | 3.1685 | 3.2986 | 3.4453 | 3.2286 | 3.3053 | 3.1952 | 3.2185 | 3.372 | 3.2719 | 3.3753 | 3.482 | 3.442 | 3.3653 | 3.502 | 3.3119 | 3.2619 | 3.2319 | 3.1852 | 3.307 | 3.5207 | 3.3715 | 3.3477 | 3.4461 | 3.4393 | 3.4257 | 3.4257 | 3.2968 | 3.4936 | 3.4936 | 3.4529 | 3.2527 | 3.4122 | 3.5241 | 3.4936 | 3.3308 | 3.2935 | 3.558 | 3.3443 | 3.5004 | 3.4189 | 3.2629 | 3.4563 | 3.2799 | 3.5071 | 3.3036 | 3.2222 | 3.4664 | 3.2527 | 3.2799 | 3.558 | 3.324 | 3.3342 | 3.3274 | 3.2426 | 3.4664 | 3.2968 | 3.4291 | 3.2222 | 3.2697 | 3.4495 | 3.3545 | 3.4936 | 3.4495 | 3.5275 | 3.5614 | 3.3375 | 3.6709 | 3.6321 | 3.7063 | 3.6709 | 3.3741 | 3.5261 | 3.625 | 3.4978 | 3.6851 | 3.6886 | 3.3741 | 3.5508 | 3.6992 | 3.5508 | 3.6109 | 3.6215 | 3.6603 | 3.4236 | 3.6356 | 3.5331 | 3.4978 | 3.5685 | 3.5473 | 3.625 | 3.4837 | 3.4554 | 3.6992 | 3.6321 | 3.5579 | 3.3812 | 3.5579 | 3.6886 | 3.4554 | 3.5155 | 3.5155 | 3.5049 | 3.3671 | 3.5826 | 3.36 | 3.3671 | 3.4519 | 3.6568 | 3.466 | 3.5755 | 3.3777 | 3.6215 | 3.6957 | 3.625 | 3.4281 | 3.5071 | 3.5897 | 3.4461 | 3.5681 | 3.5107 | 3.4927 | 3.622 | 3.5035 | 3.622 | 3.5322 | 3.6363 | 3.5897 | 3.7009 | 3.5574 | 3.5107 | 3.4676 | 3.4281 | 3.6256 | 3.4174 | 3.4533 | 3.683 | 3.5322 | 3.7692 | 3.4461 | 3.6543 | 3.7189 | 3.4676 | 3.5035 | 3.5466 | 3.5968 | 3.744 | 3.5574 | 3.6938 | 3.5143 | 3.6363 | 3.6722 | 3.4102 | 3.622 | 3.6004 | 3.5681 | 3.7009 | 3.543 | 3.5753 | 3.7045 | 3.5466 | 3.5143 | 3.5358 | 3.5717 | 3.4533 | 3.4425 | 3.543 | 3.5717 | 3.5968 | 3.6758 | 3.7225 | 3.5179 | 3.6758 | 3.622 | 3.683 | 3.4784 | 3.543 | 3.4604 | 3.7692 | 3.4712 | 3.6435 | 3.5789 | 3.6471 | 3.4138 | 3.6758 | 3.5574 | 3.7009 | 3.4533 | 3.4533 | 3.4102 | 3.6866 | 3.5933 | 3.7333 | 3.4102 | 3.5825 | 3.464 | 3.5215 | 3.762 | 3.7261 | 3.5071 | 3.5466 | 3.561 | 3.4425 | 3.4604 | 3.464 | 3.6866 | 3.7297 | 3.5968 | 3.5179 | 3.4856
NB_EDMN_TSS | 416 | 345 | NB | 0.062003 | 416 | 3240 | 2.0089 | 2.2238 | 2.1436 | 2.1067 | 2.1002 | 2.098 | 2.1588 | 2.2065 | 2.2325 | 2.0958 | 2.0611 | 2.1457 | 2.2195 | 2.1024 | 2.187 | 2.2065 | 2.111 | 2.0915 | 2.2564 | 2.1306 | 2.1327 | 2.1349 | 2.0893 | 2.1067 | 2.1501 | 2.0958 | 2.0872 | 2.1544 | 2.2369 | 2.1523 | 2.0676 | 2.1262 | 2.0915 | 2.1913 | 2.1002 | 2.1674 | 2.1197 | 2.0676 | 2.1327 | 2.2586 | 2.1349 | 2.1132 | 2.2347 | 2.0611 | 2.2087 | 2.1609 | 2.1327 | 2.2564 | 2.0828 | 2.4487 | 2.2804 | 2.3136 | 2.3444 | 2.4298 | 2.3207 | 2.3255 | 2.2994 | 2.4558 | 2.425 | 2.2804 | 2.2733 | 2.3112 | 2.3942 | 2.4321 | 2.4392 | 2.4795 | 2.3065 | 2.3586 | 2.3136 | 2.4203 | 2.3752 | 2.3444 | 2.2686 | 2.3349 | 2.3421 | 2.3752 | 2.3397 | 2.2615 | 2.2638 | 2.252 | 2.3444 | 2.4487 | 2.2946 | 2.3492 | 2.2709 | 2.2875 | 2.3966 | 2.3255 | 2.3989 | 2.4748 | 2.4464 | 2.3918 | 2.489 | 2.3539 | 2.3183 | 2.297 | 2.2638 | 2.3504 | 2.5023 | 2.3962 | 2.3793 | 2.4492 | 2.4444 | 2.4348 | 2.4348 | 2.3432 | 2.483 | 2.483 | 2.4541 | 2.3118 | 2.4251 | 2.5047 | 2.483 | 2.3673 | 2.3408 | 2.5288 | 2.3769 | 2.4878 | 2.43 | 2.3191 | 2.4565 | 2.3311 | 2.4926 | 2.348 | 2.2901 | 2.4637 | 2.3118 | 2.3311 | 2.5288 | 2.3625 | 2.3697 | 2.3649 | 2.3046 | 2.4637 | 2.3432 | 2.4372 | 2.2901 | 2.3239 | 2.4517 | 2.3842 | 2.483 | 2.4517 | 2.5071 | 2.5312 | 2.3721 | 2.6091 | 2.5814 | 2.6342 | 2.6091 | 2.3981 | 2.5061 | 2.5764 | 2.486 | 2.6191 | 2.6216 | 2.3981 | 2.5237 | 2.6291 | 2.5237 | 2.5664 | 2.5739 | 2.6015 | 2.4333 | 2.5839 | 2.5111 | 2.486 | 2.5362 | 2.5212 | 2.5764 | 2.476 | 2.4559 | 2.6291 | 2.5814 | 2.5287 | 2.4031 | 2.5287 | 2.6216 | 2.4559 | 2.4986 | 2.4986 | 2.491 | 2.3931 | 2.5463 | 2.3881 | 2.3931 | 2.4534 | 2.599 | 2.4634 | 2.5413 | 2.4006 | 2.5739 | 2.6266 | 2.5764 | 2.4365 | 2.4926 | 2.5513 | 2.4492 | 2.536 | 2.4952 | 2.4824 | 2.5743 | 2.4901 | 2.5743 | 2.5105 | 2.5845 | 2.5513 | 2.6304 | 2.5283 | 2.4952 | 2.4646 | 2.4365 | 2.5768 | 2.4288 | 2.4544 | 2.6176 | 2.5105 | 2.6789 | 2.4492 | 2.5972 | 2.6431 | 2.4646 | 2.4901 | 2.5207 | 2.5564 | 2.661 | 2.5283 | 2.6253 | 2.4977 | 2.5845 | 2.61 | 2.4237 | 2.5743 | 2.559 | 2.536 | 2.6304 | 2.5181 | 2.5411 | 2.6329 | 2.5207 | 2.4977 | 2.513 | 2.5385 | 2.4544 | 2.4467 | 2.5181 | 2.5385 | 2.5564 | 2.6125 | 2.6457 | 2.5003 | 2.6125 | 2.5743 | 2.6176 | 2.4722 | 2.5181 | 2.4595 | 2.6789 | 2.4671 | 2.5896 | 2.5436 | 2.5921 | 2.4263 | 2.6125 | 2.5283 | 2.6304 | 2.4544 | 2.4544 | 2.4237 | 2.6202 | 2.5539 | 2.6534 | 2.4237 | 2.5462 | 2.462 | 2.5028 | 2.6738 | 2.6482 | 2.4926 | 2.5207 | 2.5309 | 2.4467 | 2.4595 | 2.462 | 2.6202 | 2.6508 | 2.5564 | 2.5003 | 2.4773
NB_EELR_TSS | 417 | 230 | NB | 0.040353 | 417 | 3240 | 1.3074 | 1.4473 | 1.3951 | 1.3711 | 1.3668 | 1.3654 | 1.405 | 1.436 | 1.453 | 1.364 | 1.3414 | 1.3965 | 1.4445 | 1.3683 | 1.4233 | 1.436 | 1.3739 | 1.3612 | 1.4685 | 1.3866 | 1.388 | 1.3894 | 1.3598 | 1.3711 | 1.3993 | 1.364 | 1.3584 | 1.4021 | 1.4558 | 1.4007 | 1.3457 | 1.3838 | 1.3612 | 1.4262 | 1.3668 | 1.4106 | 1.3796 | 1.3457 | 1.388 | 1.4699 | 1.3894 | 1.3753 | 1.4544 | 1.3414 | 1.4374 | 1.4064 | 1.388 | 1.4685 | 1.3556 | 1.5937 | 1.4842 | 1.5057 | 1.5258 | 1.5813 | 1.5104 | 1.5135 | 1.4965 | 1.5983 | 1.5783 | 1.4842 | 1.4795 | 1.5042 | 1.5582 | 1.5829 | 1.5875 | 1.6137 | 1.5011 | 1.5351 | 1.5057 | 1.5752 | 1.5459 | 1.5258 | 1.4764 | 1.5196 | 1.5243 | 1.5459 | 1.5227 | 1.4718 | 1.4734 | 1.4656 | 1.5258 | 1.5937 | 1.4934 | 1.5289 | 1.478 | 1.4888 | 1.5597 | 1.5135 | 1.5613 | 1.6107 | 1.5921 | 1.5567 | 1.6199 | 1.532 | 1.5088 | 1.4949 | 1.4734 | 1.5297 | 1.6285 | 1.5595 | 1.5485 | 1.594 | 1.5909 | 1.5846 | 1.5846 | 1.525 | 1.616 | 1.616 | 1.5972 | 1.5046 | 1.5783 | 1.6301 | 1.616 | 1.5407 | 1.5234 | 1.6458 | 1.547 | 1.6191 | 1.5815 | 1.5093 | 1.5987 | 1.5172 | 1.6223 | 1.5281 | 1.4905 | 1.6034 | 1.5046 | 1.5172 | 1.6458 | 1.5375 | 1.5423 | 1.5391 | 1.4999 | 1.6034 | 1.525 | 1.5862 | 1.4905 | 1.5124 | 1.5956 | 1.5517 | 1.616 | 1.5956 | 1.6317 | 1.6474 | 1.5438 | 1.698 | 1.6801 | 1.7144 | 1.698 | 1.5608 | 1.631 | 1.6768 | 1.618 | 1.7046 | 1.7062 | 1.5608 | 1.6425 | 1.7111 | 1.6425 | 1.6703 | 1.6752 | 1.6931 | 1.5836 | 1.6817 | 1.6343 | 1.618 | 1.6506 | 1.6408 | 1.6768 | 1.6114 | 1.5983 | 1.7111 | 1.6801 | 1.6457 | 1.564 | 1.6457 | 1.7062 | 1.5983 | 1.6261 | 1.6261 | 1.6212 | 1.5575 | 1.6572 | 1.5542 | 1.5575 | 1.5967 | 1.6915 | 1.6032 | 1.6539 | 1.5624 | 1.6752 | 1.7095 | 1.6768 | 1.5857 | 1.6223 | 1.6604 | 1.594 | 1.6505 | 1.6239 | 1.6156 | 1.6754 | 1.6206 | 1.6754 | 1.6339 | 1.682 | 1.6604 | 1.7119 | 1.6455 | 1.6239 | 1.604 | 1.5857 | 1.677 | 1.5807 | 1.5973 | 1.7036 | 1.6339 | 1.7435 | 1.594 | 1.6903 | 1.7202 | 1.604 | 1.6206 | 1.6405 | 1.6638 | 1.7318 | 1.6455 | 1.7086 | 1.6256 | 1.682 | 1.6986 | 1.5774 | 1.6754 | 1.6654 | 1.6505 | 1.7119 | 1.6389 | 1.6538 | 1.7136 | 1.6405 | 1.6256 | 1.6355 | 1.6521 | 1.5973 | 1.5924 | 1.6389 | 1.6521 | 1.6638 | 1.7003 | 1.7219 | 1.6272 | 1.7003 | 1.6754 | 1.7036 | 1.609 | 1.6389 | 1.6007 | 1.7435 | 1.6057 | 1.6854 | 1.6555 | 1.687 | 1.5791 | 1.7003 | 1.6455 | 1.7119 | 1.5973 | 1.5973 | 1.5774 | 1.7053 | 1.6621 | 1.7269 | 1.5774 | 1.6571 | 1.6023 | 1.6289 | 1.7401 | 1.7235 | 1.6223 | 1.6405 | 1.6472 | 1.5924 | 1.6007 | 1.6023 | 1.7053 | 1.7252 | 1.6638 | 1.6272 | 1.6123
NB_HBNK_TSS | 418 | 230 | NB | 0.047024 | 418 | 3240 | 1.5236 | 1.6866 | 1.6257 | 1.5977 | 1.5928 | 1.5912 | 1.6372 | 1.6734 | 1.6932 | 1.5895 | 1.5632 | 1.6274 | 1.6833 | 1.5945 | 1.6586 | 1.6734 | 1.601 | 1.5862 | 1.7113 | 1.6158 | 1.6175 | 1.6191 | 1.5846 | 1.5977 | 1.6307 | 1.5895 | 1.5829 | 1.6339 | 1.6965 | 1.6323 | 1.5681 | 1.6126 | 1.5862 | 1.6619 | 1.5928 | 1.6438 | 1.6076 | 1.5681 | 1.6175 | 1.7129 | 1.6191 | 1.6027 | 1.6948 | 1.5632 | 1.6751 | 1.6389 | 1.6175 | 1.7113 | 1.5796 | 1.8571 | 1.7295 | 1.7547 | 1.778 | 1.8428 | 1.7601 | 1.7637 | 1.7439 | 1.8625 | 1.8392 | 1.7295 | 1.7241 | 1.7529 | 1.8158 | 1.8446 | 1.85 | 1.8805 | 1.7493 | 1.7888 | 1.7547 | 1.8356 | 1.8014 | 1.778 | 1.7205 | 1.7709 | 1.7762 | 1.8014 | 1.7744 | 1.7151 | 1.7169 | 1.7079 | 1.778 | 1.8571 | 1.7403 | 1.7816 | 1.7223 | 1.7349 | 1.8176 | 1.7637 | 1.8194 | 1.8769 | 1.8554 | 1.814 | 1.8877 | 1.7852 | 1.7583 | 1.7421 | 1.7169 | 1.7826 | 1.8978 | 1.8173 | 1.8045 | 1.8575 | 1.8539 | 1.8466 | 1.8466 | 1.7771 | 1.8831 | 1.8831 | 1.8612 | 1.7533 | 1.8393 | 1.8996 | 1.8831 | 1.7954 | 1.7753 | 1.9179 | 1.8027 | 1.8868 | 1.8429 | 1.7588 | 1.863 | 1.768 | 1.8905 | 1.7808 | 1.7369 | 1.8685 | 1.7533 | 1.768 | 1.9179 | 1.7917 | 1.7972 | 1.7936 | 1.7478 | 1.8685 | 1.7771 | 1.8484 | 1.7369 | 1.7625 | 1.8594 | 1.8082 | 1.8831 | 1.8594 | 1.9014 | 1.9197 | 1.799 | 1.9787 | 1.9578 | 1.9978 | 1.9787 | 1.8188 | 1.9007 | 1.954 | 1.8854 | 1.9864 | 1.9883 | 1.8188 | 1.914 | 1.994 | 1.914 | 1.9464 | 1.9521 | 1.973 | 1.8454 | 1.9597 | 1.9045 | 1.8854 | 1.9235 | 1.9121 | 1.954 | 1.8778 | 1.8626 | 1.994 | 1.9578 | 1.9178 | 1.8226 | 1.9178 | 1.9883 | 1.8626 | 1.8949 | 1.8949 | 1.8892 | 1.815 | 1.9311 | 1.8112 | 1.815 | 1.8607 | 1.9711 | 1.8683 | 1.9273 | 1.8207 | 1.9521 | 1.9921 | 1.954 | 1.8479 | 1.8904 | 1.9349 | 1.8575 | 1.9233 | 1.8924 | 1.8827 | 1.9524 | 1.8885 | 1.9524 | 1.904 | 1.9601 | 1.9349 | 1.9949 | 1.9175 | 1.8924 | 1.8692 | 1.8479 | 1.9543 | 1.8421 | 1.8614 | 1.9853 | 1.904 | 2.0317 | 1.8575 | 1.9698 | 2.0046 | 1.8692 | 1.8885 | 1.9117 | 1.9388 | 2.0181 | 1.9175 | 1.9911 | 1.8943 | 1.9601 | 1.9794 | 1.8382 | 1.9524 | 1.9407 | 1.9233 | 1.9949 | 1.9098 | 1.9272 | 1.9969 | 1.9117 | 1.8943 | 1.9059 | 1.9253 | 1.8614 | 1.8556 | 1.9098 | 1.9253 | 1.9388 | 1.9814 | 2.0065 | 1.8962 | 1.9814 | 1.9524 | 1.9853 | 1.875 | 1.9098 | 1.8653 | 2.0317 | 1.8711 | 1.964 | 1.9291 | 1.9659 | 1.8401 | 1.9814 | 1.9175 | 1.9949 | 1.8614 | 1.8614 | 1.8382 | 1.9872 | 1.9369 | 2.0123 | 1.8382 | 1.9311 | 1.8672 | 1.8982 | 2.0278 | 2.0085 | 1.8904 | 1.9117 | 1.9195 | 1.8556 | 1.8653 | 1.8672 | 1.9872 | 2.0104 | 1.9388 | 1.8962 | 1.8788
NB_KSWK_TSS | 419 | 230 | NB | 0.066058 | 419 | 3240 | 2.1403 | 2.3693 | 2.2838 | 2.2445 | 2.2375 | 2.2352 | 2.2999 | 2.3508 | 2.3785 | 2.2329 | 2.1959 | 2.2861 | 2.3647 | 2.2398 | 2.33 | 2.3508 | 2.2491 | 2.2283 | 2.404 | 2.2699 | 2.2722 | 2.2745 | 2.226 | 2.2445 | 2.2907 | 2.2329 | 2.2237 | 2.2953 | 2.3832 | 2.293 | 2.2029 | 2.2653 | 2.2283 | 2.3346 | 2.2375 | 2.3092 | 2.2583 | 2.2029 | 2.2722 | 2.4063 | 2.2745 | 2.2514 | 2.3808 | 2.1959 | 2.3531 | 2.3023 | 2.2722 | 2.404 | 2.219 | 2.6089 | 2.4296 | 2.4649 | 2.4977 | 2.5887 | 2.4725 | 2.4775 | 2.4498 | 2.6164 | 2.5836 | 2.4296 | 2.422 | 2.4624 | 2.5508 | 2.5912 | 2.5988 | 2.6417 | 2.4573 | 2.5129 | 2.4649 | 2.5786 | 2.5306 | 2.4977 | 2.4169 | 2.4876 | 2.4952 | 2.5306 | 2.4927 | 2.4094 | 2.4119 | 2.3993 | 2.4977 | 2.6089 | 2.4447 | 2.5028 | 2.4195 | 2.4371 | 2.5533 | 2.4775 | 2.5558 | 2.6367 | 2.6063 | 2.5483 | 2.6518 | 2.5079 | 2.47 | 2.4472 | 2.4119 | 2.5041 | 2.6659 | 2.5529 | 2.5349 | 2.6094 | 2.6043 | 2.594 | 2.594 | 2.4964 | 2.6454 | 2.6454 | 2.6146 | 2.463 | 2.5837 | 2.6685 | 2.6454 | 2.5221 | 2.4939 | 2.6942 | 2.5324 | 2.6505 | 2.5889 | 2.4707 | 2.6171 | 2.4836 | 2.6557 | 2.5016 | 2.4399 | 2.6248 | 2.463 | 2.4836 | 2.6942 | 2.517 | 2.5247 | 2.5195 | 2.4553 | 2.6248 | 2.4964 | 2.5966 | 2.4399 | 2.4759 | 2.612 | 2.5401 | 2.6454 | 2.612 | 2.6711 | 2.6968 | 2.5272 | 2.7797 | 2.7503 | 2.8064 | 2.7797 | 2.555 | 2.67 | 2.7449 | 2.6486 | 2.7904 | 2.7931 | 2.555 | 2.6887 | 2.8011 | 2.6887 | 2.7342 | 2.7422 | 2.7717 | 2.5924 | 2.7529 | 2.6753 | 2.6486 | 2.7021 | 2.6861 | 2.7449 | 2.6379 | 2.6165 | 2.8011 | 2.7503 | 2.6941 | 2.5603 | 2.6941 | 2.7931 | 2.6165 | 2.662 | 2.662 | 2.6539 | 2.5496 | 2.7128 | 2.5443 | 2.5496 | 2.6138 | 2.769 | 2.6245 | 2.7075 | 2.5576 | 2.7422 | 2.7984 | 2.7449 | 2.5958 | 2.6556 | 2.7182 | 2.6094 | 2.7018 | 2.6584 | 2.6448 | 2.7426 | 2.6529 | 2.7426 | 2.6747 | 2.7535 | 2.7182 | 2.8024 | 2.6937 | 2.6584 | 2.6257 | 2.5958 | 2.7453 | 2.5877 | 2.6149 | 2.7888 | 2.6747 | 2.8541 | 2.6094 | 2.7671 | 2.816 | 2.6257 | 2.6529 | 2.6855 | 2.7236 | 2.835 | 2.6937 | 2.797 | 2.6611 | 2.7535 | 2.7807 | 2.5822 | 2.7426 | 2.7263 | 2.7018 | 2.8024 | 2.6828 | 2.7073 | 2.8051 | 2.6855 | 2.6611 | 2.6774 | 2.7046 | 2.6149 | 2.6067 | 2.6828 | 2.7046 | 2.7236 | 2.7834 | 2.8187 | 2.6638 | 2.7834 | 2.7426 | 2.7888 | 2.6339 | 2.6828 | 2.6203 | 2.8541 | 2.6285 | 2.7589 | 2.71 | 2.7616 | 2.585 | 2.7834 | 2.6937 | 2.8024 | 2.6149 | 2.6149 | 2.5822 | 2.7915 | 2.7209 | 2.8269 | 2.5822 | 2.7127 | 2.623 | 2.6665 | 2.8486 | 2.8214 | 2.6556 | 2.6855 | 2.6964 | 2.6067 | 2.6203 | 2.623 | 2.7915 | 2.8242 | 2.7236 | 2.6638 | 2.6393
NB_MCNR_TSS | 420 | 138 | NB | 0.047278 | 420 | 3240 | 1.5318 | 1.6957 | 1.6345 | 1.6064 | 1.6014 | 1.5998 | 1.6461 | 1.6825 | 1.7023 | 1.5981 | 1.5716 | 1.6362 | 1.6924 | 1.6031 | 1.6676 | 1.6825 | 1.6097 | 1.5948 | 1.7205 | 1.6246 | 1.6262 | 1.6279 | 1.5931 | 1.6064 | 1.6395 | 1.5981 | 1.5915 | 1.6428 | 1.7056 | 1.6411 | 1.5766 | 1.6213 | 1.5948 | 1.6709 | 1.6014 | 1.6527 | 1.6163 | 1.5766 | 1.6262 | 1.7222 | 1.6279 | 1.6113 | 1.704 | 1.5716 | 1.6841 | 1.6477 | 1.6262 | 1.7205 | 1.5882 | 1.8672 | 1.7388 | 1.7642 | 1.7876 | 1.8527 | 1.7696 | 1.7732 | 1.7533 | 1.8726 | 1.8491 | 1.7388 | 1.7334 | 1.7623 | 1.8256 | 1.8545 | 1.86 | 1.8907 | 1.7587 | 1.7985 | 1.7642 | 1.8455 | 1.8111 | 1.7876 | 1.7298 | 1.7804 | 1.7858 | 1.8111 | 1.784 | 1.7244 | 1.7262 | 1.7172 | 1.7876 | 1.8672 | 1.7497 | 1.7913 | 1.7316 | 1.7443 | 1.8274 | 1.7732 | 1.8292 | 1.8871 | 1.8654 | 1.8238 | 1.8979 | 1.7949 | 1.7678 | 1.7515 | 1.7262 | 1.7922 | 1.908 | 1.8271 | 1.8143 | 1.8676 | 1.8639 | 1.8566 | 1.8566 | 1.7867 | 1.8933 | 1.8933 | 1.8713 | 1.7628 | 1.8492 | 1.9099 | 1.8933 | 1.8051 | 1.7849 | 1.9282 | 1.8124 | 1.897 | 1.8529 | 1.7683 | 1.8731 | 1.7775 | 1.9007 | 1.7904 | 1.7463 | 1.8786 | 1.7628 | 1.7775 | 1.9282 | 1.8014 | 1.8069 | 1.8032 | 1.7573 | 1.8786 | 1.7867 | 1.8584 | 1.7463 | 1.772 | 1.8694 | 1.8179 | 1.8933 | 1.8694 | 1.9117 | 1.9301 | 1.8088 | 1.9894 | 1.9684 | 2.0086 | 1.9894 | 1.8286 | 1.9109 | 1.9645 | 1.8956 | 1.9971 | 1.999 | 1.8286 | 1.9243 | 2.0048 | 1.9243 | 1.9569 | 1.9626 | 1.9837 | 1.8554 | 1.9703 | 1.9148 | 1.8956 | 1.9339 | 1.9224 | 1.9645 | 1.888 | 1.8726 | 2.0048 | 1.9684 | 1.9282 | 1.8324 | 1.9282 | 1.999 | 1.8726 | 1.9052 | 1.9052 | 1.8994 | 1.8248 | 1.9416 | 1.8209 | 1.8248 | 1.8707 | 1.9818 | 1.8784 | 1.9377 | 1.8305 | 1.9626 | 2.0028 | 1.9645 | 1.8579 | 1.9007 | 1.9454 | 1.8676 | 1.9337 | 1.9026 | 1.8929 | 1.9629 | 1.8987 | 1.9629 | 1.9143 | 1.9707 | 1.9454 | 2.0057 | 1.9279 | 1.9026 | 1.8793 | 1.8579 | 1.9648 | 1.852 | 1.8715 | 1.996 | 1.9143 | 2.0427 | 1.8676 | 1.9804 | 2.0154 | 1.8793 | 1.8987 | 1.9221 | 1.9493 | 2.029 | 1.9279 | 2.0018 | 1.9045 | 1.9707 | 1.9901 | 1.8481 | 1.9629 | 1.9512 | 1.9337 | 2.0057 | 1.9201 | 1.9376 | 2.0076 | 1.9221 | 1.9045 | 1.9162 | 1.9357 | 1.8715 | 1.8656 | 1.9201 | 1.9357 | 1.9493 | 1.9921 | 2.0174 | 1.9065 | 1.9921 | 1.9629 | 1.996 | 1.8851 | 1.9201 | 1.8754 | 2.0427 | 1.8812 | 1.9746 | 1.9396 | 1.9765 | 1.8501 | 1.9921 | 1.9279 | 2.0057 | 1.8715 | 1.8715 | 1.8481 | 1.9979 | 1.9473 | 2.0232 | 1.8481 | 1.9415 | 1.8773 | 1.9084 | 2.0388 | 2.0193 | 1.9007 | 1.9221 | 1.9298 | 1.8656 | 1.8754 | 1.8773 | 1.9979 | 2.0213 | 1.9493 | 1.9065 | 1.889
NB_MLBK_GSS | 421 | 230 | NB | 0.047024 | 421 | 3240 | 1.5236 | 1.6866 | 1.6257 | 1.5977 | 1.5928 | 1.5912 | 1.6372 | 1.6734 | 1.6932 | 1.5895 | 1.5632 | 1.6274 | 1.6833 | 1.5945 | 1.6586 | 1.6734 | 1.601 | 1.5862 | 1.7113 | 1.6158 | 1.6175 | 1.6191 | 1.5846 | 1.5977 | 1.6307 | 1.5895 | 1.5829 | 1.6339 | 1.6965 | 1.6323 | 1.5681 | 1.6126 | 1.5862 | 1.6619 | 1.5928 | 1.6438 | 1.6076 | 1.5681 | 1.6175 | 1.7129 | 1.6191 | 1.6027 | 1.6948 | 1.5632 | 1.6751 | 1.6389 | 1.6175 | 1.7113 | 1.5796 | 1.8571 | 1.7295 | 1.7547 | 1.778 | 1.8428 | 1.7601 | 1.7637 | 1.7439 | 1.8625 | 1.8392 | 1.7295 | 1.7241 | 1.7529 | 1.8158 | 1.8446 | 1.85 | 1.8805 | 1.7493 | 1.7888 | 1.7547 | 1.8356 | 1.8014 | 1.778 | 1.7205 | 1.7709 | 1.7762 | 1.8014 | 1.7744 | 1.7151 | 1.7169 | 1.7079 | 1.778 | 1.8571 | 1.7403 | 1.7816 | 1.7223 | 1.7349 | 1.8176 | 1.7637 | 1.8194 | 1.8769 | 1.8554 | 1.814 | 1.8877 | 1.7852 | 1.7583 | 1.7421 | 1.7169 | 1.7826 | 1.8978 | 1.8173 | 1.8045 | 1.8575 | 1.8539 | 1.8466 | 1.8466 | 1.7771 | 1.8831 | 1.8831 | 1.8612 | 1.7533 | 1.8393 | 1.8996 | 1.8831 | 1.7954 | 1.7753 | 1.9179 | 1.8027 | 1.8868 | 1.8429 | 1.7588 | 1.863 | 1.768 | 1.8905 | 1.7808 | 1.7369 | 1.8685 | 1.7533 | 1.768 | 1.9179 | 1.7917 | 1.7972 | 1.7936 | 1.7478 | 1.8685 | 1.7771 | 1.8484 | 1.7369 | 1.7625 | 1.8594 | 1.8082 | 1.8831 | 1.8594 | 1.9014 | 1.9197 | 1.799 | 1.9787 | 1.9578 | 1.9978 | 1.9787 | 1.8188 | 1.9007 | 1.954 | 1.8854 | 1.9864 | 1.9883 | 1.8188 | 1.914 | 1.994 | 1.914 | 1.9464 | 1.9521 | 1.973 | 1.8454 | 1.9597 | 1.9045 | 1.8854 | 1.9235 | 1.9121 | 1.954 | 1.8778 | 1.8626 | 1.994 | 1.9578 | 1.9178 | 1.8226 | 1.9178 | 1.9883 | 1.8626 | 1.8949 | 1.8949 | 1.8892 | 1.815 | 1.9311 | 1.8112 | 1.815 | 1.8607 | 1.9711 | 1.8683 | 1.9273 | 1.8207 | 1.9521 | 1.9921 | 1.954 | 1.8479 | 1.8904 | 1.9349 | 1.8575 | 1.9233 | 1.8924 | 1.8827 | 1.9524 | 1.8885 | 1.9524 | 1.904 | 1.9601 | 1.9349 | 1.9949 | 1.9175 | 1.8924 | 1.8692 | 1.8479 | 1.9543 | 1.8421 | 1.8614 | 1.9853 | 1.904 | 2.0317 | 1.8575 | 1.9698 | 2.0046 | 1.8692 | 1.8885 | 1.9117 | 1.9388 | 2.0181 | 1.9175 | 1.9911 | 1.8943 | 1.9601 | 1.9794 | 1.8382 | 1.9524 | 1.9407 | 1.9233 | 1.9949 | 1.9098 | 1.9272 | 1.9969 | 1.9117 | 1.8943 | 1.9059 | 1.9253 | 1.8614 | 1.8556 | 1.9098 | 1.9253 | 1.9388 | 1.9814 | 2.0065 | 1.8962 | 1.9814 | 1.9524 | 1.9853 | 1.875 | 1.9098 | 1.8653 | 2.0317 | 1.8711 | 1.964 | 1.9291 | 1.9659 | 1.8401 | 1.9814 | 1.9175 | 1.9949 | 1.8614 | 1.8614 | 1.8382 | 1.9872 | 1.9369 | 2.0123 | 1.8382 | 1.9311 | 1.8672 | 1.8982 | 2.0278 | 2.0085 | 1.8904 | 1.9117 | 1.9195 | 1.8556 | 1.8653 | 1.8672 | 1.9872 | 2.0104 | 1.9388 | 1.8962 | 1.8788
NB_MRMK_TSS | 422 | 138 | NB | 0.047278 | 422 | 3240 | 1.5318 | 1.6957 | 1.6345 | 1.6064 | 1.6014 | 1.5998 | 1.6461 | 1.6825 | 1.7023 | 1.5981 | 1.5716 | 1.6362 | 1.6924 | 1.6031 | 1.6676 | 1.6825 | 1.6097 | 1.5948 | 1.7205 | 1.6246 | 1.6262 | 1.6279 | 1.5931 | 1.6064 | 1.6395 | 1.5981 | 1.5915 | 1.6428 | 1.7056 | 1.6411 | 1.5766 | 1.6213 | 1.5948 | 1.6709 | 1.6014 | 1.6527 | 1.6163 | 1.5766 | 1.6262 | 1.7222 | 1.6279 | 1.6113 | 1.704 | 1.5716 | 1.6841 | 1.6477 | 1.6262 | 1.7205 | 1.5882 | 1.8672 | 1.7388 | 1.7642 | 1.7876 | 1.8527 | 1.7696 | 1.7732 | 1.7533 | 1.8726 | 1.8491 | 1.7388 | 1.7334 | 1.7623 | 1.8256 | 1.8545 | 1.86 | 1.8907 | 1.7587 | 1.7985 | 1.7642 | 1.8455 | 1.8111 | 1.7876 | 1.7298 | 1.7804 | 1.7858 | 1.8111 | 1.784 | 1.7244 | 1.7262 | 1.7172 | 1.7876 | 1.8672 | 1.7497 | 1.7913 | 1.7316 | 1.7443 | 1.8274 | 1.7732 | 1.8292 | 1.8871 | 1.8654 | 1.8238 | 1.8979 | 1.7949 | 1.7678 | 1.7515 | 1.7262 | 1.7922 | 1.908 | 1.8271 | 1.8143 | 1.8676 | 1.8639 | 1.8566 | 1.8566 | 1.7867 | 1.8933 | 1.8933 | 1.8713 | 1.7628 | 1.8492 | 1.9099 | 1.8933 | 1.8051 | 1.7849 | 1.9282 | 1.8124 | 1.897 | 1.8529 | 1.7683 | 1.8731 | 1.7775 | 1.9007 | 1.7904 | 1.7463 | 1.8786 | 1.7628 | 1.7775 | 1.9282 | 1.8014 | 1.8069 | 1.8032 | 1.7573 | 1.8786 | 1.7867 | 1.8584 | 1.7463 | 1.772 | 1.8694 | 1.8179 | 1.8933 | 1.8694 | 1.9117 | 1.9301 | 1.8088 | 1.9894 | 1.9684 | 2.0086 | 1.9894 | 1.8286 | 1.9109 | 1.9645 | 1.8956 | 1.9971 | 1.999 | 1.8286 | 1.9243 | 2.0048 | 1.9243 | 1.9569 | 1.9626 | 1.9837 | 1.8554 | 1.9703 | 1.9148 | 1.8956 | 1.9339 | 1.9224 | 1.9645 | 1.888 | 1.8726 | 2.0048 | 1.9684 | 1.9282 | 1.8324 | 1.9282 | 1.999 | 1.8726 | 1.9052 | 1.9052 | 1.8994 | 1.8248 | 1.9416 | 1.8209 | 1.8248 | 1.8707 | 1.9818 | 1.8784 | 1.9377 | 1.8305 | 1.9626 | 2.0028 | 1.9645 | 1.8579 | 1.9007 | 1.9454 | 1.8676 | 1.9337 | 1.9026 | 1.8929 | 1.9629 | 1.8987 | 1.9629 | 1.9143 | 1.9707 | 1.9454 | 2.0057 | 1.9279 | 1.9026 | 1.8793 | 1.8579 | 1.9648 | 1.852 | 1.8715 | 1.996 | 1.9143 | 2.0427 | 1.8676 | 1.9804 | 2.0154 | 1.8793 | 1.8987 | 1.9221 | 1.9493 | 2.029 | 1.9279 | 2.0018 | 1.9045 | 1.9707 | 1.9901 | 1.8481 | 1.9629 | 1.9512 | 1.9337 | 2.0057 | 1.9201 | 1.9376 | 2.0076 | 1.9221 | 1.9045 | 1.9162 | 1.9357 | 1.8715 | 1.8656 | 1.9201 | 1.9357 | 1.9493 | 1.9921 | 2.0174 | 1.9065 | 1.9921 | 1.9629 | 1.996 | 1.8851 | 1.9201 | 1.8754 | 2.0427 | 1.8812 | 1.9746 | 1.9396 | 1.9765 | 1.8501 | 1.9921 | 1.9279 | 2.0057 | 1.8715 | 1.8715 | 1.8481 | 1.9979 | 1.9473 | 2.0232 | 1.8481 | 1.9415 | 1.8773 | 1.9084 | 2.0388 | 2.0193 | 1.9007 | 1.9221 | 1.9298 | 1.8656 | 1.8754 | 1.8773 | 1.9979 | 2.0213 | 1.9493 | 1.9065 | 1.889
NB_NRTN_TSS | 423 | 345 | NB | 0.084735 | 423 | 3240 | 2.7454 | 3.0392 | 2.9295 | 2.8791 | 2.8702 | 2.8672 | 2.9502 | 3.0155 | 3.051 | 2.8642 | 2.8168 | 2.9324 | 3.0332 | 2.8731 | 2.9888 | 3.0155 | 2.885 | 2.8583 | 3.0836 | 2.9117 | 2.9146 | 2.9176 | 2.8553 | 2.8791 | 2.9384 | 2.8642 | 2.8524 | 2.9443 | 3.057 | 2.9413 | 2.8257 | 2.9057 | 2.8583 | 2.9947 | 2.8702 | 2.9621 | 2.8969 | 2.8257 | 2.9146 | 3.0866 | 2.9176 | 2.888 | 3.054 | 2.8168 | 3.0184 | 2.9532 | 2.9146 | 3.0836 | 2.8464 | 3.3465 | 3.1165 | 3.1618 | 3.204 | 3.3206 | 3.1716 | 3.178 | 3.1424 | 3.3562 | 3.3141 | 3.1165 | 3.1068 | 3.1586 | 3.272 | 3.3238 | 3.3335 | 3.3886 | 3.1521 | 3.2234 | 3.1618 | 3.3076 | 3.2461 | 3.204 | 3.1003 | 3.191 | 3.2007 | 3.2461 | 3.1975 | 3.0906 | 3.0938 | 3.0776 | 3.204 | 3.3465 | 3.1359 | 3.2104 | 3.1035 | 3.1262 | 3.2752 | 3.178 | 3.2785 | 3.3821 | 3.3433 | 3.2687 | 3.4016 | 3.2169 | 3.1683 | 3.1392 | 3.0938 | 3.2121 | 3.4197 | 3.2747 | 3.2517 | 3.3472 | 3.3406 | 3.3274 | 3.3274 | 3.2023 | 3.3933 | 3.3933 | 3.3538 | 3.1594 | 3.3143 | 3.423 | 3.3933 | 3.2352 | 3.199 | 3.4559 | 3.2484 | 3.3999 | 3.3209 | 3.1693 | 3.3571 | 3.1858 | 3.4065 | 3.2088 | 3.1298 | 3.367 | 3.1594 | 3.1858 | 3.4559 | 3.2286 | 3.2385 | 3.2319 | 3.1495 | 3.367 | 3.2023 | 3.3307 | 3.1298 | 3.1759 | 3.3505 | 3.2583 | 3.3933 | 3.3505 | 3.4263 | 3.4592 | 3.2418 | 3.5656 | 3.5279 | 3.5999 | 3.5656 | 3.2773 | 3.4249 | 3.521 | 3.3974 | 3.5793 | 3.5828 | 3.2773 | 3.4489 | 3.5931 | 3.4489 | 3.5073 | 3.5176 | 3.5553 | 3.3254 | 3.5313 | 3.4318 | 3.3974 | 3.4661 | 3.4455 | 3.521 | 3.3837 | 3.3563 | 3.5931 | 3.5279 | 3.4558 | 3.2842 | 3.4558 | 3.5828 | 3.3563 | 3.4146 | 3.4146 | 3.4043 | 3.2705 | 3.4798 | 3.2636 | 3.2705 | 3.3528 | 3.5519 | 3.3666 | 3.4729 | 3.2808 | 3.5176 | 3.5896 | 3.521 | 3.3298 | 3.4065 | 3.4867 | 3.3472 | 3.4658 | 3.41 | 3.3925 | 3.5181 | 3.403 | 3.5181 | 3.4309 | 3.532 | 3.4867 | 3.5948 | 3.4553 | 3.41 | 3.3681 | 3.3298 | 3.5215 | 3.3193 | 3.3542 | 3.5773 | 3.4309 | 3.661 | 3.3472 | 3.5494 | 3.6122 | 3.3681 | 3.403 | 3.4448 | 3.4936 | 3.6366 | 3.4553 | 3.5878 | 3.4135 | 3.532 | 3.5669 | 3.3123 | 3.5181 | 3.4971 | 3.4658 | 3.5948 | 3.4413 | 3.4727 | 3.5982 | 3.4448 | 3.4135 | 3.4344 | 3.4692 | 3.3542 | 3.3437 | 3.4413 | 3.4692 | 3.4936 | 3.5704 | 3.6157 | 3.4169 | 3.5704 | 3.5181 | 3.5773 | 3.3786 | 3.4413 | 3.3612 | 3.661 | 3.3716 | 3.539 | 3.4762 | 3.5425 | 3.3158 | 3.5704 | 3.4553 | 3.5948 | 3.3542 | 3.3542 | 3.3123 | 3.5808 | 3.4902 | 3.6261 | 3.3123 | 3.4797 | 3.3646 | 3.4204 | 3.654 | 3.6192 | 3.4065 | 3.4448 | 3.4588 | 3.3437 | 3.3612 | 3.3646 | 3.5808 | 3.6227 | 3.4936 | 3.4169 | 3.3856
NB_NWCS_TSS | 424 | 345 | NB | 0.070536 | 424 | 3240 | 2.2854 | 2.5299 | 2.4386 | 2.3966 | 2.3892 | 2.3867 | 2.4559 | 2.5102 | 2.5398 | 2.3843 | 2.3448 | 2.441 | 2.525 | 2.3917 | 2.4879 | 2.5102 | 2.4016 | 2.3793 | 2.5669 | 2.4238 | 2.4262 | 2.4287 | 2.3769 | 2.3966 | 2.446 | 2.3843 | 2.3744 | 2.4509 | 2.5447 | 2.4485 | 2.3522 | 2.4188 | 2.3793 | 2.4929 | 2.3892 | 2.4657 | 2.4114 | 2.3522 | 2.4262 | 2.5694 | 2.4287 | 2.404 | 2.5422 | 2.3448 | 2.5126 | 2.4583 | 2.4262 | 2.5669 | 2.3695 | 2.7857 | 2.5943 | 2.632 | 2.6671 | 2.7642 | 2.6401 | 2.6455 | 2.6158 | 2.7938 | 2.7588 | 2.5943 | 2.5862 | 2.6293 | 2.7237 | 2.7668 | 2.7749 | 2.8208 | 2.6239 | 2.6832 | 2.632 | 2.7534 | 2.7021 | 2.6671 | 2.5808 | 2.6563 | 2.6644 | 2.7021 | 2.6617 | 2.5727 | 2.5754 | 2.5619 | 2.6671 | 2.7857 | 2.6104 | 2.6725 | 2.5835 | 2.6023 | 2.7264 | 2.6455 | 2.7291 | 2.8154 | 2.783 | 2.721 | 2.8316 | 2.6779 | 2.6374 | 2.6131 | 2.5754 | 2.6739 | 2.8467 | 2.726 | 2.7068 | 2.7863 | 2.7808 | 2.7699 | 2.7699 | 2.6657 | 2.8247 | 2.8247 | 2.7918 | 2.63 | 2.7589 | 2.8494 | 2.8247 | 2.6931 | 2.6629 | 2.8768 | 2.704 | 2.8302 | 2.7644 | 2.6382 | 2.7945 | 2.6519 | 2.8357 | 2.6711 | 2.6053 | 2.8028 | 2.63 | 2.6519 | 2.8768 | 2.6876 | 2.6958 | 2.6903 | 2.6218 | 2.8028 | 2.6657 | 2.7726 | 2.6053 | 2.6437 | 2.7891 | 2.7123 | 2.8247 | 2.7891 | 2.8521 | 2.8796 | 2.6986 | 2.9681 | 2.9367 | 2.9967 | 2.9681 | 2.7282 | 2.851 | 2.931 | 2.8281 | 2.9795 | 2.9824 | 2.7282 | 2.871 | 2.991 | 2.871 | 2.9196 | 2.9281 | 2.9595 | 2.7682 | 2.9396 | 2.8567 | 2.8281 | 2.8853 | 2.8681 | 2.931 | 2.8167 | 2.7939 | 2.991 | 2.9367 | 2.8767 | 2.7339 | 2.8767 | 2.9824 | 2.7939 | 2.8424 | 2.8424 | 2.8339 | 2.7224 | 2.8967 | 2.7167 | 2.7224 | 2.791 | 2.9567 | 2.8024 | 2.891 | 2.731 | 2.9281 | 2.9881 | 2.931 | 2.7718 | 2.8357 | 2.9024 | 2.7863 | 2.885 | 2.8386 | 2.8241 | 2.9285 | 2.8328 | 2.9285 | 2.856 | 2.9401 | 2.9024 | 2.9924 | 2.8763 | 2.8386 | 2.8037 | 2.7718 | 2.9314 | 2.7631 | 2.7921 | 2.9779 | 2.856 | 3.0475 | 2.7863 | 2.9547 | 3.0069 | 2.8037 | 2.8328 | 2.8676 | 2.9082 | 3.0272 | 2.8763 | 2.9866 | 2.8415 | 2.9401 | 2.9692 | 2.7573 | 2.9285 | 2.9111 | 2.885 | 2.9924 | 2.8647 | 2.8908 | 2.9953 | 2.8676 | 2.8415 | 2.8589 | 2.8879 | 2.7921 | 2.7834 | 2.8647 | 2.8879 | 2.9082 | 2.9721 | 3.0098 | 2.8444 | 2.9721 | 2.9285 | 2.9779 | 2.8124 | 2.8647 | 2.7979 | 3.0475 | 2.8066 | 2.946 | 2.8937 | 2.9489 | 2.7602 | 2.9721 | 2.8763 | 2.9924 | 2.7921 | 2.7921 | 2.7573 | 2.9808 | 2.9053 | 3.0185 | 2.7573 | 2.8966 | 2.8008 | 2.8473 | 3.0417 | 3.0127 | 2.8357 | 2.8676 | 2.8792 | 2.7834 | 2.7979 | 2.8008 | 2.9808 | 3.0156 | 2.9082 | 2.8444 | 2.8182
NB_PLPR_GSS | 425 | 345 | NB | 0.087238 | 425 | 3240 | 2.8265 | 3.1289 | 3.016 | 2.9641 | 2.9549 | 2.9519 | 3.0374 | 3.1045 | 3.1412 | 2.9488 | 2.9 | 3.0191 | 3.1228 | 2.958 | 3.0771 | 3.1045 | 2.9702 | 2.9427 | 3.1747 | 2.9977 | 3.0007 | 3.0038 | 2.9397 | 2.9641 | 3.0252 | 2.9488 | 2.9366 | 3.0313 | 3.1473 | 3.0282 | 2.9092 | 2.9916 | 2.9427 | 3.0832 | 2.9549 | 3.0496 | 2.9824 | 2.9092 | 3.0007 | 3.1778 | 3.0038 | 2.9733 | 3.1442 | 2.9 | 3.1076 | 3.0404 | 3.0007 | 3.1747 | 2.9305 | 3.4453 | 3.2085 | 3.2552 | 3.2986 | 3.4187 | 3.2652 | 3.2719 | 3.2352 | 3.4554 | 3.412 | 3.2085 | 3.1985 | 3.2519 | 3.3686 | 3.422 | 3.432 | 3.4887 | 3.2452 | 3.3186 | 3.2552 | 3.4053 | 3.342 | 3.2986 | 3.1919 | 3.2853 | 3.2953 | 3.342 | 3.2919 | 3.1819 | 3.1852 | 3.1685 | 3.2986 | 3.4453 | 3.2286 | 3.3053 | 3.1952 | 3.2185 | 3.372 | 3.2719 | 3.3753 | 3.482 | 3.442 | 3.3653 | 3.502 | 3.3119 | 3.2619 | 3.2319 | 3.1852 | 3.307 | 3.5207 | 3.3715 | 3.3477 | 3.4461 | 3.4393 | 3.4257 | 3.4257 | 3.2968 | 3.4936 | 3.4936 | 3.4529 | 3.2527 | 3.4122 | 3.5241 | 3.4936 | 3.3308 | 3.2935 | 3.558 | 3.3443 | 3.5004 | 3.4189 | 3.2629 | 3.4563 | 3.2799 | 3.5071 | 3.3036 | 3.2222 | 3.4664 | 3.2527 | 3.2799 | 3.558 | 3.324 | 3.3342 | 3.3274 | 3.2426 | 3.4664 | 3.2968 | 3.4291 | 3.2222 | 3.2697 | 3.4495 | 3.3545 | 3.4936 | 3.4495 | 3.5275 | 3.5614 | 3.3375 | 3.6709 | 3.6321 | 3.7063 | 3.6709 | 3.3741 | 3.5261 | 3.625 | 3.4978 | 3.6851 | 3.6886 | 3.3741 | 3.5508 | 3.6992 | 3.5508 | 3.6109 | 3.6215 | 3.6603 | 3.4236 | 3.6356 | 3.5331 | 3.4978 | 3.5685 | 3.5473 | 3.625 | 3.4837 | 3.4554 | 3.6992 | 3.6321 | 3.5579 | 3.3812 | 3.5579 | 3.6886 | 3.4554 | 3.5155 | 3.5155 | 3.5049 | 3.3671 | 3.5826 | 3.36 | 3.3671 | 3.4519 | 3.6568 | 3.466 | 3.5755 | 3.3777 | 3.6215 | 3.6957 | 3.625 | 3.4281 | 3.5071 | 3.5897 | 3.4461 | 3.5681 | 3.5107 | 3.4927 | 3.622 | 3.5035 | 3.622 | 3.5322 | 3.6363 | 3.5897 | 3.7009 | 3.5574 | 3.5107 | 3.4676 | 3.4281 | 3.6256 | 3.4174 | 3.4533 | 3.683 | 3.5322 | 3.7692 | 3.4461 | 3.6543 | 3.7189 | 3.4676 | 3.5035 | 3.5466 | 3.5968 | 3.744 | 3.5574 | 3.6938 | 3.5143 | 3.6363 | 3.6722 | 3.4102 | 3.622 | 3.6004 | 3.5681 | 3.7009 | 3.543 | 3.5753 | 3.7045 | 3.5466 | 3.5143 | 3.5358 | 3.5717 | 3.4533 | 3.4425 | 3.543 | 3.5717 | 3.5968 | 3.6758 | 3.7225 | 3.5179 | 3.6758 | 3.622 | 3.683 | 3.4784 | 3.543 | 3.4604 | 3.7692 | 3.4712 | 3.6435 | 3.5789 | 3.6471 | 3.4138 | 3.6758 | 3.5574 | 3.7009 | 3.4533 | 3.4533 | 3.4102 | 3.6866 | 3.5933 | 3.7333 | 3.4102 | 3.5825 | 3.464 | 3.5215 | 3.762 | 3.7261 | 3.5071 | 3.5466 | 3.561 | 3.4425 | 3.4604 | 3.464 | 3.6866 | 3.7297 | 3.5968 | 3.5179 | 3.4856
NB_SADR_TSS | 426 | 345 | NB | 0.062003 | 426 | 3240 | 2.0089 | 2.2238 | 2.1436 | 2.1067 | 2.1002 | 2.098 | 2.1588 | 2.2065 | 2.2325 | 2.0958 | 2.0611 | 2.1457 | 2.2195 | 2.1024 | 2.187 | 2.2065 | 2.111 | 2.0915 | 2.2564 | 2.1306 | 2.1327 | 2.1349 | 2.0893 | 2.1067 | 2.1501 | 2.0958 | 2.0872 | 2.1544 | 2.2369 | 2.1523 | 2.0676 | 2.1262 | 2.0915 | 2.1913 | 2.1002 | 2.1674 | 2.1197 | 2.0676 | 2.1327 | 2.2586 | 2.1349 | 2.1132 | 2.2347 | 2.0611 | 2.2087 | 2.1609 | 2.1327 | 2.2564 | 2.0828 | 2.4487 | 2.2804 | 2.3136 | 2.3444 | 2.4298 | 2.3207 | 2.3255 | 2.2994 | 2.4558 | 2.425 | 2.2804 | 2.2733 | 2.3112 | 2.3942 | 2.4321 | 2.4392 | 2.4795 | 2.3065 | 2.3586 | 2.3136 | 2.4203 | 2.3752 | 2.3444 | 2.2686 | 2.3349 | 2.3421 | 2.3752 | 2.3397 | 2.2615 | 2.2638 | 2.252 | 2.3444 | 2.4487 | 2.2946 | 2.3492 | 2.2709 | 2.2875 | 2.3966 | 2.3255 | 2.3989 | 2.4748 | 2.4464 | 2.3918 | 2.489 | 2.3539 | 2.3183 | 2.297 | 2.2638 | 2.3504 | 2.5023 | 2.3962 | 2.3793 | 2.4492 | 2.4444 | 2.4348 | 2.4348 | 2.3432 | 2.483 | 2.483 | 2.4541 | 2.3118 | 2.4251 | 2.5047 | 2.483 | 2.3673 | 2.3408 | 2.5288 | 2.3769 | 2.4878 | 2.43 | 2.3191 | 2.4565 | 2.3311 | 2.4926 | 2.348 | 2.2901 | 2.4637 | 2.3118 | 2.3311 | 2.5288 | 2.3625 | 2.3697 | 2.3649 | 2.3046 | 2.4637 | 2.3432 | 2.4372 | 2.2901 | 2.3239 | 2.4517 | 2.3842 | 2.483 | 2.4517 | 2.5071 | 2.5312 | 2.3721 | 2.6091 | 2.5814 | 2.6342 | 2.6091 | 2.3981 | 2.5061 | 2.5764 | 2.486 | 2.6191 | 2.6216 | 2.3981 | 2.5237 | 2.6291 | 2.5237 | 2.5664 | 2.5739 | 2.6015 | 2.4333 | 2.5839 | 2.5111 | 2.486 | 2.5362 | 2.5212 | 2.5764 | 2.476 | 2.4559 | 2.6291 | 2.5814 | 2.5287 | 2.4031 | 2.5287 | 2.6216 | 2.4559 | 2.4986 | 2.4986 | 2.491 | 2.3931 | 2.5463 | 2.3881 | 2.3931 | 2.4534 | 2.599 | 2.4634 | 2.5413 | 2.4006 | 2.5739 | 2.6266 | 2.5764 | 2.4365 | 2.4926 | 2.5513 | 2.4492 | 2.536 | 2.4952 | 2.4824 | 2.5743 | 2.4901 | 2.5743 | 2.5105 | 2.5845 | 2.5513 | 2.6304 | 2.5283 | 2.4952 | 2.4646 | 2.4365 | 2.5768 | 2.4288 | 2.4544 | 2.6176 | 2.5105 | 2.6789 | 2.4492 | 2.5972 | 2.6431 | 2.4646 | 2.4901 | 2.5207 | 2.5564 | 2.661 | 2.5283 | 2.6253 | 2.4977 | 2.5845 | 2.61 | 2.4237 | 2.5743 | 2.559 | 2.536 | 2.6304 | 2.5181 | 2.5411 | 2.6329 | 2.5207 | 2.4977 | 2.513 | 2.5385 | 2.4544 | 2.4467 | 2.5181 | 2.5385 | 2.5564 | 2.6125 | 2.6457 | 2.5003 | 2.6125 | 2.5743 | 2.6176 | 2.4722 | 2.5181 | 2.4595 | 2.6789 | 2.4671 | 2.5896 | 2.5436 | 2.5921 | 2.4263 | 2.6125 | 2.5283 | 2.6304 | 2.4544 | 2.4544 | 2.4237 | 2.6202 | 2.5539 | 2.6534 | 2.4237 | 2.5462 | 2.462 | 2.5028 | 2.6738 | 2.6482 | 2.4926 | 2.5207 | 2.5309 | 2.4467 | 2.4595 | 2.462 | 2.6202 | 2.6508 | 2.5564 | 2.5003 | 2.4773
NB_SLBY_TSS | 427 | 138 | NB | 0.024227 | 427 | 3240 | 0.78495 | 0.86894 | 0.83758 | 0.82317 | 0.82062 | 0.81978 | 0.84351 | 0.86216 | 0.87234 | 0.81893 | 0.80536 | 0.83843 | 0.86725 | 0.82147 | 0.85453 | 0.86216 | 0.82486 | 0.81723 | 0.88166 | 0.83249 | 0.83334 | 0.83419 | 0.81638 | 0.82317 | 0.84012 | 0.81893 | 0.81554 | 0.84182 | 0.87403 | 0.84097 | 0.80791 | 0.8308 | 0.81723 | 0.85623 | 0.82062 | 0.8469 | 0.82825 | 0.80791 | 0.83334 | 0.88251 | 0.83419 | 0.82571 | 0.87318 | 0.80536 | 0.86301 | 0.84436 | 0.83334 | 0.88166 | 0.81384 | 0.95681 | 0.89105 | 0.90402 | 0.91606 | 0.9494 | 0.9068 | 0.90865 | 0.89846 | 0.95959 | 0.94755 | 0.89105 | 0.88827 | 0.90309 | 0.93551 | 0.95033 | 0.95311 | 0.96885 | 0.90124 | 0.92162 | 0.90402 | 0.9457 | 0.9281 | 0.91606 | 0.88642 | 0.91235 | 0.91513 | 0.9281 | 0.91421 | 0.88364 | 0.88457 | 0.87993 | 0.91606 | 0.95681 | 0.89661 | 0.91791 | 0.88734 | 0.89383 | 0.93644 | 0.90865 | 0.93736 | 0.967 | 0.95589 | 0.93458 | 0.97256 | 0.91976 | 0.90587 | 0.89753 | 0.88457 | 0.9184 | 0.97774 | 0.93629 | 0.9297 | 0.95702 | 0.95513 | 0.95137 | 0.95137 | 0.91557 | 0.9702 | 0.9702 | 0.9589 | 0.90333 | 0.9476 | 0.97868 | 0.9702 | 0.92499 | 0.91463 | 0.9881 | 0.92876 | 0.97209 | 0.94948 | 0.90615 | 0.95984 | 0.91086 | 0.97397 | 0.91746 | 0.89485 | 0.96267 | 0.90333 | 0.91086 | 0.9881 | 0.92311 | 0.92593 | 0.92405 | 0.9005 | 0.96267 | 0.91557 | 0.95231 | 0.89485 | 0.90804 | 0.95796 | 0.93158 | 0.9702 | 0.95796 | 0.97962 | 0.98904 | 0.92687 | 1.0195 | 1.0087 | 1.0293 | 1.0195 | 0.93704 | 0.97923 | 1.0067 | 0.97138 | 1.0234 | 1.0244 | 0.93704 | 0.9861 | 1.0273 | 0.9861 | 1.0028 | 1.0057 | 1.0165 | 0.95078 | 1.0096 | 0.98119 | 0.97138 | 0.99101 | 0.98512 | 1.0067 | 0.96746 | 0.95961 | 1.0273 | 1.0087 | 0.98806 | 0.939 | 0.98806 | 1.0244 | 0.95961 | 0.97629 | 0.97629 | 0.97334 | 0.93508 | 0.99493 | 0.93312 | 0.93508 | 0.95863 | 1.0155 | 0.96255 | 0.99297 | 0.93802 | 1.0057 | 1.0263 | 1.0067 | 0.95203 | 0.97396 | 0.99689 | 0.95702 | 0.99091 | 0.97496 | 0.96998 | 1.0059 | 0.97297 | 1.0059 | 0.98094 | 1.0099 | 0.99689 | 1.0278 | 0.98792 | 0.97496 | 0.963 | 0.95203 | 1.0069 | 0.94904 | 0.95901 | 1.0228 | 0.98094 | 1.0467 | 0.95702 | 1.0148 | 1.0328 | 0.963 | 0.97297 | 0.98493 | 0.99889 | 1.0398 | 0.98792 | 1.0258 | 0.97596 | 1.0099 | 1.0198 | 0.94705 | 1.0059 | 0.99988 | 0.99091 | 1.0278 | 0.98393 | 0.99291 | 1.0288 | 0.98493 | 0.97596 | 0.98194 | 0.99191 | 0.95901 | 0.95602 | 0.98393 | 0.99191 | 0.99889 | 1.0208 | 1.0338 | 0.97695 | 1.0208 | 1.0059 | 1.0228 | 0.96599 | 0.98393 | 0.961 | 1.0467 | 0.964 | 1.0118 | 0.9939 | 1.0128 | 0.94804 | 1.0208 | 0.98792 | 1.0278 | 0.95901 | 0.95901 | 0.94705 | 1.0238 | 0.99789 | 1.0368 | 0.94705 | 0.9949 | 0.962 | 0.97795 | 1.0447 | 1.0348 | 0.97396 | 0.98493 | 0.98892 | 0.95602 | 0.961 | 0.962 | 1.0238 | 1.0358 | 0.99889 | 0.97695 | 0.96798
NL_BB2_TSS | 428 | 230 | NL | 0.023655 | 428 | 2058 | 0.48682 | 0.53891 | 0.51946 | 0.51052 | 0.50894 | 0.50842 | 0.52314 | 0.5347 | 0.54101 | 0.50789 | 0.49948 | 0.51998 | 0.53786 | 0.50947 | 0.52997 | 0.5347 | 0.51157 | 0.50684 | 0.5468 | 0.5163 | 0.51683 | 0.51735 | 0.50631 | 0.51052 | 0.52103 | 0.50789 | 0.50579 | 0.52209 | 0.54206 | 0.52156 | 0.50105 | 0.51525 | 0.50684 | 0.53102 | 0.50894 | 0.52524 | 0.51367 | 0.50105 | 0.51683 | 0.54732 | 0.51735 | 0.5121 | 0.54154 | 0.49948 | 0.53523 | 0.52366 | 0.51683 | 0.5468 | 0.50473 | 0.5934 | 0.55262 | 0.56066 | 0.56813 | 0.58881 | 0.56238 | 0.56353 | 0.55721 | 0.59513 | 0.58766 | 0.55262 | 0.5509 | 0.56009 | 0.58019 | 0.58938 | 0.59111 | 0.60087 | 0.55894 | 0.57158 | 0.56066 | 0.58651 | 0.5756 | 0.56813 | 0.54975 | 0.56583 | 0.56755 | 0.5756 | 0.56698 | 0.54802 | 0.5486 | 0.54573 | 0.56813 | 0.5934 | 0.55607 | 0.56928 | 0.55032 | 0.55434 | 0.58077 | 0.56353 | 0.58134 | 0.59972 | 0.59283 | 0.57962 | 0.60317 | 0.57043 | 0.56181 | 0.55664 | 0.5486 | 0.56958 | 0.60638 | 0.58068 | 0.57659 | 0.59353 | 0.59236 | 0.59003 | 0.59003 | 0.56783 | 0.60171 | 0.60171 | 0.5947 | 0.56023 | 0.58769 | 0.60697 | 0.60171 | 0.57367 | 0.56724 | 0.61281 | 0.57601 | 0.60288 | 0.58886 | 0.56198 | 0.59528 | 0.56491 | 0.60405 | 0.569 | 0.55497 | 0.59704 | 0.56023 | 0.56491 | 0.61281 | 0.5725 | 0.57425 | 0.57308 | 0.55848 | 0.59704 | 0.56783 | 0.59061 | 0.55497 | 0.56315 | 0.59412 | 0.57776 | 0.60171 | 0.59412 | 0.60755 | 0.61339 | 0.57484 | 0.63226 | 0.62556 | 0.63834 | 0.63226 | 0.58114 | 0.60731 | 0.62435 | 0.60244 | 0.63469 | 0.6353 | 0.58114 | 0.61157 | 0.63713 | 0.61157 | 0.62191 | 0.62374 | 0.63043 | 0.58966 | 0.62617 | 0.60852 | 0.60244 | 0.61461 | 0.61096 | 0.62435 | 0.60001 | 0.59514 | 0.63713 | 0.62556 | 0.61278 | 0.58236 | 0.61278 | 0.6353 | 0.59514 | 0.60548 | 0.60548 | 0.60366 | 0.57992 | 0.61704 | 0.57871 | 0.57992 | 0.59453 | 0.62982 | 0.59696 | 0.61583 | 0.58175 | 0.62374 | 0.63652 | 0.62435 | 0.59044 | 0.60404 | 0.61826 | 0.59353 | 0.61455 | 0.60466 | 0.60157 | 0.62383 | 0.60342 | 0.62383 | 0.60837 | 0.6263 | 0.61826 | 0.63743 | 0.6127 | 0.60466 | 0.59724 | 0.59044 | 0.62444 | 0.58858 | 0.59477 | 0.63434 | 0.60837 | 0.64917 | 0.59353 | 0.62939 | 0.64052 | 0.59724 | 0.60342 | 0.61084 | 0.6195 | 0.64485 | 0.6127 | 0.63619 | 0.60528 | 0.6263 | 0.63248 | 0.58735 | 0.62383 | 0.62012 | 0.61455 | 0.63743 | 0.61022 | 0.61579 | 0.63805 | 0.61084 | 0.60528 | 0.60899 | 0.61517 | 0.59477 | 0.59291 | 0.61022 | 0.61517 | 0.6195 | 0.6331 | 0.64114 | 0.6059 | 0.6331 | 0.62383 | 0.63434 | 0.5991 | 0.61022 | 0.596 | 0.64917 | 0.59786 | 0.62754 | 0.61641 | 0.62815 | 0.58797 | 0.6331 | 0.6127 | 0.63743 | 0.59477 | 0.59477 | 0.58735 | 0.63495 | 0.61888 | 0.64299 | 0.58735 | 0.61702 | 0.59662 | 0.60651 | 0.64794 | 0.64176 | 0.60404 | 0.61084 | 0.61332 | 0.59291 | 0.596 | 0.59662 | 0.63495 | 0.64237 | 0.6195 | 0.6059 | 0.60033
NL_BD1_GSS | 429 | 230 | NL | 0.020777 | 429 | 2058 | 0.42759 | 0.47334 | 0.45626 | 0.44841 | 0.44702 | 0.44656 | 0.45949 | 0.46965 | 0.47519 | 0.4461 | 0.43871 | 0.45672 | 0.47242 | 0.44748 | 0.46549 | 0.46965 | 0.44933 | 0.44517 | 0.48027 | 0.45349 | 0.45395 | 0.45441 | 0.44471 | 0.44841 | 0.45764 | 0.4461 | 0.44425 | 0.45857 | 0.47611 | 0.4581 | 0.44009 | 0.45256 | 0.44517 | 0.46642 | 0.44702 | 0.46134 | 0.45118 | 0.44009 | 0.45395 | 0.48073 | 0.45441 | 0.44979 | 0.47565 | 0.43871 | 0.47011 | 0.45995 | 0.45395 | 0.48027 | 0.44333 | 0.52121 | 0.48538 | 0.49245 | 0.49901 | 0.51717 | 0.49396 | 0.49497 | 0.48942 | 0.52272 | 0.51616 | 0.48538 | 0.48387 | 0.49194 | 0.5096 | 0.51768 | 0.51919 | 0.52777 | 0.49093 | 0.50203 | 0.49245 | 0.51515 | 0.50557 | 0.49901 | 0.48286 | 0.49699 | 0.4985 | 0.50557 | 0.498 | 0.48135 | 0.48185 | 0.47933 | 0.49901 | 0.52121 | 0.48841 | 0.50002 | 0.48337 | 0.4869 | 0.51011 | 0.49497 | 0.51061 | 0.52676 | 0.5207 | 0.5091 | 0.52978 | 0.50103 | 0.49346 | 0.48892 | 0.48185 | 0.50028 | 0.53261 | 0.51003 | 0.50644 | 0.52132 | 0.52029 | 0.51824 | 0.51824 | 0.49874 | 0.5285 | 0.5285 | 0.52234 | 0.49207 | 0.51619 | 0.53312 | 0.5285 | 0.50387 | 0.49823 | 0.53825 | 0.50593 | 0.52953 | 0.51721 | 0.49361 | 0.52286 | 0.49618 | 0.53055 | 0.49977 | 0.48745 | 0.5244 | 0.49207 | 0.49618 | 0.53825 | 0.50285 | 0.50439 | 0.50336 | 0.49053 | 0.5244 | 0.49874 | 0.51875 | 0.48745 | 0.49464 | 0.52183 | 0.50746 | 0.5285 | 0.52183 | 0.53363 | 0.53876 | 0.5049 | 0.55533 | 0.54945 | 0.56068 | 0.55533 | 0.51044 | 0.53342 | 0.54839 | 0.52914 | 0.55747 | 0.55801 | 0.51044 | 0.53716 | 0.55961 | 0.53716 | 0.54625 | 0.54785 | 0.55373 | 0.51792 | 0.54999 | 0.53449 | 0.52914 | 0.53983 | 0.53663 | 0.54839 | 0.52701 | 0.52273 | 0.55961 | 0.54945 | 0.53823 | 0.51151 | 0.53823 | 0.55801 | 0.52273 | 0.53182 | 0.53182 | 0.53021 | 0.50937 | 0.54197 | 0.5083 | 0.50937 | 0.5222 | 0.5532 | 0.52433 | 0.5409 | 0.51097 | 0.54785 | 0.55907 | 0.54839 | 0.5186 | 0.53055 | 0.54304 | 0.52132 | 0.53978 | 0.53109 | 0.52838 | 0.54793 | 0.53001 | 0.54793 | 0.53435 | 0.5501 | 0.54304 | 0.55987 | 0.53815 | 0.53109 | 0.52458 | 0.5186 | 0.54847 | 0.51697 | 0.5224 | 0.55716 | 0.53435 | 0.57019 | 0.52132 | 0.55281 | 0.56259 | 0.52458 | 0.53001 | 0.53652 | 0.54413 | 0.56639 | 0.53815 | 0.55879 | 0.53164 | 0.5501 | 0.55553 | 0.51589 | 0.54793 | 0.54467 | 0.53978 | 0.55987 | 0.53598 | 0.54087 | 0.56042 | 0.53652 | 0.53164 | 0.53489 | 0.54032 | 0.5224 | 0.52078 | 0.53598 | 0.54032 | 0.54413 | 0.55607 | 0.56313 | 0.53218 | 0.55607 | 0.54793 | 0.55716 | 0.52621 | 0.53598 | 0.52349 | 0.57019 | 0.52512 | 0.55119 | 0.54141 | 0.55173 | 0.51643 | 0.55607 | 0.53815 | 0.55987 | 0.5224 | 0.5224 | 0.51589 | 0.5577 | 0.54358 | 0.56476 | 0.51589 | 0.54195 | 0.52403 | 0.53272 | 0.56911 | 0.56368 | 0.53055 | 0.53652 | 0.5387 | 0.52078 | 0.52349 | 0.52403 | 0.5577 | 0.56422 | 0.54413 | 0.53218 | 0.52729
NL_BD2_GSS | 430 | 230 | NL | 0.020777 | 430 | 2058 | 0.42759 | 0.47334 | 0.45626 | 0.44841 | 0.44702 | 0.44656 | 0.45949 | 0.46965 | 0.47519 | 0.4461 | 0.43871 | 0.45672 | 0.47242 | 0.44748 | 0.46549 | 0.46965 | 0.44933 | 0.44517 | 0.48027 | 0.45349 | 0.45395 | 0.45441 | 0.44471 | 0.44841 | 0.45764 | 0.4461 | 0.44425 | 0.45857 | 0.47611 | 0.4581 | 0.44009 | 0.45256 | 0.44517 | 0.46642 | 0.44702 | 0.46134 | 0.45118 | 0.44009 | 0.45395 | 0.48073 | 0.45441 | 0.44979 | 0.47565 | 0.43871 | 0.47011 | 0.45995 | 0.45395 | 0.48027 | 0.44333 | 0.52121 | 0.48538 | 0.49245 | 0.49901 | 0.51717 | 0.49396 | 0.49497 | 0.48942 | 0.52272 | 0.51616 | 0.48538 | 0.48387 | 0.49194 | 0.5096 | 0.51768 | 0.51919 | 0.52777 | 0.49093 | 0.50203 | 0.49245 | 0.51515 | 0.50557 | 0.49901 | 0.48286 | 0.49699 | 0.4985 | 0.50557 | 0.498 | 0.48135 | 0.48185 | 0.47933 | 0.49901 | 0.52121 | 0.48841 | 0.50002 | 0.48337 | 0.4869 | 0.51011 | 0.49497 | 0.51061 | 0.52676 | 0.5207 | 0.5091 | 0.52978 | 0.50103 | 0.49346 | 0.48892 | 0.48185 | 0.50028 | 0.53261 | 0.51003 | 0.50644 | 0.52132 | 0.52029 | 0.51824 | 0.51824 | 0.49874 | 0.5285 | 0.5285 | 0.52234 | 0.49207 | 0.51619 | 0.53312 | 0.5285 | 0.50387 | 0.49823 | 0.53825 | 0.50593 | 0.52953 | 0.51721 | 0.49361 | 0.52286 | 0.49618 | 0.53055 | 0.49977 | 0.48745 | 0.5244 | 0.49207 | 0.49618 | 0.53825 | 0.50285 | 0.50439 | 0.50336 | 0.49053 | 0.5244 | 0.49874 | 0.51875 | 0.48745 | 0.49464 | 0.52183 | 0.50746 | 0.5285 | 0.52183 | 0.53363 | 0.53876 | 0.5049 | 0.55533 | 0.54945 | 0.56068 | 0.55533 | 0.51044 | 0.53342 | 0.54839 | 0.52914 | 0.55747 | 0.55801 | 0.51044 | 0.53716 | 0.55961 | 0.53716 | 0.54625 | 0.54785 | 0.55373 | 0.51792 | 0.54999 | 0.53449 | 0.52914 | 0.53983 | 0.53663 | 0.54839 | 0.52701 | 0.52273 | 0.55961 | 0.54945 | 0.53823 | 0.51151 | 0.53823 | 0.55801 | 0.52273 | 0.53182 | 0.53182 | 0.53021 | 0.50937 | 0.54197 | 0.5083 | 0.50937 | 0.5222 | 0.5532 | 0.52433 | 0.5409 | 0.51097 | 0.54785 | 0.55907 | 0.54839 | 0.5186 | 0.53055 | 0.54304 | 0.52132 | 0.53978 | 0.53109 | 0.52838 | 0.54793 | 0.53001 | 0.54793 | 0.53435 | 0.5501 | 0.54304 | 0.55987 | 0.53815 | 0.53109 | 0.52458 | 0.5186 | 0.54847 | 0.51697 | 0.5224 | 0.55716 | 0.53435 | 0.57019 | 0.52132 | 0.55281 | 0.56259 | 0.52458 | 0.53001 | 0.53652 | 0.54413 | 0.56639 | 0.53815 | 0.55879 | 0.53164 | 0.5501 | 0.55553 | 0.51589 | 0.54793 | 0.54467 | 0.53978 | 0.55987 | 0.53598 | 0.54087 | 0.56042 | 0.53652 | 0.53164 | 0.53489 | 0.54032 | 0.5224 | 0.52078 | 0.53598 | 0.54032 | 0.54413 | 0.55607 | 0.56313 | 0.53218 | 0.55607 | 0.54793 | 0.55716 | 0.52621 | 0.53598 | 0.52349 | 0.57019 | 0.52512 | 0.55119 | 0.54141 | 0.55173 | 0.51643 | 0.55607 | 0.53815 | 0.55987 | 0.5224 | 0.5224 | 0.51589 | 0.5577 | 0.54358 | 0.56476 | 0.51589 | 0.54195 | 0.52403 | 0.53272 | 0.56911 | 0.56368 | 0.53055 | 0.53652 | 0.5387 | 0.52078 | 0.52349 | 0.52403 | 0.5577 | 0.56422 | 0.54413 | 0.53218 | 0.52729
NL_BUC_DSS | 431 | 230 | NL | 0.030831 | 431 | 2058 | 0.6345 | 0.70239 | 0.67704 | 0.66539 | 0.66333 | 0.66265 | 0.68184 | 0.69691 | 0.70513 | 0.66196 | 0.651 | 0.67772 | 0.70102 | 0.66402 | 0.69074 | 0.69691 | 0.66676 | 0.66059 | 0.71267 | 0.67293 | 0.67361 | 0.6743 | 0.65991 | 0.66539 | 0.67909 | 0.66196 | 0.65922 | 0.68047 | 0.70651 | 0.67978 | 0.65305 | 0.67156 | 0.66059 | 0.69211 | 0.66333 | 0.68458 | 0.6695 | 0.65305 | 0.67361 | 0.71336 | 0.6743 | 0.66745 | 0.70582 | 0.651 | 0.6976 | 0.68252 | 0.67361 | 0.71267 | 0.65785 | 0.77342 | 0.72026 | 0.73074 | 0.74048 | 0.76743 | 0.73299 | 0.73449 | 0.72625 | 0.77567 | 0.76593 | 0.72026 | 0.71802 | 0.72999 | 0.7562 | 0.76818 | 0.77042 | 0.78315 | 0.7285 | 0.74497 | 0.73074 | 0.76444 | 0.75021 | 0.74048 | 0.71652 | 0.73748 | 0.73973 | 0.75021 | 0.73898 | 0.71427 | 0.71502 | 0.71128 | 0.74048 | 0.77342 | 0.72475 | 0.74197 | 0.71727 | 0.72251 | 0.75695 | 0.73449 | 0.7577 | 0.78166 | 0.77267 | 0.75545 | 0.78615 | 0.74347 | 0.73224 | 0.7255 | 0.71502 | 0.74237 | 0.79034 | 0.75683 | 0.7515 | 0.77358 | 0.77206 | 0.76902 | 0.76902 | 0.74008 | 0.78424 | 0.78424 | 0.77511 | 0.73018 | 0.76597 | 0.7911 | 0.78424 | 0.7477 | 0.73932 | 0.79871 | 0.75074 | 0.78577 | 0.76749 | 0.73247 | 0.77587 | 0.73628 | 0.78729 | 0.74161 | 0.72333 | 0.77815 | 0.73018 | 0.73628 | 0.79871 | 0.74617 | 0.74846 | 0.74694 | 0.7279 | 0.77815 | 0.74008 | 0.76978 | 0.72333 | 0.73399 | 0.77435 | 0.75303 | 0.78424 | 0.77435 | 0.79186 | 0.79947 | 0.74922 | 0.82406 | 0.81534 | 0.83199 | 0.82406 | 0.75744 | 0.79154 | 0.81375 | 0.7852 | 0.82723 | 0.82803 | 0.75744 | 0.79709 | 0.8304 | 0.79709 | 0.81058 | 0.81296 | 0.82168 | 0.76854 | 0.81613 | 0.79313 | 0.7852 | 0.80106 | 0.7963 | 0.81375 | 0.78202 | 0.77568 | 0.8304 | 0.81534 | 0.79868 | 0.75902 | 0.79868 | 0.82803 | 0.77568 | 0.78916 | 0.78916 | 0.78678 | 0.75585 | 0.80423 | 0.75426 | 0.75585 | 0.77489 | 0.82089 | 0.77806 | 0.80265 | 0.75823 | 0.81296 | 0.82961 | 0.81375 | 0.76956 | 0.78728 | 0.80582 | 0.77358 | 0.80098 | 0.78809 | 0.78406 | 0.81307 | 0.78648 | 0.81307 | 0.79292 | 0.81629 | 0.80582 | 0.8308 | 0.79857 | 0.78809 | 0.77842 | 0.76956 | 0.81388 | 0.76714 | 0.7752 | 0.82677 | 0.79292 | 0.84611 | 0.77358 | 0.82032 | 0.83483 | 0.77842 | 0.78648 | 0.79615 | 0.80743 | 0.84047 | 0.79857 | 0.82919 | 0.7889 | 0.81629 | 0.82435 | 0.76553 | 0.81307 | 0.80823 | 0.80098 | 0.8308 | 0.79534 | 0.80259 | 0.8316 | 0.79615 | 0.7889 | 0.79373 | 0.80179 | 0.7752 | 0.77278 | 0.79534 | 0.80179 | 0.80743 | 0.82516 | 0.83563 | 0.7897 | 0.82516 | 0.81307 | 0.82677 | 0.78084 | 0.79534 | 0.77681 | 0.84611 | 0.77923 | 0.8179 | 0.8034 | 0.81871 | 0.76633 | 0.82516 | 0.79857 | 0.8308 | 0.7752 | 0.7752 | 0.76553 | 0.82757 | 0.80662 | 0.83805 | 0.76553 | 0.80421 | 0.77761 | 0.79051 | 0.8445 | 0.83644 | 0.78728 | 0.79615 | 0.79937 | 0.77278 | 0.77681 | 0.77761 | 0.82757 | 0.83724 | 0.80743 | 0.7897 | 0.78245
NL_CAM_GSS | 432 | 230 | NL | 0.031817 | 432 | 2058 | 0.65479 | 0.72486 | 0.69869 | 0.68667 | 0.68455 | 0.68384 | 0.70364 | 0.7192 | 0.72769 | 0.68313 | 0.67182 | 0.6994 | 0.72344 | 0.68525 | 0.71283 | 0.7192 | 0.68808 | 0.68172 | 0.73546 | 0.69445 | 0.69516 | 0.69586 | 0.68101 | 0.68667 | 0.70081 | 0.68313 | 0.6803 | 0.70223 | 0.7291 | 0.70152 | 0.67394 | 0.69303 | 0.68172 | 0.71425 | 0.68455 | 0.70647 | 0.69091 | 0.67394 | 0.69516 | 0.73617 | 0.69586 | 0.68879 | 0.72839 | 0.67182 | 0.71991 | 0.70435 | 0.69516 | 0.73546 | 0.67889 | 0.79815 | 0.7433 | 0.75411 | 0.76416 | 0.79197 | 0.75643 | 0.75798 | 0.74948 | 0.80047 | 0.79043 | 0.7433 | 0.74098 | 0.75334 | 0.78038 | 0.79275 | 0.79506 | 0.8082 | 0.7518 | 0.76879 | 0.75411 | 0.78888 | 0.7742 | 0.76416 | 0.73943 | 0.76107 | 0.76338 | 0.7742 | 0.76261 | 0.73711 | 0.73789 | 0.73402 | 0.76416 | 0.79815 | 0.74793 | 0.7657 | 0.74021 | 0.74561 | 0.78116 | 0.75798 | 0.78193 | 0.80665 | 0.79738 | 0.77961 | 0.81129 | 0.76725 | 0.75566 | 0.7487 | 0.73789 | 0.76611 | 0.81561 | 0.78104 | 0.77554 | 0.79832 | 0.79675 | 0.79361 | 0.79361 | 0.76375 | 0.80933 | 0.80933 | 0.7999 | 0.75354 | 0.79047 | 0.8164 | 0.80933 | 0.77161 | 0.76297 | 0.82425 | 0.77475 | 0.8109 | 0.79204 | 0.75589 | 0.80068 | 0.75982 | 0.81247 | 0.76532 | 0.74647 | 0.80304 | 0.75354 | 0.75982 | 0.82425 | 0.77004 | 0.77239 | 0.77082 | 0.75118 | 0.80304 | 0.76375 | 0.7944 | 0.74647 | 0.75747 | 0.79911 | 0.77711 | 0.80933 | 0.79911 | 0.81718 | 0.82504 | 0.77318 | 0.85041 | 0.84141 | 0.8586 | 0.85041 | 0.78166 | 0.81686 | 0.83977 | 0.81031 | 0.85369 | 0.85451 | 0.78166 | 0.82258 | 0.85696 | 0.82258 | 0.8365 | 0.83895 | 0.84796 | 0.79312 | 0.84223 | 0.81849 | 0.81031 | 0.82668 | 0.82177 | 0.83977 | 0.80703 | 0.80049 | 0.85696 | 0.84141 | 0.82422 | 0.7833 | 0.82422 | 0.85451 | 0.80049 | 0.8144 | 0.8144 | 0.81194 | 0.78002 | 0.82995 | 0.77839 | 0.78002 | 0.79967 | 0.84714 | 0.80294 | 0.82831 | 0.78248 | 0.83895 | 0.85614 | 0.83977 | 0.79417 | 0.81246 | 0.83159 | 0.79832 | 0.8266 | 0.81329 | 0.80914 | 0.83907 | 0.81163 | 0.83907 | 0.81828 | 0.8424 | 0.83159 | 0.85737 | 0.8241 | 0.81329 | 0.80331 | 0.79417 | 0.8399 | 0.79167 | 0.79999 | 0.85321 | 0.81828 | 0.87317 | 0.79832 | 0.84656 | 0.86153 | 0.80331 | 0.81163 | 0.82161 | 0.83325 | 0.86735 | 0.8241 | 0.8557 | 0.81412 | 0.8424 | 0.85071 | 0.79001 | 0.83907 | 0.83408 | 0.8266 | 0.85737 | 0.82078 | 0.82826 | 0.8582 | 0.82161 | 0.81412 | 0.81911 | 0.82743 | 0.79999 | 0.79749 | 0.82078 | 0.82743 | 0.83325 | 0.85155 | 0.86236 | 0.81496 | 0.85155 | 0.83907 | 0.85321 | 0.80581 | 0.82078 | 0.80165 | 0.87317 | 0.80415 | 0.84406 | 0.82909 | 0.84489 | 0.79084 | 0.85155 | 0.8241 | 0.85737 | 0.79999 | 0.79999 | 0.79001 | 0.85404 | 0.83242 | 0.86485 | 0.79001 | 0.82993 | 0.80248 | 0.81579 | 0.8715 | 0.86319 | 0.81246 | 0.82161 | 0.82494 | 0.79749 | 0.80165 | 0.80248 | 0.85404 | 0.86402 | 0.83325 | 0.81496 | 0.80747
NL_CBC_ISS | 433 | 230 | NL | 0.068215 | 433 | 2058 | 1.4039 | 1.5541 | 1.498 | 1.4722 | 1.4677 | 1.4661 | 1.5086 | 1.5419 | 1.5601 | 1.4646 | 1.4404 | 1.4995 | 1.551 | 1.4692 | 1.5283 | 1.5419 | 1.4752 | 1.4616 | 1.5768 | 1.4889 | 1.4904 | 1.4919 | 1.4601 | 1.4722 | 1.5025 | 1.4646 | 1.4586 | 1.5056 | 1.5632 | 1.504 | 1.4449 | 1.4859 | 1.4616 | 1.5313 | 1.4677 | 1.5147 | 1.4813 | 1.4449 | 1.4904 | 1.5783 | 1.4919 | 1.4768 | 1.5617 | 1.4404 | 1.5435 | 1.5101 | 1.4904 | 1.5768 | 1.4555 | 1.7112 | 1.5936 | 1.6168 | 1.6383 | 1.698 | 1.6218 | 1.6251 | 1.6069 | 1.7162 | 1.6947 | 1.5936 | 1.5886 | 1.6151 | 1.6731 | 1.6996 | 1.7046 | 1.7328 | 1.6118 | 1.6483 | 1.6168 | 1.6913 | 1.6599 | 1.6383 | 1.5853 | 1.6317 | 1.6367 | 1.6599 | 1.635 | 1.5804 | 1.582 | 1.5737 | 1.6383 | 1.7112 | 1.6036 | 1.6417 | 1.587 | 1.5986 | 1.6748 | 1.6251 | 1.6764 | 1.7294 | 1.7096 | 1.6715 | 1.7394 | 1.645 | 1.6201 | 1.6052 | 1.582 | 1.6425 | 1.7487 | 1.6745 | 1.6627 | 1.7116 | 1.7082 | 1.7015 | 1.7015 | 1.6375 | 1.7352 | 1.7352 | 1.715 | 1.6156 | 1.6947 | 1.7503 | 1.7352 | 1.6543 | 1.6358 | 1.7672 | 1.6611 | 1.7385 | 1.6981 | 1.6206 | 1.7166 | 1.629 | 1.7419 | 1.6408 | 1.6004 | 1.7217 | 1.6156 | 1.629 | 1.7672 | 1.6509 | 1.656 | 1.6526 | 1.6105 | 1.7217 | 1.6375 | 1.7032 | 1.6004 | 1.624 | 1.7133 | 1.6661 | 1.7352 | 1.7133 | 1.752 | 1.7689 | 1.6577 | 1.8233 | 1.804 | 1.8408 | 1.8233 | 1.6759 | 1.7513 | 1.8005 | 1.7373 | 1.8303 | 1.832 | 1.6759 | 1.7636 | 1.8373 | 1.7636 | 1.7934 | 1.7987 | 1.818 | 1.7004 | 1.8057 | 1.7548 | 1.7373 | 1.7724 | 1.7619 | 1.8005 | 1.7303 | 1.7162 | 1.8373 | 1.804 | 1.7671 | 1.6794 | 1.7671 | 1.832 | 1.7162 | 1.7461 | 1.7461 | 1.7408 | 1.6724 | 1.7794 | 1.6688 | 1.6724 | 1.7145 | 1.8162 | 1.7215 | 1.7759 | 1.6776 | 1.7987 | 1.8356 | 1.8005 | 1.7027 | 1.7419 | 1.7829 | 1.7116 | 1.7722 | 1.7437 | 1.7348 | 1.799 | 1.7401 | 1.799 | 1.7544 | 1.8061 | 1.7829 | 1.8382 | 1.7669 | 1.7437 | 1.7223 | 1.7027 | 1.8007 | 1.6973 | 1.7152 | 1.8293 | 1.7544 | 1.8721 | 1.7116 | 1.815 | 1.8471 | 1.7223 | 1.7401 | 1.7615 | 1.7865 | 1.8596 | 1.7669 | 1.8346 | 1.7455 | 1.8061 | 1.8239 | 1.6938 | 1.799 | 1.7883 | 1.7722 | 1.8382 | 1.7597 | 1.7758 | 1.84 | 1.7615 | 1.7455 | 1.7562 | 1.774 | 1.7152 | 1.7098 | 1.7597 | 1.774 | 1.7865 | 1.8257 | 1.8489 | 1.7473 | 1.8257 | 1.799 | 1.8293 | 1.7276 | 1.7597 | 1.7187 | 1.8721 | 1.7241 | 1.8097 | 1.7776 | 1.8114 | 1.6955 | 1.8257 | 1.7669 | 1.8382 | 1.7152 | 1.7152 | 1.6938 | 1.831 | 1.7847 | 1.8542 | 1.6938 | 1.7793 | 1.7205 | 1.749 | 1.8685 | 1.8507 | 1.7419 | 1.7615 | 1.7686 | 1.7098 | 1.7187 | 1.7205 | 1.831 | 1.8524 | 1.7865 | 1.7473 | 1.7312
NL_CFP_GSS | 434 | 230 | NL | 0.025978 | 434 | 2058 | 0.53463 | 0.59183 | 0.57047 | 0.56065 | 0.55892 | 0.55834 | 0.57451 | 0.58721 | 0.59414 | 0.55777 | 0.54853 | 0.57105 | 0.59068 | 0.5595 | 0.58202 | 0.58721 | 0.56181 | 0.55661 | 0.60049 | 0.567 | 0.56758 | 0.56816 | 0.55603 | 0.56065 | 0.5722 | 0.55777 | 0.55546 | 0.57336 | 0.5953 | 0.57278 | 0.55026 | 0.56585 | 0.55661 | 0.58317 | 0.55892 | 0.57682 | 0.56412 | 0.55026 | 0.56758 | 0.60107 | 0.56816 | 0.56239 | 0.59472 | 0.54853 | 0.58779 | 0.57509 | 0.56758 | 0.60049 | 0.5543 | 0.65168 | 0.60689 | 0.61572 | 0.62392 | 0.64663 | 0.61761 | 0.61887 | 0.61193 | 0.65357 | 0.64537 | 0.60689 | 0.60499 | 0.61509 | 0.63717 | 0.64726 | 0.64916 | 0.65988 | 0.61383 | 0.62771 | 0.61572 | 0.64411 | 0.63212 | 0.62392 | 0.60373 | 0.6214 | 0.62329 | 0.63212 | 0.62266 | 0.60184 | 0.60247 | 0.59932 | 0.62392 | 0.65168 | 0.61067 | 0.62518 | 0.60436 | 0.60878 | 0.6378 | 0.61887 | 0.63843 | 0.65862 | 0.65105 | 0.63654 | 0.6624 | 0.62644 | 0.61698 | 0.6113 | 0.60247 | 0.62551 | 0.66593 | 0.6377 | 0.63321 | 0.65182 | 0.65053 | 0.64797 | 0.64797 | 0.62359 | 0.6608 | 0.6608 | 0.6531 | 0.61525 | 0.6454 | 0.66657 | 0.6608 | 0.63 | 0.62295 | 0.67299 | 0.63257 | 0.66208 | 0.64669 | 0.61717 | 0.65374 | 0.62038 | 0.66337 | 0.62487 | 0.60948 | 0.65567 | 0.61525 | 0.62038 | 0.67299 | 0.62872 | 0.63065 | 0.62936 | 0.61332 | 0.65567 | 0.62359 | 0.64861 | 0.60948 | 0.61846 | 0.65246 | 0.6345 | 0.6608 | 0.65246 | 0.66721 | 0.67363 | 0.63129 | 0.69435 | 0.687 | 0.70103 | 0.69435 | 0.63821 | 0.66695 | 0.68566 | 0.6616 | 0.69702 | 0.69769 | 0.63821 | 0.67163 | 0.69969 | 0.67163 | 0.68299 | 0.68499 | 0.69234 | 0.64757 | 0.68766 | 0.66828 | 0.6616 | 0.67497 | 0.67096 | 0.68566 | 0.65893 | 0.65358 | 0.69969 | 0.687 | 0.67296 | 0.63955 | 0.67296 | 0.69769 | 0.65358 | 0.66494 | 0.66494 | 0.66294 | 0.63687 | 0.67764 | 0.63554 | 0.63687 | 0.65291 | 0.69167 | 0.65559 | 0.6763 | 0.63888 | 0.68499 | 0.69903 | 0.68566 | 0.64842 | 0.66336 | 0.67898 | 0.65182 | 0.6749 | 0.66404 | 0.66064 | 0.68509 | 0.66268 | 0.68509 | 0.66811 | 0.6878 | 0.67898 | 0.70002 | 0.67287 | 0.66404 | 0.65589 | 0.64842 | 0.68577 | 0.64639 | 0.65318 | 0.69663 | 0.66811 | 0.71293 | 0.65182 | 0.6912 | 0.70342 | 0.65589 | 0.66268 | 0.67083 | 0.68033 | 0.70817 | 0.67287 | 0.69867 | 0.66472 | 0.6878 | 0.69459 | 0.64503 | 0.68509 | 0.68101 | 0.6749 | 0.70002 | 0.67015 | 0.67626 | 0.7007 | 0.67083 | 0.66472 | 0.66879 | 0.67558 | 0.65318 | 0.65114 | 0.67015 | 0.67558 | 0.68033 | 0.69527 | 0.7041 | 0.6654 | 0.69527 | 0.68509 | 0.69663 | 0.65793 | 0.67015 | 0.65453 | 0.71293 | 0.65657 | 0.68916 | 0.67694 | 0.68984 | 0.64571 | 0.69527 | 0.67287 | 0.70002 | 0.65318 | 0.65318 | 0.64503 | 0.69731 | 0.67966 | 0.70614 | 0.64503 | 0.67762 | 0.65521 | 0.66608 | 0.71157 | 0.70478 | 0.66336 | 0.67083 | 0.67354 | 0.65114 | 0.65453 | 0.65521 | 0.69731 | 0.70546 | 0.68033 | 0.6654 | 0.65929
NL_DLK_DSS | 435 | 230 | NL | 0.031817 | 435 | 2058 | 0.65479 | 0.72486 | 0.69869 | 0.68667 | 0.68455 | 0.68384 | 0.70364 | 0.7192 | 0.72769 | 0.68313 | 0.67182 | 0.6994 | 0.72344 | 0.68525 | 0.71283 | 0.7192 | 0.68808 | 0.68172 | 0.73546 | 0.69445 | 0.69516 | 0.69586 | 0.68101 | 0.68667 | 0.70081 | 0.68313 | 0.6803 | 0.70223 | 0.7291 | 0.70152 | 0.67394 | 0.69303 | 0.68172 | 0.71425 | 0.68455 | 0.70647 | 0.69091 | 0.67394 | 0.69516 | 0.73617 | 0.69586 | 0.68879 | 0.72839 | 0.67182 | 0.71991 | 0.70435 | 0.69516 | 0.73546 | 0.67889 | 0.79815 | 0.7433 | 0.75411 | 0.76416 | 0.79197 | 0.75643 | 0.75798 | 0.74948 | 0.80047 | 0.79043 | 0.7433 | 0.74098 | 0.75334 | 0.78038 | 0.79275 | 0.79506 | 0.8082 | 0.7518 | 0.76879 | 0.75411 | 0.78888 | 0.7742 | 0.76416 | 0.73943 | 0.76107 | 0.76338 | 0.7742 | 0.76261 | 0.73711 | 0.73789 | 0.73402 | 0.76416 | 0.79815 | 0.74793 | 0.7657 | 0.74021 | 0.74561 | 0.78116 | 0.75798 | 0.78193 | 0.80665 | 0.79738 | 0.77961 | 0.81129 | 0.76725 | 0.75566 | 0.7487 | 0.73789 | 0.76611 | 0.81561 | 0.78104 | 0.77554 | 0.79832 | 0.79675 | 0.79361 | 0.79361 | 0.76375 | 0.80933 | 0.80933 | 0.7999 | 0.75354 | 0.79047 | 0.8164 | 0.80933 | 0.77161 | 0.76297 | 0.82425 | 0.77475 | 0.8109 | 0.79204 | 0.75589 | 0.80068 | 0.75982 | 0.81247 | 0.76532 | 0.74647 | 0.80304 | 0.75354 | 0.75982 | 0.82425 | 0.77004 | 0.77239 | 0.77082 | 0.75118 | 0.80304 | 0.76375 | 0.7944 | 0.74647 | 0.75747 | 0.79911 | 0.77711 | 0.80933 | 0.79911 | 0.81718 | 0.82504 | 0.77318 | 0.85041 | 0.84141 | 0.8586 | 0.85041 | 0.78166 | 0.81686 | 0.83977 | 0.81031 | 0.85369 | 0.85451 | 0.78166 | 0.82258 | 0.85696 | 0.82258 | 0.8365 | 0.83895 | 0.84796 | 0.79312 | 0.84223 | 0.81849 | 0.81031 | 0.82668 | 0.82177 | 0.83977 | 0.80703 | 0.80049 | 0.85696 | 0.84141 | 0.82422 | 0.7833 | 0.82422 | 0.85451 | 0.80049 | 0.8144 | 0.8144 | 0.81194 | 0.78002 | 0.82995 | 0.77839 | 0.78002 | 0.79967 | 0.84714 | 0.80294 | 0.82831 | 0.78248 | 0.83895 | 0.85614 | 0.83977 | 0.79417 | 0.81246 | 0.83159 | 0.79832 | 0.8266 | 0.81329 | 0.80914 | 0.83907 | 0.81163 | 0.83907 | 0.81828 | 0.8424 | 0.83159 | 0.85737 | 0.8241 | 0.81329 | 0.80331 | 0.79417 | 0.8399 | 0.79167 | 0.79999 | 0.85321 | 0.81828 | 0.87317 | 0.79832 | 0.84656 | 0.86153 | 0.80331 | 0.81163 | 0.82161 | 0.83325 | 0.86735 | 0.8241 | 0.8557 | 0.81412 | 0.8424 | 0.85071 | 0.79001 | 0.83907 | 0.83408 | 0.8266 | 0.85737 | 0.82078 | 0.82826 | 0.8582 | 0.82161 | 0.81412 | 0.81911 | 0.82743 | 0.79999 | 0.79749 | 0.82078 | 0.82743 | 0.83325 | 0.85155 | 0.86236 | 0.81496 | 0.85155 | 0.83907 | 0.85321 | 0.80581 | 0.82078 | 0.80165 | 0.87317 | 0.80415 | 0.84406 | 0.82909 | 0.84489 | 0.79084 | 0.85155 | 0.8241 | 0.85737 | 0.79999 | 0.79999 | 0.79001 | 0.85404 | 0.83242 | 0.86485 | 0.79001 | 0.82993 | 0.80248 | 0.81579 | 0.8715 | 0.86319 | 0.81246 | 0.82161 | 0.82494 | 0.79749 | 0.80165 | 0.80248 | 0.85404 | 0.86402 | 0.83325 | 0.81496 | 0.80747
NL_GCL_GSS | 436 | 230 | NL | 0.020777 | 436 | 2058 | 0.42759 | 0.47334 | 0.45626 | 0.44841 | 0.44702 | 0.44656 | 0.45949 | 0.46965 | 0.47519 | 0.4461 | 0.43871 | 0.45672 | 0.47242 | 0.44748 | 0.46549 | 0.46965 | 0.44933 | 0.44517 | 0.48027 | 0.45349 | 0.45395 | 0.45441 | 0.44471 | 0.44841 | 0.45764 | 0.4461 | 0.44425 | 0.45857 | 0.47611 | 0.4581 | 0.44009 | 0.45256 | 0.44517 | 0.46642 | 0.44702 | 0.46134 | 0.45118 | 0.44009 | 0.45395 | 0.48073 | 0.45441 | 0.44979 | 0.47565 | 0.43871 | 0.47011 | 0.45995 | 0.45395 | 0.48027 | 0.44333 | 0.52121 | 0.48538 | 0.49245 | 0.49901 | 0.51717 | 0.49396 | 0.49497 | 0.48942 | 0.52272 | 0.51616 | 0.48538 | 0.48387 | 0.49194 | 0.5096 | 0.51768 | 0.51919 | 0.52777 | 0.49093 | 0.50203 | 0.49245 | 0.51515 | 0.50557 | 0.49901 | 0.48286 | 0.49699 | 0.4985 | 0.50557 | 0.498 | 0.48135 | 0.48185 | 0.47933 | 0.49901 | 0.52121 | 0.48841 | 0.50002 | 0.48337 | 0.4869 | 0.51011 | 0.49497 | 0.51061 | 0.52676 | 0.5207 | 0.5091 | 0.52978 | 0.50103 | 0.49346 | 0.48892 | 0.48185 | 0.50028 | 0.53261 | 0.51003 | 0.50644 | 0.52132 | 0.52029 | 0.51824 | 0.51824 | 0.49874 | 0.5285 | 0.5285 | 0.52234 | 0.49207 | 0.51619 | 0.53312 | 0.5285 | 0.50387 | 0.49823 | 0.53825 | 0.50593 | 0.52953 | 0.51721 | 0.49361 | 0.52286 | 0.49618 | 0.53055 | 0.49977 | 0.48745 | 0.5244 | 0.49207 | 0.49618 | 0.53825 | 0.50285 | 0.50439 | 0.50336 | 0.49053 | 0.5244 | 0.49874 | 0.51875 | 0.48745 | 0.49464 | 0.52183 | 0.50746 | 0.5285 | 0.52183 | 0.53363 | 0.53876 | 0.5049 | 0.55533 | 0.54945 | 0.56068 | 0.55533 | 0.51044 | 0.53342 | 0.54839 | 0.52914 | 0.55747 | 0.55801 | 0.51044 | 0.53716 | 0.55961 | 0.53716 | 0.54625 | 0.54785 | 0.55373 | 0.51792 | 0.54999 | 0.53449 | 0.52914 | 0.53983 | 0.53663 | 0.54839 | 0.52701 | 0.52273 | 0.55961 | 0.54945 | 0.53823 | 0.51151 | 0.53823 | 0.55801 | 0.52273 | 0.53182 | 0.53182 | 0.53021 | 0.50937 | 0.54197 | 0.5083 | 0.50937 | 0.5222 | 0.5532 | 0.52433 | 0.5409 | 0.51097 | 0.54785 | 0.55907 | 0.54839 | 0.5186 | 0.53055 | 0.54304 | 0.52132 | 0.53978 | 0.53109 | 0.52838 | 0.54793 | 0.53001 | 0.54793 | 0.53435 | 0.5501 | 0.54304 | 0.55987 | 0.53815 | 0.53109 | 0.52458 | 0.5186 | 0.54847 | 0.51697 | 0.5224 | 0.55716 | 0.53435 | 0.57019 | 0.52132 | 0.55281 | 0.56259 | 0.52458 | 0.53001 | 0.53652 | 0.54413 | 0.56639 | 0.53815 | 0.55879 | 0.53164 | 0.5501 | 0.55553 | 0.51589 | 0.54793 | 0.54467 | 0.53978 | 0.55987 | 0.53598 | 0.54087 | 0.56042 | 0.53652 | 0.53164 | 0.53489 | 0.54032 | 0.5224 | 0.52078 | 0.53598 | 0.54032 | 0.54413 | 0.55607 | 0.56313 | 0.53218 | 0.55607 | 0.54793 | 0.55716 | 0.52621 | 0.53598 | 0.52349 | 0.57019 | 0.52512 | 0.55119 | 0.54141 | 0.55173 | 0.51643 | 0.55607 | 0.53815 | 0.55987 | 0.5224 | 0.5224 | 0.51589 | 0.5577 | 0.54358 | 0.56476 | 0.51589 | 0.54195 | 0.52403 | 0.53272 | 0.56911 | 0.56368 | 0.53055 | 0.53652 | 0.5387 | 0.52078 | 0.52349 | 0.52403 | 0.5577 | 0.56422 | 0.54413 | 0.53218 | 0.52729
NL_GCL_TSS | 437 | 230 | NL | 0.020777 | 437 | 2058 | 0.42759 | 0.47334 | 0.45626 | 0.44841 | 0.44702 | 0.44656 | 0.45949 | 0.46965 | 0.47519 | 0.4461 | 0.43871 | 0.45672 | 0.47242 | 0.44748 | 0.46549 | 0.46965 | 0.44933 | 0.44517 | 0.48027 | 0.45349 | 0.45395 | 0.45441 | 0.44471 | 0.44841 | 0.45764 | 0.4461 | 0.44425 | 0.45857 | 0.47611 | 0.4581 | 0.44009 | 0.45256 | 0.44517 | 0.46642 | 0.44702 | 0.46134 | 0.45118 | 0.44009 | 0.45395 | 0.48073 | 0.45441 | 0.44979 | 0.47565 | 0.43871 | 0.47011 | 0.45995 | 0.45395 | 0.48027 | 0.44333 | 0.52121 | 0.48538 | 0.49245 | 0.49901 | 0.51717 | 0.49396 | 0.49497 | 0.48942 | 0.52272 | 0.51616 | 0.48538 | 0.48387 | 0.49194 | 0.5096 | 0.51768 | 0.51919 | 0.52777 | 0.49093 | 0.50203 | 0.49245 | 0.51515 | 0.50557 | 0.49901 | 0.48286 | 0.49699 | 0.4985 | 0.50557 | 0.498 | 0.48135 | 0.48185 | 0.47933 | 0.49901 | 0.52121 | 0.48841 | 0.50002 | 0.48337 | 0.4869 | 0.51011 | 0.49497 | 0.51061 | 0.52676 | 0.5207 | 0.5091 | 0.52978 | 0.50103 | 0.49346 | 0.48892 | 0.48185 | 0.50028 | 0.53261 | 0.51003 | 0.50644 | 0.52132 | 0.52029 | 0.51824 | 0.51824 | 0.49874 | 0.5285 | 0.5285 | 0.52234 | 0.49207 | 0.51619 | 0.53312 | 0.5285 | 0.50387 | 0.49823 | 0.53825 | 0.50593 | 0.52953 | 0.51721 | 0.49361 | 0.52286 | 0.49618 | 0.53055 | 0.49977 | 0.48745 | 0.5244 | 0.49207 | 0.49618 | 0.53825 | 0.50285 | 0.50439 | 0.50336 | 0.49053 | 0.5244 | 0.49874 | 0.51875 | 0.48745 | 0.49464 | 0.52183 | 0.50746 | 0.5285 | 0.52183 | 0.53363 | 0.53876 | 0.5049 | 0.55533 | 0.54945 | 0.56068 | 0.55533 | 0.51044 | 0.53342 | 0.54839 | 0.52914 | 0.55747 | 0.55801 | 0.51044 | 0.53716 | 0.55961 | 0.53716 | 0.54625 | 0.54785 | 0.55373 | 0.51792 | 0.54999 | 0.53449 | 0.52914 | 0.53983 | 0.53663 | 0.54839 | 0.52701 | 0.52273 | 0.55961 | 0.54945 | 0.53823 | 0.51151 | 0.53823 | 0.55801 | 0.52273 | 0.53182 | 0.53182 | 0.53021 | 0.50937 | 0.54197 | 0.5083 | 0.50937 | 0.5222 | 0.5532 | 0.52433 | 0.5409 | 0.51097 | 0.54785 | 0.55907 | 0.54839 | 0.5186 | 0.53055 | 0.54304 | 0.52132 | 0.53978 | 0.53109 | 0.52838 | 0.54793 | 0.53001 | 0.54793 | 0.53435 | 0.5501 | 0.54304 | 0.55987 | 0.53815 | 0.53109 | 0.52458 | 0.5186 | 0.54847 | 0.51697 | 0.5224 | 0.55716 | 0.53435 | 0.57019 | 0.52132 | 0.55281 | 0.56259 | 0.52458 | 0.53001 | 0.53652 | 0.54413 | 0.56639 | 0.53815 | 0.55879 | 0.53164 | 0.5501 | 0.55553 | 0.51589 | 0.54793 | 0.54467 | 0.53978 | 0.55987 | 0.53598 | 0.54087 | 0.56042 | 0.53652 | 0.53164 | 0.53489 | 0.54032 | 0.5224 | 0.52078 | 0.53598 | 0.54032 | 0.54413 | 0.55607 | 0.56313 | 0.53218 | 0.55607 | 0.54793 | 0.55716 | 0.52621 | 0.53598 | 0.52349 | 0.57019 | 0.52512 | 0.55119 | 0.54141 | 0.55173 | 0.51643 | 0.55607 | 0.53815 | 0.55987 | 0.5224 | 0.5224 | 0.51589 | 0.5577 | 0.54358 | 0.56476 | 0.51589 | 0.54195 | 0.52403 | 0.53272 | 0.56911 | 0.56368 | 0.53055 | 0.53652 | 0.5387 | 0.52078 | 0.52349 | 0.52403 | 0.5577 | 0.56422 | 0.54413 | 0.53218 | 0.52729
NL_HOL_GSS | 438 | 230 | NL | 0.068215 | 438 | 2058 | 1.4039 | 1.5541 | 1.498 | 1.4722 | 1.4677 | 1.4661 | 1.5086 | 1.5419 | 1.5601 | 1.4646 | 1.4404 | 1.4995 | 1.551 | 1.4692 | 1.5283 | 1.5419 | 1.4752 | 1.4616 | 1.5768 | 1.4889 | 1.4904 | 1.4919 | 1.4601 | 1.4722 | 1.5025 | 1.4646 | 1.4586 | 1.5056 | 1.5632 | 1.504 | 1.4449 | 1.4859 | 1.4616 | 1.5313 | 1.4677 | 1.5147 | 1.4813 | 1.4449 | 1.4904 | 1.5783 | 1.4919 | 1.4768 | 1.5617 | 1.4404 | 1.5435 | 1.5101 | 1.4904 | 1.5768 | 1.4555 | 1.7112 | 1.5936 | 1.6168 | 1.6383 | 1.698 | 1.6218 | 1.6251 | 1.6069 | 1.7162 | 1.6947 | 1.5936 | 1.5886 | 1.6151 | 1.6731 | 1.6996 | 1.7046 | 1.7328 | 1.6118 | 1.6483 | 1.6168 | 1.6913 | 1.6599 | 1.6383 | 1.5853 | 1.6317 | 1.6367 | 1.6599 | 1.635 | 1.5804 | 1.582 | 1.5737 | 1.6383 | 1.7112 | 1.6036 | 1.6417 | 1.587 | 1.5986 | 1.6748 | 1.6251 | 1.6764 | 1.7294 | 1.7096 | 1.6715 | 1.7394 | 1.645 | 1.6201 | 1.6052 | 1.582 | 1.6425 | 1.7487 | 1.6745 | 1.6627 | 1.7116 | 1.7082 | 1.7015 | 1.7015 | 1.6375 | 1.7352 | 1.7352 | 1.715 | 1.6156 | 1.6947 | 1.7503 | 1.7352 | 1.6543 | 1.6358 | 1.7672 | 1.6611 | 1.7385 | 1.6981 | 1.6206 | 1.7166 | 1.629 | 1.7419 | 1.6408 | 1.6004 | 1.7217 | 1.6156 | 1.629 | 1.7672 | 1.6509 | 1.656 | 1.6526 | 1.6105 | 1.7217 | 1.6375 | 1.7032 | 1.6004 | 1.624 | 1.7133 | 1.6661 | 1.7352 | 1.7133 | 1.752 | 1.7689 | 1.6577 | 1.8233 | 1.804 | 1.8408 | 1.8233 | 1.6759 | 1.7513 | 1.8005 | 1.7373 | 1.8303 | 1.832 | 1.6759 | 1.7636 | 1.8373 | 1.7636 | 1.7934 | 1.7987 | 1.818 | 1.7004 | 1.8057 | 1.7548 | 1.7373 | 1.7724 | 1.7619 | 1.8005 | 1.7303 | 1.7162 | 1.8373 | 1.804 | 1.7671 | 1.6794 | 1.7671 | 1.832 | 1.7162 | 1.7461 | 1.7461 | 1.7408 | 1.6724 | 1.7794 | 1.6688 | 1.6724 | 1.7145 | 1.8162 | 1.7215 | 1.7759 | 1.6776 | 1.7987 | 1.8356 | 1.8005 | 1.7027 | 1.7419 | 1.7829 | 1.7116 | 1.7722 | 1.7437 | 1.7348 | 1.799 | 1.7401 | 1.799 | 1.7544 | 1.8061 | 1.7829 | 1.8382 | 1.7669 | 1.7437 | 1.7223 | 1.7027 | 1.8007 | 1.6973 | 1.7152 | 1.8293 | 1.7544 | 1.8721 | 1.7116 | 1.815 | 1.8471 | 1.7223 | 1.7401 | 1.7615 | 1.7865 | 1.8596 | 1.7669 | 1.8346 | 1.7455 | 1.8061 | 1.8239 | 1.6938 | 1.799 | 1.7883 | 1.7722 | 1.8382 | 1.7597 | 1.7758 | 1.84 | 1.7615 | 1.7455 | 1.7562 | 1.774 | 1.7152 | 1.7098 | 1.7597 | 1.774 | 1.7865 | 1.8257 | 1.8489 | 1.7473 | 1.8257 | 1.799 | 1.8293 | 1.7276 | 1.7597 | 1.7187 | 1.8721 | 1.7241 | 1.8097 | 1.7776 | 1.8114 | 1.6955 | 1.8257 | 1.7669 | 1.8382 | 1.7152 | 1.7152 | 1.6938 | 1.831 | 1.7847 | 1.8542 | 1.6938 | 1.7793 | 1.7205 | 1.749 | 1.8685 | 1.8507 | 1.7419 | 1.7615 | 1.7686 | 1.7098 | 1.7187 | 1.7205 | 1.831 | 1.8524 | 1.7865 | 1.7473 | 1.7312
NL_HWD_DSS | 439 | 230 | NL | 0.068215 | 439 | 2058 | 1.4039 | 1.5541 | 1.498 | 1.4722 | 1.4677 | 1.4661 | 1.5086 | 1.5419 | 1.5601 | 1.4646 | 1.4404 | 1.4995 | 1.551 | 1.4692 | 1.5283 | 1.5419 | 1.4752 | 1.4616 | 1.5768 | 1.4889 | 1.4904 | 1.4919 | 1.4601 | 1.4722 | 1.5025 | 1.4646 | 1.4586 | 1.5056 | 1.5632 | 1.504 | 1.4449 | 1.4859 | 1.4616 | 1.5313 | 1.4677 | 1.5147 | 1.4813 | 1.4449 | 1.4904 | 1.5783 | 1.4919 | 1.4768 | 1.5617 | 1.4404 | 1.5435 | 1.5101 | 1.4904 | 1.5768 | 1.4555 | 1.7112 | 1.5936 | 1.6168 | 1.6383 | 1.698 | 1.6218 | 1.6251 | 1.6069 | 1.7162 | 1.6947 | 1.5936 | 1.5886 | 1.6151 | 1.6731 | 1.6996 | 1.7046 | 1.7328 | 1.6118 | 1.6483 | 1.6168 | 1.6913 | 1.6599 | 1.6383 | 1.5853 | 1.6317 | 1.6367 | 1.6599 | 1.635 | 1.5804 | 1.582 | 1.5737 | 1.6383 | 1.7112 | 1.6036 | 1.6417 | 1.587 | 1.5986 | 1.6748 | 1.6251 | 1.6764 | 1.7294 | 1.7096 | 1.6715 | 1.7394 | 1.645 | 1.6201 | 1.6052 | 1.582 | 1.6425 | 1.7487 | 1.6745 | 1.6627 | 1.7116 | 1.7082 | 1.7015 | 1.7015 | 1.6375 | 1.7352 | 1.7352 | 1.715 | 1.6156 | 1.6947 | 1.7503 | 1.7352 | 1.6543 | 1.6358 | 1.7672 | 1.6611 | 1.7385 | 1.6981 | 1.6206 | 1.7166 | 1.629 | 1.7419 | 1.6408 | 1.6004 | 1.7217 | 1.6156 | 1.629 | 1.7672 | 1.6509 | 1.656 | 1.6526 | 1.6105 | 1.7217 | 1.6375 | 1.7032 | 1.6004 | 1.624 | 1.7133 | 1.6661 | 1.7352 | 1.7133 | 1.752 | 1.7689 | 1.6577 | 1.8233 | 1.804 | 1.8408 | 1.8233 | 1.6759 | 1.7513 | 1.8005 | 1.7373 | 1.8303 | 1.832 | 1.6759 | 1.7636 | 1.8373 | 1.7636 | 1.7934 | 1.7987 | 1.818 | 1.7004 | 1.8057 | 1.7548 | 1.7373 | 1.7724 | 1.7619 | 1.8005 | 1.7303 | 1.7162 | 1.8373 | 1.804 | 1.7671 | 1.6794 | 1.7671 | 1.832 | 1.7162 | 1.7461 | 1.7461 | 1.7408 | 1.6724 | 1.7794 | 1.6688 | 1.6724 | 1.7145 | 1.8162 | 1.7215 | 1.7759 | 1.6776 | 1.7987 | 1.8356 | 1.8005 | 1.7027 | 1.7419 | 1.7829 | 1.7116 | 1.7722 | 1.7437 | 1.7348 | 1.799 | 1.7401 | 1.799 | 1.7544 | 1.8061 | 1.7829 | 1.8382 | 1.7669 | 1.7437 | 1.7223 | 1.7027 | 1.8007 | 1.6973 | 1.7152 | 1.8293 | 1.7544 | 1.8721 | 1.7116 | 1.815 | 1.8471 | 1.7223 | 1.7401 | 1.7615 | 1.7865 | 1.8596 | 1.7669 | 1.8346 | 1.7455 | 1.8061 | 1.8239 | 1.6938 | 1.799 | 1.7883 | 1.7722 | 1.8382 | 1.7597 | 1.7758 | 1.84 | 1.7615 | 1.7455 | 1.7562 | 1.774 | 1.7152 | 1.7098 | 1.7597 | 1.774 | 1.7865 | 1.8257 | 1.8489 | 1.7473 | 1.8257 | 1.799 | 1.8293 | 1.7276 | 1.7597 | 1.7187 | 1.8721 | 1.7241 | 1.8097 | 1.7776 | 1.8114 | 1.6955 | 1.8257 | 1.7669 | 1.8382 | 1.7152 | 1.7152 | 1.6938 | 1.831 | 1.7847 | 1.8542 | 1.6938 | 1.7793 | 1.7205 | 1.749 | 1.8685 | 1.8507 | 1.7419 | 1.7615 | 1.7686 | 1.7098 | 1.7187 | 1.7205 | 1.831 | 1.8524 | 1.7865 | 1.7473 | 1.7312
NL_LHB_ISS | 440 | 230 | NL | 0.068215 | 440 | 2058 | 1.4039 | 1.5541 | 1.498 | 1.4722 | 1.4677 | 1.4661 | 1.5086 | 1.5419 | 1.5601 | 1.4646 | 1.4404 | 1.4995 | 1.551 | 1.4692 | 1.5283 | 1.5419 | 1.4752 | 1.4616 | 1.5768 | 1.4889 | 1.4904 | 1.4919 | 1.4601 | 1.4722 | 1.5025 | 1.4646 | 1.4586 | 1.5056 | 1.5632 | 1.504 | 1.4449 | 1.4859 | 1.4616 | 1.5313 | 1.4677 | 1.5147 | 1.4813 | 1.4449 | 1.4904 | 1.5783 | 1.4919 | 1.4768 | 1.5617 | 1.4404 | 1.5435 | 1.5101 | 1.4904 | 1.5768 | 1.4555 | 1.7112 | 1.5936 | 1.6168 | 1.6383 | 1.698 | 1.6218 | 1.6251 | 1.6069 | 1.7162 | 1.6947 | 1.5936 | 1.5886 | 1.6151 | 1.6731 | 1.6996 | 1.7046 | 1.7328 | 1.6118 | 1.6483 | 1.6168 | 1.6913 | 1.6599 | 1.6383 | 1.5853 | 1.6317 | 1.6367 | 1.6599 | 1.635 | 1.5804 | 1.582 | 1.5737 | 1.6383 | 1.7112 | 1.6036 | 1.6417 | 1.587 | 1.5986 | 1.6748 | 1.6251 | 1.6764 | 1.7294 | 1.7096 | 1.6715 | 1.7394 | 1.645 | 1.6201 | 1.6052 | 1.582 | 1.6425 | 1.7487 | 1.6745 | 1.6627 | 1.7116 | 1.7082 | 1.7015 | 1.7015 | 1.6375 | 1.7352 | 1.7352 | 1.715 | 1.6156 | 1.6947 | 1.7503 | 1.7352 | 1.6543 | 1.6358 | 1.7672 | 1.6611 | 1.7385 | 1.6981 | 1.6206 | 1.7166 | 1.629 | 1.7419 | 1.6408 | 1.6004 | 1.7217 | 1.6156 | 1.629 | 1.7672 | 1.6509 | 1.656 | 1.6526 | 1.6105 | 1.7217 | 1.6375 | 1.7032 | 1.6004 | 1.624 | 1.7133 | 1.6661 | 1.7352 | 1.7133 | 1.752 | 1.7689 | 1.6577 | 1.8233 | 1.804 | 1.8408 | 1.8233 | 1.6759 | 1.7513 | 1.8005 | 1.7373 | 1.8303 | 1.832 | 1.6759 | 1.7636 | 1.8373 | 1.7636 | 1.7934 | 1.7987 | 1.818 | 1.7004 | 1.8057 | 1.7548 | 1.7373 | 1.7724 | 1.7619 | 1.8005 | 1.7303 | 1.7162 | 1.8373 | 1.804 | 1.7671 | 1.6794 | 1.7671 | 1.832 | 1.7162 | 1.7461 | 1.7461 | 1.7408 | 1.6724 | 1.7794 | 1.6688 | 1.6724 | 1.7145 | 1.8162 | 1.7215 | 1.7759 | 1.6776 | 1.7987 | 1.8356 | 1.8005 | 1.7027 | 1.7419 | 1.7829 | 1.7116 | 1.7722 | 1.7437 | 1.7348 | 1.799 | 1.7401 | 1.799 | 1.7544 | 1.8061 | 1.7829 | 1.8382 | 1.7669 | 1.7437 | 1.7223 | 1.7027 | 1.8007 | 1.6973 | 1.7152 | 1.8293 | 1.7544 | 1.8721 | 1.7116 | 1.815 | 1.8471 | 1.7223 | 1.7401 | 1.7615 | 1.7865 | 1.8596 | 1.7669 | 1.8346 | 1.7455 | 1.8061 | 1.8239 | 1.6938 | 1.799 | 1.7883 | 1.7722 | 1.8382 | 1.7597 | 1.7758 | 1.84 | 1.7615 | 1.7455 | 1.7562 | 1.774 | 1.7152 | 1.7098 | 1.7597 | 1.774 | 1.7865 | 1.8257 | 1.8489 | 1.7473 | 1.8257 | 1.799 | 1.8293 | 1.7276 | 1.7597 | 1.7187 | 1.8721 | 1.7241 | 1.8097 | 1.7776 | 1.8114 | 1.6955 | 1.8257 | 1.7669 | 1.8382 | 1.7152 | 1.7152 | 1.6938 | 1.831 | 1.7847 | 1.8542 | 1.6938 | 1.7793 | 1.7205 | 1.749 | 1.8685 | 1.8507 | 1.7419 | 1.7615 | 1.7686 | 1.7098 | 1.7187 | 1.7205 | 1.831 | 1.8524 | 1.7865 | 1.7473 | 1.7312
NL_MAS_TSS | 441 | 230 | NL | 0.031817 | 441 | 2058 | 0.65479 | 0.72486 | 0.69869 | 0.68667 | 0.68455 | 0.68384 | 0.70364 | 0.7192 | 0.72769 | 0.68313 | 0.67182 | 0.6994 | 0.72344 | 0.68525 | 0.71283 | 0.7192 | 0.68808 | 0.68172 | 0.73546 | 0.69445 | 0.69516 | 0.69586 | 0.68101 | 0.68667 | 0.70081 | 0.68313 | 0.6803 | 0.70223 | 0.7291 | 0.70152 | 0.67394 | 0.69303 | 0.68172 | 0.71425 | 0.68455 | 0.70647 | 0.69091 | 0.67394 | 0.69516 | 0.73617 | 0.69586 | 0.68879 | 0.72839 | 0.67182 | 0.71991 | 0.70435 | 0.69516 | 0.73546 | 0.67889 | 0.79815 | 0.7433 | 0.75411 | 0.76416 | 0.79197 | 0.75643 | 0.75798 | 0.74948 | 0.80047 | 0.79043 | 0.7433 | 0.74098 | 0.75334 | 0.78038 | 0.79275 | 0.79506 | 0.8082 | 0.7518 | 0.76879 | 0.75411 | 0.78888 | 0.7742 | 0.76416 | 0.73943 | 0.76107 | 0.76338 | 0.7742 | 0.76261 | 0.73711 | 0.73789 | 0.73402 | 0.76416 | 0.79815 | 0.74793 | 0.7657 | 0.74021 | 0.74561 | 0.78116 | 0.75798 | 0.78193 | 0.80665 | 0.79738 | 0.77961 | 0.81129 | 0.76725 | 0.75566 | 0.7487 | 0.73789 | 0.76611 | 0.81561 | 0.78104 | 0.77554 | 0.79832 | 0.79675 | 0.79361 | 0.79361 | 0.76375 | 0.80933 | 0.80933 | 0.7999 | 0.75354 | 0.79047 | 0.8164 | 0.80933 | 0.77161 | 0.76297 | 0.82425 | 0.77475 | 0.8109 | 0.79204 | 0.75589 | 0.80068 | 0.75982 | 0.81247 | 0.76532 | 0.74647 | 0.80304 | 0.75354 | 0.75982 | 0.82425 | 0.77004 | 0.77239 | 0.77082 | 0.75118 | 0.80304 | 0.76375 | 0.7944 | 0.74647 | 0.75747 | 0.79911 | 0.77711 | 0.80933 | 0.79911 | 0.81718 | 0.82504 | 0.77318 | 0.85041 | 0.84141 | 0.8586 | 0.85041 | 0.78166 | 0.81686 | 0.83977 | 0.81031 | 0.85369 | 0.85451 | 0.78166 | 0.82258 | 0.85696 | 0.82258 | 0.8365 | 0.83895 | 0.84796 | 0.79312 | 0.84223 | 0.81849 | 0.81031 | 0.82668 | 0.82177 | 0.83977 | 0.80703 | 0.80049 | 0.85696 | 0.84141 | 0.82422 | 0.7833 | 0.82422 | 0.85451 | 0.80049 | 0.8144 | 0.8144 | 0.81194 | 0.78002 | 0.82995 | 0.77839 | 0.78002 | 0.79967 | 0.84714 | 0.80294 | 0.82831 | 0.78248 | 0.83895 | 0.85614 | 0.83977 | 0.79417 | 0.81246 | 0.83159 | 0.79832 | 0.8266 | 0.81329 | 0.80914 | 0.83907 | 0.81163 | 0.83907 | 0.81828 | 0.8424 | 0.83159 | 0.85737 | 0.8241 | 0.81329 | 0.80331 | 0.79417 | 0.8399 | 0.79167 | 0.79999 | 0.85321 | 0.81828 | 0.87317 | 0.79832 | 0.84656 | 0.86153 | 0.80331 | 0.81163 | 0.82161 | 0.83325 | 0.86735 | 0.8241 | 0.8557 | 0.81412 | 0.8424 | 0.85071 | 0.79001 | 0.83907 | 0.83408 | 0.8266 | 0.85737 | 0.82078 | 0.82826 | 0.8582 | 0.82161 | 0.81412 | 0.81911 | 0.82743 | 0.79999 | 0.79749 | 0.82078 | 0.82743 | 0.83325 | 0.85155 | 0.86236 | 0.81496 | 0.85155 | 0.83907 | 0.85321 | 0.80581 | 0.82078 | 0.80165 | 0.87317 | 0.80415 | 0.84406 | 0.82909 | 0.84489 | 0.79084 | 0.85155 | 0.8241 | 0.85737 | 0.79999 | 0.79999 | 0.79001 | 0.85404 | 0.83242 | 0.86485 | 0.79001 | 0.82993 | 0.80248 | 0.81579 | 0.8715 | 0.86319 | 0.81246 | 0.82161 | 0.82494 | 0.79749 | 0.80165 | 0.80248 | 0.85404 | 0.86402 | 0.83325 | 0.81496 | 0.80747
NL_NGF_DSS | 442 | 230 | NL | 0.030831 | 442 | 2058 | 0.6345 | 0.70239 | 0.67704 | 0.66539 | 0.66333 | 0.66265 | 0.68184 | 0.69691 | 0.70513 | 0.66196 | 0.651 | 0.67772 | 0.70102 | 0.66402 | 0.69074 | 0.69691 | 0.66676 | 0.66059 | 0.71267 | 0.67293 | 0.67361 | 0.6743 | 0.65991 | 0.66539 | 0.67909 | 0.66196 | 0.65922 | 0.68047 | 0.70651 | 0.67978 | 0.65305 | 0.67156 | 0.66059 | 0.69211 | 0.66333 | 0.68458 | 0.6695 | 0.65305 | 0.67361 | 0.71336 | 0.6743 | 0.66745 | 0.70582 | 0.651 | 0.6976 | 0.68252 | 0.67361 | 0.71267 | 0.65785 | 0.77342 | 0.72026 | 0.73074 | 0.74048 | 0.76743 | 0.73299 | 0.73449 | 0.72625 | 0.77567 | 0.76593 | 0.72026 | 0.71802 | 0.72999 | 0.7562 | 0.76818 | 0.77042 | 0.78315 | 0.7285 | 0.74497 | 0.73074 | 0.76444 | 0.75021 | 0.74048 | 0.71652 | 0.73748 | 0.73973 | 0.75021 | 0.73898 | 0.71427 | 0.71502 | 0.71128 | 0.74048 | 0.77342 | 0.72475 | 0.74197 | 0.71727 | 0.72251 | 0.75695 | 0.73449 | 0.7577 | 0.78166 | 0.77267 | 0.75545 | 0.78615 | 0.74347 | 0.73224 | 0.7255 | 0.71502 | 0.74237 | 0.79034 | 0.75683 | 0.7515 | 0.77358 | 0.77206 | 0.76902 | 0.76902 | 0.74008 | 0.78424 | 0.78424 | 0.77511 | 0.73018 | 0.76597 | 0.7911 | 0.78424 | 0.7477 | 0.73932 | 0.79871 | 0.75074 | 0.78577 | 0.76749 | 0.73247 | 0.77587 | 0.73628 | 0.78729 | 0.74161 | 0.72333 | 0.77815 | 0.73018 | 0.73628 | 0.79871 | 0.74617 | 0.74846 | 0.74694 | 0.7279 | 0.77815 | 0.74008 | 0.76978 | 0.72333 | 0.73399 | 0.77435 | 0.75303 | 0.78424 | 0.77435 | 0.79186 | 0.79947 | 0.74922 | 0.82406 | 0.81534 | 0.83199 | 0.82406 | 0.75744 | 0.79154 | 0.81375 | 0.7852 | 0.82723 | 0.82803 | 0.75744 | 0.79709 | 0.8304 | 0.79709 | 0.81058 | 0.81296 | 0.82168 | 0.76854 | 0.81613 | 0.79313 | 0.7852 | 0.80106 | 0.7963 | 0.81375 | 0.78202 | 0.77568 | 0.8304 | 0.81534 | 0.79868 | 0.75902 | 0.79868 | 0.82803 | 0.77568 | 0.78916 | 0.78916 | 0.78678 | 0.75585 | 0.80423 | 0.75426 | 0.75585 | 0.77489 | 0.82089 | 0.77806 | 0.80265 | 0.75823 | 0.81296 | 0.82961 | 0.81375 | 0.76956 | 0.78728 | 0.80582 | 0.77358 | 0.80098 | 0.78809 | 0.78406 | 0.81307 | 0.78648 | 0.81307 | 0.79292 | 0.81629 | 0.80582 | 0.8308 | 0.79857 | 0.78809 | 0.77842 | 0.76956 | 0.81388 | 0.76714 | 0.7752 | 0.82677 | 0.79292 | 0.84611 | 0.77358 | 0.82032 | 0.83483 | 0.77842 | 0.78648 | 0.79615 | 0.80743 | 0.84047 | 0.79857 | 0.82919 | 0.7889 | 0.81629 | 0.82435 | 0.76553 | 0.81307 | 0.80823 | 0.80098 | 0.8308 | 0.79534 | 0.80259 | 0.8316 | 0.79615 | 0.7889 | 0.79373 | 0.80179 | 0.7752 | 0.77278 | 0.79534 | 0.80179 | 0.80743 | 0.82516 | 0.83563 | 0.7897 | 0.82516 | 0.81307 | 0.82677 | 0.78084 | 0.79534 | 0.77681 | 0.84611 | 0.77923 | 0.8179 | 0.8034 | 0.81871 | 0.76633 | 0.82516 | 0.79857 | 0.8308 | 0.7752 | 0.7752 | 0.76553 | 0.82757 | 0.80662 | 0.83805 | 0.76553 | 0.80421 | 0.77761 | 0.79051 | 0.8445 | 0.83644 | 0.78728 | 0.79615 | 0.79937 | 0.77278 | 0.77681 | 0.77761 | 0.82757 | 0.83724 | 0.80743 | 0.7897 | 0.78245
NL_OXP_DSS | 443 | 230 | NL | 0.068215 | 443 | 2058 | 1.4039 | 1.5541 | 1.498 | 1.4722 | 1.4677 | 1.4661 | 1.5086 | 1.5419 | 1.5601 | 1.4646 | 1.4404 | 1.4995 | 1.551 | 1.4692 | 1.5283 | 1.5419 | 1.4752 | 1.4616 | 1.5768 | 1.4889 | 1.4904 | 1.4919 | 1.4601 | 1.4722 | 1.5025 | 1.4646 | 1.4586 | 1.5056 | 1.5632 | 1.504 | 1.4449 | 1.4859 | 1.4616 | 1.5313 | 1.4677 | 1.5147 | 1.4813 | 1.4449 | 1.4904 | 1.5783 | 1.4919 | 1.4768 | 1.5617 | 1.4404 | 1.5435 | 1.5101 | 1.4904 | 1.5768 | 1.4555 | 1.7112 | 1.5936 | 1.6168 | 1.6383 | 1.698 | 1.6218 | 1.6251 | 1.6069 | 1.7162 | 1.6947 | 1.5936 | 1.5886 | 1.6151 | 1.6731 | 1.6996 | 1.7046 | 1.7328 | 1.6118 | 1.6483 | 1.6168 | 1.6913 | 1.6599 | 1.6383 | 1.5853 | 1.6317 | 1.6367 | 1.6599 | 1.635 | 1.5804 | 1.582 | 1.5737 | 1.6383 | 1.7112 | 1.6036 | 1.6417 | 1.587 | 1.5986 | 1.6748 | 1.6251 | 1.6764 | 1.7294 | 1.7096 | 1.6715 | 1.7394 | 1.645 | 1.6201 | 1.6052 | 1.582 | 1.6425 | 1.7487 | 1.6745 | 1.6627 | 1.7116 | 1.7082 | 1.7015 | 1.7015 | 1.6375 | 1.7352 | 1.7352 | 1.715 | 1.6156 | 1.6947 | 1.7503 | 1.7352 | 1.6543 | 1.6358 | 1.7672 | 1.6611 | 1.7385 | 1.6981 | 1.6206 | 1.7166 | 1.629 | 1.7419 | 1.6408 | 1.6004 | 1.7217 | 1.6156 | 1.629 | 1.7672 | 1.6509 | 1.656 | 1.6526 | 1.6105 | 1.7217 | 1.6375 | 1.7032 | 1.6004 | 1.624 | 1.7133 | 1.6661 | 1.7352 | 1.7133 | 1.752 | 1.7689 | 1.6577 | 1.8233 | 1.804 | 1.8408 | 1.8233 | 1.6759 | 1.7513 | 1.8005 | 1.7373 | 1.8303 | 1.832 | 1.6759 | 1.7636 | 1.8373 | 1.7636 | 1.7934 | 1.7987 | 1.818 | 1.7004 | 1.8057 | 1.7548 | 1.7373 | 1.7724 | 1.7619 | 1.8005 | 1.7303 | 1.7162 | 1.8373 | 1.804 | 1.7671 | 1.6794 | 1.7671 | 1.832 | 1.7162 | 1.7461 | 1.7461 | 1.7408 | 1.6724 | 1.7794 | 1.6688 | 1.6724 | 1.7145 | 1.8162 | 1.7215 | 1.7759 | 1.6776 | 1.7987 | 1.8356 | 1.8005 | 1.7027 | 1.7419 | 1.7829 | 1.7116 | 1.7722 | 1.7437 | 1.7348 | 1.799 | 1.7401 | 1.799 | 1.7544 | 1.8061 | 1.7829 | 1.8382 | 1.7669 | 1.7437 | 1.7223 | 1.7027 | 1.8007 | 1.6973 | 1.7152 | 1.8293 | 1.7544 | 1.8721 | 1.7116 | 1.815 | 1.8471 | 1.7223 | 1.7401 | 1.7615 | 1.7865 | 1.8596 | 1.7669 | 1.8346 | 1.7455 | 1.8061 | 1.8239 | 1.6938 | 1.799 | 1.7883 | 1.7722 | 1.8382 | 1.7597 | 1.7758 | 1.84 | 1.7615 | 1.7455 | 1.7562 | 1.774 | 1.7152 | 1.7098 | 1.7597 | 1.774 | 1.7865 | 1.8257 | 1.8489 | 1.7473 | 1.8257 | 1.799 | 1.8293 | 1.7276 | 1.7597 | 1.7187 | 1.8721 | 1.7241 | 1.8097 | 1.7776 | 1.8114 | 1.6955 | 1.8257 | 1.7669 | 1.8382 | 1.7152 | 1.7152 | 1.6938 | 1.831 | 1.7847 | 1.8542 | 1.6938 | 1.7793 | 1.7205 | 1.749 | 1.8685 | 1.8507 | 1.7419 | 1.7615 | 1.7686 | 1.7098 | 1.7187 | 1.7205 | 1.831 | 1.8524 | 1.7865 | 1.7473 | 1.7312
NL_SBI_JCT | 444 | 350 | NL | 0 | 444 | 2058 | 0 | 0 | 0 | 0 | 0 | 0 | 0 | 0 | 0 | 0 | 0 | 0 | 0 | 0 | 0 | 0 | 0 | 0 | 0 | 0 | 0 | 0 | 0 | 0 | 0 | 0 | 0 | 0 | 0 | 0 | 0 | 0 | 0 | 0 | 0 | 0 | 0 | 0 | 0 | 0 | 0 | 0 | 0 | 0 | 0 | 0 | 0 | 0 | 0 | 0 | 0 | 0 | 0 | 0 | 0 | 0 | 0 | 0 | 0 | 0 | 0 | 0 | 0 | 0 | 0 | 0 | 0 | 0 | 0 | 0 | 0 | 0 | 0 | 0 | 0 | 0 | 0 | 0 | 0 | 0 | 0 | 0 | 0 | 0 | 0 | 0 | 0 | 0 | 0 | 0 | 0 | 0 | 0 | 0 | 0 | 0 | 0 | 0 | 0 | 0 | 0 | 0 | 0 | 0 | 0 | 0 | 0 | 0 | 0 | 0 | 0 | 0 | 0 | 0 | 0 | 0 | 0 | 0 | 0 | 0 | 0 | 0 | 0 | 0 | 0 | 0 | 0 | 0 | 0 | 0 | 0 | 0 | 0 | 0 | 0 | 0 | 0 | 0 | 0 | 0 | 0 | 0 | 0 | 0 | 0 | 0 | 0 | 0 | 0 | 0 | 0 | 0 | 0 | 0 | 0 | 0 | 0 | 0 | 0 | 0 | 0 | 0 | 0 | 0 | 0 | 0 | 0 | 0 | 0 | 0 | 0 | 0 | 0 | 0 | 0 | 0 | 0 | 0 | 0 | 0 | 0 | 0 | 0 | 0 | 0 | 0 | 0 | 0 | 0 | 0 | 0 | 0 | 0 | 0 | 0 | 0 | 0 | 0 | 0 | 0 | 0 | 0 | 0 | 0 | 0 | 0 | 0 | 0 | 0 | 0 | 0 | 0 | 0 | 0 | 0 | 0 | 0 | 0 | 0 | 0 | 0 | 0 | 0 | 0 | 0 | 0 | 0 | 0 | 0 | 0 | 0 | 0 | 0 | 0 | 0 | 0 | 0 | 0 | 0 | 0 | 0 | 0 | 0 | 0 | 0 | 0 | 0 | 0 | 0 | 0 | 0 | 0 | 0 | 0 | 0 | 0 | 0 | 0 | 0 | 0 | 0 | 0 | 0 | 0 | 0 | 0 | 0 | 0 | 0 | 0 | 0 | 0 | 0 | 0 | 0 | 0 | 0 | 0 | 0 | 0 | 0 | 0 | 0 | 0 | 0 | 0 | 0 | 0
NL_SOL_CSS | 445 | 230 | NL | 0.068215 | 445 | 2058 | 1.4039 | 1.5541 | 1.498 | 1.4722 | 1.4677 | 1.4661 | 1.5086 | 1.5419 | 1.5601 | 1.4646 | 1.4404 | 1.4995 | 1.551 | 1.4692 | 1.5283 | 1.5419 | 1.4752 | 1.4616 | 1.5768 | 1.4889 | 1.4904 | 1.4919 | 1.4601 | 1.4722 | 1.5025 | 1.4646 | 1.4586 | 1.5056 | 1.5632 | 1.504 | 1.4449 | 1.4859 | 1.4616 | 1.5313 | 1.4677 | 1.5147 | 1.4813 | 1.4449 | 1.4904 | 1.5783 | 1.4919 | 1.4768 | 1.5617 | 1.4404 | 1.5435 | 1.5101 | 1.4904 | 1.5768 | 1.4555 | 1.7112 | 1.5936 | 1.6168 | 1.6383 | 1.698 | 1.6218 | 1.6251 | 1.6069 | 1.7162 | 1.6947 | 1.5936 | 1.5886 | 1.6151 | 1.6731 | 1.6996 | 1.7046 | 1.7328 | 1.6118 | 1.6483 | 1.6168 | 1.6913 | 1.6599 | 1.6383 | 1.5853 | 1.6317 | 1.6367 | 1.6599 | 1.635 | 1.5804 | 1.582 | 1.5737 | 1.6383 | 1.7112 | 1.6036 | 1.6417 | 1.587 | 1.5986 | 1.6748 | 1.6251 | 1.6764 | 1.7294 | 1.7096 | 1.6715 | 1.7394 | 1.645 | 1.6201 | 1.6052 | 1.582 | 1.6425 | 1.7487 | 1.6745 | 1.6627 | 1.7116 | 1.7082 | 1.7015 | 1.7015 | 1.6375 | 1.7352 | 1.7352 | 1.715 | 1.6156 | 1.6947 | 1.7503 | 1.7352 | 1.6543 | 1.6358 | 1.7672 | 1.6611 | 1.7385 | 1.6981 | 1.6206 | 1.7166 | 1.629 | 1.7419 | 1.6408 | 1.6004 | 1.7217 | 1.6156 | 1.629 | 1.7672 | 1.6509 | 1.656 | 1.6526 | 1.6105 | 1.7217 | 1.6375 | 1.7032 | 1.6004 | 1.624 | 1.7133 | 1.6661 | 1.7352 | 1.7133 | 1.752 | 1.7689 | 1.6577 | 1.8233 | 1.804 | 1.8408 | 1.8233 | 1.6759 | 1.7513 | 1.8005 | 1.7373 | 1.8303 | 1.832 | 1.6759 | 1.7636 | 1.8373 | 1.7636 | 1.7934 | 1.7987 | 1.818 | 1.7004 | 1.8057 | 1.7548 | 1.7373 | 1.7724 | 1.7619 | 1.8005 | 1.7303 | 1.7162 | 1.8373 | 1.804 | 1.7671 | 1.6794 | 1.7671 | 1.832 | 1.7162 | 1.7461 | 1.7461 | 1.7408 | 1.6724 | 1.7794 | 1.6688 | 1.6724 | 1.7145 | 1.8162 | 1.7215 | 1.7759 | 1.6776 | 1.7987 | 1.8356 | 1.8005 | 1.7027 | 1.7419 | 1.7829 | 1.7116 | 1.7722 | 1.7437 | 1.7348 | 1.799 | 1.7401 | 1.799 | 1.7544 | 1.8061 | 1.7829 | 1.8382 | 1.7669 | 1.7437 | 1.7223 | 1.7027 | 1.8007 | 1.6973 | 1.7152 | 1.8293 | 1.7544 | 1.8721 | 1.7116 | 1.815 | 1.8471 | 1.7223 | 1.7401 | 1.7615 | 1.7865 | 1.8596 | 1.7669 | 1.8346 | 1.7455 | 1.8061 | 1.8239 | 1.6938 | 1.799 | 1.7883 | 1.7722 | 1.8382 | 1.7597 | 1.7758 | 1.84 | 1.7615 | 1.7455 | 1.7562 | 1.774 | 1.7152 | 1.7098 | 1.7597 | 1.774 | 1.7865 | 1.8257 | 1.8489 | 1.7473 | 1.8257 | 1.799 | 1.8293 | 1.7276 | 1.7597 | 1.7187 | 1.8721 | 1.7241 | 1.8097 | 1.7776 | 1.8114 | 1.6955 | 1.8257 | 1.7669 | 1.8382 | 1.7152 | 1.7152 | 1.6938 | 1.831 | 1.7847 | 1.8542 | 1.6938 | 1.7793 | 1.7205 | 1.749 | 1.8685 | 1.8507 | 1.7419 | 1.7615 | 1.7686 | 1.7098 | 1.7187 | 1.7205 | 1.831 | 1.8524 | 1.7865 | 1.7473 | 1.7312
NL_STV_GSS | 446 | 230 | NL | 0.023655 | 446 | 2058 | 0.48682 | 0.53891 | 0.51946 | 0.51052 | 0.50894 | 0.50842 | 0.52314 | 0.5347 | 0.54101 | 0.50789 | 0.49948 | 0.51998 | 0.53786 | 0.50947 | 0.52997 | 0.5347 | 0.51157 | 0.50684 | 0.5468 | 0.5163 | 0.51683 | 0.51735 | 0.50631 | 0.51052 | 0.52103 | 0.50789 | 0.50579 | 0.52209 | 0.54206 | 0.52156 | 0.50105 | 0.51525 | 0.50684 | 0.53102 | 0.50894 | 0.52524 | 0.51367 | 0.50105 | 0.51683 | 0.54732 | 0.51735 | 0.5121 | 0.54154 | 0.49948 | 0.53523 | 0.52366 | 0.51683 | 0.5468 | 0.50473 | 0.5934 | 0.55262 | 0.56066 | 0.56813 | 0.58881 | 0.56238 | 0.56353 | 0.55721 | 0.59513 | 0.58766 | 0.55262 | 0.5509 | 0.56009 | 0.58019 | 0.58938 | 0.59111 | 0.60087 | 0.55894 | 0.57158 | 0.56066 | 0.58651 | 0.5756 | 0.56813 | 0.54975 | 0.56583 | 0.56755 | 0.5756 | 0.56698 | 0.54802 | 0.5486 | 0.54573 | 0.56813 | 0.5934 | 0.55607 | 0.56928 | 0.55032 | 0.55434 | 0.58077 | 0.56353 | 0.58134 | 0.59972 | 0.59283 | 0.57962 | 0.60317 | 0.57043 | 0.56181 | 0.55664 | 0.5486 | 0.56958 | 0.60638 | 0.58068 | 0.57659 | 0.59353 | 0.59236 | 0.59003 | 0.59003 | 0.56783 | 0.60171 | 0.60171 | 0.5947 | 0.56023 | 0.58769 | 0.60697 | 0.60171 | 0.57367 | 0.56724 | 0.61281 | 0.57601 | 0.60288 | 0.58886 | 0.56198 | 0.59528 | 0.56491 | 0.60405 | 0.569 | 0.55497 | 0.59704 | 0.56023 | 0.56491 | 0.61281 | 0.5725 | 0.57425 | 0.57308 | 0.55848 | 0.59704 | 0.56783 | 0.59061 | 0.55497 | 0.56315 | 0.59412 | 0.57776 | 0.60171 | 0.59412 | 0.60755 | 0.61339 | 0.57484 | 0.63226 | 0.62556 | 0.63834 | 0.63226 | 0.58114 | 0.60731 | 0.62435 | 0.60244 | 0.63469 | 0.6353 | 0.58114 | 0.61157 | 0.63713 | 0.61157 | 0.62191 | 0.62374 | 0.63043 | 0.58966 | 0.62617 | 0.60852 | 0.60244 | 0.61461 | 0.61096 | 0.62435 | 0.60001 | 0.59514 | 0.63713 | 0.62556 | 0.61278 | 0.58236 | 0.61278 | 0.6353 | 0.59514 | 0.60548 | 0.60548 | 0.60366 | 0.57992 | 0.61704 | 0.57871 | 0.57992 | 0.59453 | 0.62982 | 0.59696 | 0.61583 | 0.58175 | 0.62374 | 0.63652 | 0.62435 | 0.59044 | 0.60404 | 0.61826 | 0.59353 | 0.61455 | 0.60466 | 0.60157 | 0.62383 | 0.60342 | 0.62383 | 0.60837 | 0.6263 | 0.61826 | 0.63743 | 0.6127 | 0.60466 | 0.59724 | 0.59044 | 0.62444 | 0.58858 | 0.59477 | 0.63434 | 0.60837 | 0.64917 | 0.59353 | 0.62939 | 0.64052 | 0.59724 | 0.60342 | 0.61084 | 0.6195 | 0.64485 | 0.6127 | 0.63619 | 0.60528 | 0.6263 | 0.63248 | 0.58735 | 0.62383 | 0.62012 | 0.61455 | 0.63743 | 0.61022 | 0.61579 | 0.63805 | 0.61084 | 0.60528 | 0.60899 | 0.61517 | 0.59477 | 0.59291 | 0.61022 | 0.61517 | 0.6195 | 0.6331 | 0.64114 | 0.6059 | 0.6331 | 0.62383 | 0.63434 | 0.5991 | 0.61022 | 0.596 | 0.64917 | 0.59786 | 0.62754 | 0.61641 | 0.62815 | 0.58797 | 0.6331 | 0.6127 | 0.63743 | 0.59477 | 0.59477 | 0.58735 | 0.63495 | 0.61888 | 0.64299 | 0.58735 | 0.61702 | 0.59662 | 0.60651 | 0.64794 | 0.64176 | 0.60404 | 0.61084 | 0.61332 | 0.59291 | 0.596 | 0.59662 | 0.63495 | 0.64237 | 0.6195 | 0.6059 | 0.60033
NL_STX_DSS | 447 | 230 | NL | 0.023655 | 447 | 2058 | 0.48682 | 0.53891 | 0.51946 | 0.51052 | 0.50894 | 0.50842 | 0.52314 | 0.5347 | 0.54101 | 0.50789 | 0.49948 | 0.51998 | 0.53786 | 0.50947 | 0.52997 | 0.5347 | 0.51157 | 0.50684 | 0.5468 | 0.5163 | 0.51683 | 0.51735 | 0.50631 | 0.51052 | 0.52103 | 0.50789 | 0.50579 | 0.52209 | 0.54206 | 0.52156 | 0.50105 | 0.51525 | 0.50684 | 0.53102 | 0.50894 | 0.52524 | 0.51367 | 0.50105 | 0.51683 | 0.54732 | 0.51735 | 0.5121 | 0.54154 | 0.49948 | 0.53523 | 0.52366 | 0.51683 | 0.5468 | 0.50473 | 0.5934 | 0.55262 | 0.56066 | 0.56813 | 0.58881 | 0.56238 | 0.56353 | 0.55721 | 0.59513 | 0.58766 | 0.55262 | 0.5509 | 0.56009 | 0.58019 | 0.58938 | 0.59111 | 0.60087 | 0.55894 | 0.57158 | 0.56066 | 0.58651 | 0.5756 | 0.56813 | 0.54975 | 0.56583 | 0.56755 | 0.5756 | 0.56698 | 0.54802 | 0.5486 | 0.54573 | 0.56813 | 0.5934 | 0.55607 | 0.56928 | 0.55032 | 0.55434 | 0.58077 | 0.56353 | 0.58134 | 0.59972 | 0.59283 | 0.57962 | 0.60317 | 0.57043 | 0.56181 | 0.55664 | 0.5486 | 0.56958 | 0.60638 | 0.58068 | 0.57659 | 0.59353 | 0.59236 | 0.59003 | 0.59003 | 0.56783 | 0.60171 | 0.60171 | 0.5947 | 0.56023 | 0.58769 | 0.60697 | 0.60171 | 0.57367 | 0.56724 | 0.61281 | 0.57601 | 0.60288 | 0.58886 | 0.56198 | 0.59528 | 0.56491 | 0.60405 | 0.569 | 0.55497 | 0.59704 | 0.56023 | 0.56491 | 0.61281 | 0.5725 | 0.57425 | 0.57308 | 0.55848 | 0.59704 | 0.56783 | 0.59061 | 0.55497 | 0.56315 | 0.59412 | 0.57776 | 0.60171 | 0.59412 | 0.60755 | 0.61339 | 0.57484 | 0.63226 | 0.62556 | 0.63834 | 0.63226 | 0.58114 | 0.60731 | 0.62435 | 0.60244 | 0.63469 | 0.6353 | 0.58114 | 0.61157 | 0.63713 | 0.61157 | 0.62191 | 0.62374 | 0.63043 | 0.58966 | 0.62617 | 0.60852 | 0.60244 | 0.61461 | 0.61096 | 0.62435 | 0.60001 | 0.59514 | 0.63713 | 0.62556 | 0.61278 | 0.58236 | 0.61278 | 0.6353 | 0.59514 | 0.60548 | 0.60548 | 0.60366 | 0.57992 | 0.61704 | 0.57871 | 0.57992 | 0.59453 | 0.62982 | 0.59696 | 0.61583 | 0.58175 | 0.62374 | 0.63652 | 0.62435 | 0.59044 | 0.60404 | 0.61826 | 0.59353 | 0.61455 | 0.60466 | 0.60157 | 0.62383 | 0.60342 | 0.62383 | 0.60837 | 0.6263 | 0.61826 | 0.63743 | 0.6127 | 0.60466 | 0.59724 | 0.59044 | 0.62444 | 0.58858 | 0.59477 | 0.63434 | 0.60837 | 0.64917 | 0.59353 | 0.62939 | 0.64052 | 0.59724 | 0.60342 | 0.61084 | 0.6195 | 0.64485 | 0.6127 | 0.63619 | 0.60528 | 0.6263 | 0.63248 | 0.58735 | 0.62383 | 0.62012 | 0.61455 | 0.63743 | 0.61022 | 0.61579 | 0.63805 | 0.61084 | 0.60528 | 0.60899 | 0.61517 | 0.59477 | 0.59291 | 0.61022 | 0.61517 | 0.6195 | 0.6331 | 0.64114 | 0.6059 | 0.6331 | 0.62383 | 0.63434 | 0.5991 | 0.61022 | 0.596 | 0.64917 | 0.59786 | 0.62754 | 0.61641 | 0.62815 | 0.58797 | 0.6331 | 0.6127 | 0.63743 | 0.59477 | 0.59477 | 0.58735 | 0.63495 | 0.61888 | 0.64299 | 0.58735 | 0.61702 | 0.59662 | 0.60651 | 0.64794 | 0.64176 | 0.60404 | 0.61084 | 0.61332 | 0.59291 | 0.596 | 0.59662 | 0.63495 | 0.64237 | 0.6195 | 0.6059 | 0.60033
NL_STY_TSS | 448 | 230 | NL | 0.030831 | 448 | 2058 | 0.6345 | 0.70239 | 0.67704 | 0.66539 | 0.66333 | 0.66265 | 0.68184 | 0.69691 | 0.70513 | 0.66196 | 0.651 | 0.67772 | 0.70102 | 0.66402 | 0.69074 | 0.69691 | 0.66676 | 0.66059 | 0.71267 | 0.67293 | 0.67361 | 0.6743 | 0.65991 | 0.66539 | 0.67909 | 0.66196 | 0.65922 | 0.68047 | 0.70651 | 0.67978 | 0.65305 | 0.67156 | 0.66059 | 0.69211 | 0.66333 | 0.68458 | 0.6695 | 0.65305 | 0.67361 | 0.71336 | 0.6743 | 0.66745 | 0.70582 | 0.651 | 0.6976 | 0.68252 | 0.67361 | 0.71267 | 0.65785 | 0.77342 | 0.72026 | 0.73074 | 0.74048 | 0.76743 | 0.73299 | 0.73449 | 0.72625 | 0.77567 | 0.76593 | 0.72026 | 0.71802 | 0.72999 | 0.7562 | 0.76818 | 0.77042 | 0.78315 | 0.7285 | 0.74497 | 0.73074 | 0.76444 | 0.75021 | 0.74048 | 0.71652 | 0.73748 | 0.73973 | 0.75021 | 0.73898 | 0.71427 | 0.71502 | 0.71128 | 0.74048 | 0.77342 | 0.72475 | 0.74197 | 0.71727 | 0.72251 | 0.75695 | 0.73449 | 0.7577 | 0.78166 | 0.77267 | 0.75545 | 0.78615 | 0.74347 | 0.73224 | 0.7255 | 0.71502 | 0.74237 | 0.79034 | 0.75683 | 0.7515 | 0.77358 | 0.77206 | 0.76902 | 0.76902 | 0.74008 | 0.78424 | 0.78424 | 0.77511 | 0.73018 | 0.76597 | 0.7911 | 0.78424 | 0.7477 | 0.73932 | 0.79871 | 0.75074 | 0.78577 | 0.76749 | 0.73247 | 0.77587 | 0.73628 | 0.78729 | 0.74161 | 0.72333 | 0.77815 | 0.73018 | 0.73628 | 0.79871 | 0.74617 | 0.74846 | 0.74694 | 0.7279 | 0.77815 | 0.74008 | 0.76978 | 0.72333 | 0.73399 | 0.77435 | 0.75303 | 0.78424 | 0.77435 | 0.79186 | 0.79947 | 0.74922 | 0.82406 | 0.81534 | 0.83199 | 0.82406 | 0.75744 | 0.79154 | 0.81375 | 0.7852 | 0.82723 | 0.82803 | 0.75744 | 0.79709 | 0.8304 | 0.79709 | 0.81058 | 0.81296 | 0.82168 | 0.76854 | 0.81613 | 0.79313 | 0.7852 | 0.80106 | 0.7963 | 0.81375 | 0.78202 | 0.77568 | 0.8304 | 0.81534 | 0.79868 | 0.75902 | 0.79868 | 0.82803 | 0.77568 | 0.78916 | 0.78916 | 0.78678 | 0.75585 | 0.80423 | 0.75426 | 0.75585 | 0.77489 | 0.82089 | 0.77806 | 0.80265 | 0.75823 | 0.81296 | 0.82961 | 0.81375 | 0.76956 | 0.78728 | 0.80582 | 0.77358 | 0.80098 | 0.78809 | 0.78406 | 0.81307 | 0.78648 | 0.81307 | 0.79292 | 0.81629 | 0.80582 | 0.8308 | 0.79857 | 0.78809 | 0.77842 | 0.76956 | 0.81388 | 0.76714 | 0.7752 | 0.82677 | 0.79292 | 0.84611 | 0.77358 | 0.82032 | 0.83483 | 0.77842 | 0.78648 | 0.79615 | 0.80743 | 0.84047 | 0.79857 | 0.82919 | 0.7889 | 0.81629 | 0.82435 | 0.76553 | 0.81307 | 0.80823 | 0.80098 | 0.8308 | 0.79534 | 0.80259 | 0.8316 | 0.79615 | 0.7889 | 0.79373 | 0.80179 | 0.7752 | 0.77278 | 0.79534 | 0.80179 | 0.80743 | 0.82516 | 0.83563 | 0.7897 | 0.82516 | 0.81307 | 0.82677 | 0.78084 | 0.79534 | 0.77681 | 0.84611 | 0.77923 | 0.8179 | 0.8034 | 0.81871 | 0.76633 | 0.82516 | 0.79857 | 0.8308 | 0.7752 | 0.7752 | 0.76553 | 0.82757 | 0.80662 | 0.83805 | 0.76553 | 0.80421 | 0.77761 | 0.79051 | 0.8445 | 0.83644 | 0.78728 | 0.79615 | 0.79937 | 0.77278 | 0.77681 | 0.77761 | 0.82757 | 0.83724 | 0.80743 | 0.7897 | 0.78245
NL_SUN_TSS | 449 | 230 | NL | 0.068215 | 449 | 2058 | 1.4039 | 1.5541 | 1.498 | 1.4722 | 1.4677 | 1.4661 | 1.5086 | 1.5419 | 1.5601 | 1.4646 | 1.4404 | 1.4995 | 1.551 | 1.4692 | 1.5283 | 1.5419 | 1.4752 | 1.4616 | 1.5768 | 1.4889 | 1.4904 | 1.4919 | 1.4601 | 1.4722 | 1.5025 | 1.4646 | 1.4586 | 1.5056 | 1.5632 | 1.504 | 1.4449 | 1.4859 | 1.4616 | 1.5313 | 1.4677 | 1.5147 | 1.4813 | 1.4449 | 1.4904 | 1.5783 | 1.4919 | 1.4768 | 1.5617 | 1.4404 | 1.5435 | 1.5101 | 1.4904 | 1.5768 | 1.4555 | 1.7112 | 1.5936 | 1.6168 | 1.6383 | 1.698 | 1.6218 | 1.6251 | 1.6069 | 1.7162 | 1.6947 | 1.5936 | 1.5886 | 1.6151 | 1.6731 | 1.6996 | 1.7046 | 1.7328 | 1.6118 | 1.6483 | 1.6168 | 1.6913 | 1.6599 | 1.6383 | 1.5853 | 1.6317 | 1.6367 | 1.6599 | 1.635 | 1.5804 | 1.582 | 1.5737 | 1.6383 | 1.7112 | 1.6036 | 1.6417 | 1.587 | 1.5986 | 1.6748 | 1.6251 | 1.6764 | 1.7294 | 1.7096 | 1.6715 | 1.7394 | 1.645 | 1.6201 | 1.6052 | 1.582 | 1.6425 | 1.7487 | 1.6745 | 1.6627 | 1.7116 | 1.7082 | 1.7015 | 1.7015 | 1.6375 | 1.7352 | 1.7352 | 1.715 | 1.6156 | 1.6947 | 1.7503 | 1.7352 | 1.6543 | 1.6358 | 1.7672 | 1.6611 | 1.7385 | 1.6981 | 1.6206 | 1.7166 | 1.629 | 1.7419 | 1.6408 | 1.6004 | 1.7217 | 1.6156 | 1.629 | 1.7672 | 1.6509 | 1.656 | 1.6526 | 1.6105 | 1.7217 | 1.6375 | 1.7032 | 1.6004 | 1.624 | 1.7133 | 1.6661 | 1.7352 | 1.7133 | 1.752 | 1.7689 | 1.6577 | 1.8233 | 1.804 | 1.8408 | 1.8233 | 1.6759 | 1.7513 | 1.8005 | 1.7373 | 1.8303 | 1.832 | 1.6759 | 1.7636 | 1.8373 | 1.7636 | 1.7934 | 1.7987 | 1.818 | 1.7004 | 1.8057 | 1.7548 | 1.7373 | 1.7724 | 1.7619 | 1.8005 | 1.7303 | 1.7162 | 1.8373 | 1.804 | 1.7671 | 1.6794 | 1.7671 | 1.832 | 1.7162 | 1.7461 | 1.7461 | 1.7408 | 1.6724 | 1.7794 | 1.6688 | 1.6724 | 1.7145 | 1.8162 | 1.7215 | 1.7759 | 1.6776 | 1.7987 | 1.8356 | 1.8005 | 1.7027 | 1.7419 | 1.7829 | 1.7116 | 1.7722 | 1.7437 | 1.7348 | 1.799 | 1.7401 | 1.799 | 1.7544 | 1.8061 | 1.7829 | 1.8382 | 1.7669 | 1.7437 | 1.7223 | 1.7027 | 1.8007 | 1.6973 | 1.7152 | 1.8293 | 1.7544 | 1.8721 | 1.7116 | 1.815 | 1.8471 | 1.7223 | 1.7401 | 1.7615 | 1.7865 | 1.8596 | 1.7669 | 1.8346 | 1.7455 | 1.8061 | 1.8239 | 1.6938 | 1.799 | 1.7883 | 1.7722 | 1.8382 | 1.7597 | 1.7758 | 1.84 | 1.7615 | 1.7455 | 1.7562 | 1.774 | 1.7152 | 1.7098 | 1.7597 | 1.774 | 1.7865 | 1.8257 | 1.8489 | 1.7473 | 1.8257 | 1.799 | 1.8293 | 1.7276 | 1.7597 | 1.7187 | 1.8721 | 1.7241 | 1.8097 | 1.7776 | 1.8114 | 1.6955 | 1.8257 | 1.7669 | 1.8382 | 1.7152 | 1.7152 | 1.6938 | 1.831 | 1.7847 | 1.8542 | 1.6938 | 1.7793 | 1.7205 | 1.749 | 1.8685 | 1.8507 | 1.7419 | 1.7615 | 1.7686 | 1.7098 | 1.7187 | 1.7205 | 1.831 | 1.8524 | 1.7865 | 1.7473 | 1.7312
NL_TS2_CSS | 450 | 350 | NL | 0.039531 | 450 | 2058 | 0.81355 | 0.9006 | 0.86809 | 0.85315 | 0.85052 | 0.84964 | 0.87424 | 0.89357 | 0.90411 | 0.84876 | 0.8347 | 0.86897 | 0.89884 | 0.85139 | 0.88566 | 0.89357 | 0.85491 | 0.847 | 0.91378 | 0.86282 | 0.8637 | 0.86457 | 0.84612 | 0.85315 | 0.87072 | 0.84876 | 0.84524 | 0.87248 | 0.90587 | 0.8716 | 0.83734 | 0.86106 | 0.847 | 0.88742 | 0.85052 | 0.87775 | 0.85842 | 0.83734 | 0.8637 | 0.91466 | 0.86457 | 0.85579 | 0.90499 | 0.8347 | 0.89445 | 0.87512 | 0.8637 | 0.91378 | 0.84349 | 0.99167 | 0.92351 | 0.93695 | 0.94943 | 0.98399 | 0.93983 | 0.94175 | 0.93119 | 0.99455 | 0.98207 | 0.92351 | 0.92063 | 0.93599 | 0.96959 | 0.98495 | 0.98783 | 1.0041 | 0.93407 | 0.95519 | 0.93695 | 0.98015 | 0.96191 | 0.94943 | 0.91871 | 0.94559 | 0.94847 | 0.96191 | 0.94751 | 0.91583 | 0.91679 | 0.91199 | 0.94943 | 0.99167 | 0.92927 | 0.95135 | 0.91967 | 0.92639 | 0.97055 | 0.94175 | 0.97151 | 1.0022 | 0.99071 | 0.96863 | 1.008 | 0.95327 | 0.93887 | 0.93023 | 0.91679 | 0.95185 | 1.0134 | 0.9704 | 0.96357 | 0.99188 | 0.98993 | 0.98602 | 0.98602 | 0.94892 | 1.0055 | 1.0055 | 0.99383 | 0.93623 | 0.98212 | 1.0143 | 1.0055 | 0.95868 | 0.94795 | 1.0241 | 0.96259 | 1.0075 | 0.98407 | 0.93916 | 0.99481 | 0.94404 | 1.0095 | 0.95087 | 0.92744 | 0.99774 | 0.93623 | 0.94404 | 1.0241 | 0.95673 | 0.95966 | 0.95771 | 0.9333 | 0.99774 | 0.94892 | 0.987 | 0.92744 | 0.94111 | 0.99285 | 0.96552 | 1.0055 | 0.99285 | 1.0153 | 1.0251 | 0.96064 | 1.0566 | 1.0454 | 1.0668 | 1.0566 | 0.97117 | 1.0149 | 1.0434 | 1.0068 | 1.0607 | 1.0617 | 0.97117 | 1.022 | 1.0647 | 1.022 | 1.0393 | 1.0424 | 1.0535 | 0.98541 | 1.0464 | 1.0169 | 1.0068 | 1.0271 | 1.021 | 1.0434 | 1.0027 | 0.99456 | 1.0647 | 1.0454 | 1.0241 | 0.97321 | 1.0241 | 1.0617 | 0.99456 | 1.0119 | 1.0119 | 1.0088 | 0.96914 | 1.0312 | 0.96711 | 0.96914 | 0.99355 | 1.0525 | 0.99761 | 1.0291 | 0.97219 | 1.0424 | 1.0637 | 1.0434 | 0.98671 | 1.0094 | 1.0332 | 0.99188 | 1.027 | 1.0105 | 1.0053 | 1.0425 | 1.0084 | 1.0425 | 1.0167 | 1.0466 | 1.0332 | 1.0652 | 1.0239 | 1.0105 | 0.99808 | 0.98671 | 1.0435 | 0.98361 | 0.99394 | 1.0601 | 1.0167 | 1.0849 | 0.99188 | 1.0518 | 1.0704 | 0.99808 | 1.0084 | 1.0208 | 1.0353 | 1.0776 | 1.0239 | 1.0632 | 1.0115 | 1.0466 | 1.057 | 0.98155 | 1.0425 | 1.0363 | 1.027 | 1.0652 | 1.0198 | 1.0291 | 1.0663 | 1.0208 | 1.0115 | 1.0177 | 1.028 | 0.99394 | 0.99084 | 1.0198 | 1.028 | 1.0353 | 1.058 | 1.0714 | 1.0125 | 1.058 | 1.0425 | 1.0601 | 1.0012 | 1.0198 | 0.99601 | 1.0849 | 0.99911 | 1.0487 | 1.0301 | 1.0497 | 0.98258 | 1.058 | 1.0239 | 1.0652 | 0.99394 | 0.99394 | 0.98155 | 1.0611 | 1.0342 | 1.0745 | 0.98155 | 1.0311 | 0.99704 | 1.0136 | 1.0828 | 1.0725 | 1.0094 | 1.0208 | 1.0249 | 0.99084 | 0.99601 | 0.99704 | 1.0611 | 1.0735 | 1.0353 | 1.0125 | 1.0032
NL_USL_GSS | 451 | 230 | NL | 0.020777 | 451 | 2058 | 0.42759 | 0.47334 | 0.45626 | 0.44841 | 0.44702 | 0.44656 | 0.45949 | 0.46965 | 0.47519 | 0.4461 | 0.43871 | 0.45672 | 0.47242 | 0.44748 | 0.46549 | 0.46965 | 0.44933 | 0.44517 | 0.48027 | 0.45349 | 0.45395 | 0.45441 | 0.44471 | 0.44841 | 0.45764 | 0.4461 | 0.44425 | 0.45857 | 0.47611 | 0.4581 | 0.44009 | 0.45256 | 0.44517 | 0.46642 | 0.44702 | 0.46134 | 0.45118 | 0.44009 | 0.45395 | 0.48073 | 0.45441 | 0.44979 | 0.47565 | 0.43871 | 0.47011 | 0.45995 | 0.45395 | 0.48027 | 0.44333 | 0.52121 | 0.48538 | 0.49245 | 0.49901 | 0.51717 | 0.49396 | 0.49497 | 0.48942 | 0.52272 | 0.51616 | 0.48538 | 0.48387 | 0.49194 | 0.5096 | 0.51768 | 0.51919 | 0.52777 | 0.49093 | 0.50203 | 0.49245 | 0.51515 | 0.50557 | 0.49901 | 0.48286 | 0.49699 | 0.4985 | 0.50557 | 0.498 | 0.48135 | 0.48185 | 0.47933 | 0.49901 | 0.52121 | 0.48841 | 0.50002 | 0.48337 | 0.4869 | 0.51011 | 0.49497 | 0.51061 | 0.52676 | 0.5207 | 0.5091 | 0.52978 | 0.50103 | 0.49346 | 0.48892 | 0.48185 | 0.50028 | 0.53261 | 0.51003 | 0.50644 | 0.52132 | 0.52029 | 0.51824 | 0.51824 | 0.49874 | 0.5285 | 0.5285 | 0.52234 | 0.49207 | 0.51619 | 0.53312 | 0.5285 | 0.50387 | 0.49823 | 0.53825 | 0.50593 | 0.52953 | 0.51721 | 0.49361 | 0.52286 | 0.49618 | 0.53055 | 0.49977 | 0.48745 | 0.5244 | 0.49207 | 0.49618 | 0.53825 | 0.50285 | 0.50439 | 0.50336 | 0.49053 | 0.5244 | 0.49874 | 0.51875 | 0.48745 | 0.49464 | 0.52183 | 0.50746 | 0.5285 | 0.52183 | 0.53363 | 0.53876 | 0.5049 | 0.55533 | 0.54945 | 0.56068 | 0.55533 | 0.51044 | 0.53342 | 0.54839 | 0.52914 | 0.55747 | 0.55801 | 0.51044 | 0.53716 | 0.55961 | 0.53716 | 0.54625 | 0.54785 | 0.55373 | 0.51792 | 0.54999 | 0.53449 | 0.52914 | 0.53983 | 0.53663 | 0.54839 | 0.52701 | 0.52273 | 0.55961 | 0.54945 | 0.53823 | 0.51151 | 0.53823 | 0.55801 | 0.52273 | 0.53182 | 0.53182 | 0.53021 | 0.50937 | 0.54197 | 0.5083 | 0.50937 | 0.5222 | 0.5532 | 0.52433 | 0.5409 | 0.51097 | 0.54785 | 0.55907 | 0.54839 | 0.5186 | 0.53055 | 0.54304 | 0.52132 | 0.53978 | 0.53109 | 0.52838 | 0.54793 | 0.53001 | 0.54793 | 0.53435 | 0.5501 | 0.54304 | 0.55987 | 0.53815 | 0.53109 | 0.52458 | 0.5186 | 0.54847 | 0.51697 | 0.5224 | 0.55716 | 0.53435 | 0.57019 | 0.52132 | 0.55281 | 0.56259 | 0.52458 | 0.53001 | 0.53652 | 0.54413 | 0.56639 | 0.53815 | 0.55879 | 0.53164 | 0.5501 | 0.55553 | 0.51589 | 0.54793 | 0.54467 | 0.53978 | 0.55987 | 0.53598 | 0.54087 | 0.56042 | 0.53652 | 0.53164 | 0.53489 | 0.54032 | 0.5224 | 0.52078 | 0.53598 | 0.54032 | 0.54413 | 0.55607 | 0.56313 | 0.53218 | 0.55607 | 0.54793 | 0.55716 | 0.52621 | 0.53598 | 0.52349 | 0.57019 | 0.52512 | 0.55119 | 0.54141 | 0.55173 | 0.51643 | 0.55607 | 0.53815 | 0.55987 | 0.5224 | 0.5224 | 0.51589 | 0.5577 | 0.54358 | 0.56476 | 0.51589 | 0.54195 | 0.52403 | 0.53272 | 0.56911 | 0.56368 | 0.53055 | 0.53652 | 0.5387 | 0.52078 | 0.52349 | 0.52403 | 0.5577 | 0.56422 | 0.54413 | 0.53218 | 0.52729
NL_WAV_DSS | 452 | 230 | NL | 0.068215 | 452 | 2058 | 1.4039 | 1.5541 | 1.498 | 1.4722 | 1.4677 | 1.4661 | 1.5086 | 1.5419 | 1.5601 | 1.4646 | 1.4404 | 1.4995 | 1.551 | 1.4692 | 1.5283 | 1.5419 | 1.4752 | 1.4616 | 1.5768 | 1.4889 | 1.4904 | 1.4919 | 1.4601 | 1.4722 | 1.5025 | 1.4646 | 1.4586 | 1.5056 | 1.5632 | 1.504 | 1.4449 | 1.4859 | 1.4616 | 1.5313 | 1.4677 | 1.5147 | 1.4813 | 1.4449 | 1.4904 | 1.5783 | 1.4919 | 1.4768 | 1.5617 | 1.4404 | 1.5435 | 1.5101 | 1.4904 | 1.5768 | 1.4555 | 1.7112 | 1.5936 | 1.6168 | 1.6383 | 1.698 | 1.6218 | 1.6251 | 1.6069 | 1.7162 | 1.6947 | 1.5936 | 1.5886 | 1.6151 | 1.6731 | 1.6996 | 1.7046 | 1.7328 | 1.6118 | 1.6483 | 1.6168 | 1.6913 | 1.6599 | 1.6383 | 1.5853 | 1.6317 | 1.6367 | 1.6599 | 1.635 | 1.5804 | 1.582 | 1.5737 | 1.6383 | 1.7112 | 1.6036 | 1.6417 | 1.587 | 1.5986 | 1.6748 | 1.6251 | 1.6764 | 1.7294 | 1.7096 | 1.6715 | 1.7394 | 1.645 | 1.6201 | 1.6052 | 1.582 | 1.6425 | 1.7487 | 1.6745 | 1.6627 | 1.7116 | 1.7082 | 1.7015 | 1.7015 | 1.6375 | 1.7352 | 1.7352 | 1.715 | 1.6156 | 1.6947 | 1.7503 | 1.7352 | 1.6543 | 1.6358 | 1.7672 | 1.6611 | 1.7385 | 1.6981 | 1.6206 | 1.7166 | 1.629 | 1.7419 | 1.6408 | 1.6004 | 1.7217 | 1.6156 | 1.629 | 1.7672 | 1.6509 | 1.656 | 1.6526 | 1.6105 | 1.7217 | 1.6375 | 1.7032 | 1.6004 | 1.624 | 1.7133 | 1.6661 | 1.7352 | 1.7133 | 1.752 | 1.7689 | 1.6577 | 1.8233 | 1.804 | 1.8408 | 1.8233 | 1.6759 | 1.7513 | 1.8005 | 1.7373 | 1.8303 | 1.832 | 1.6759 | 1.7636 | 1.8373 | 1.7636 | 1.7934 | 1.7987 | 1.818 | 1.7004 | 1.8057 | 1.7548 | 1.7373 | 1.7724 | 1.7619 | 1.8005 | 1.7303 | 1.7162 | 1.8373 | 1.804 | 1.7671 | 1.6794 | 1.7671 | 1.832 | 1.7162 | 1.7461 | 1.7461 | 1.7408 | 1.6724 | 1.7794 | 1.6688 | 1.6724 | 1.7145 | 1.8162 | 1.7215 | 1.7759 | 1.6776 | 1.7987 | 1.8356 | 1.8005 | 1.7027 | 1.7419 | 1.7829 | 1.7116 | 1.7722 | 1.7437 | 1.7348 | 1.799 | 1.7401 | 1.799 | 1.7544 | 1.8061 | 1.7829 | 1.8382 | 1.7669 | 1.7437 | 1.7223 | 1.7027 | 1.8007 | 1.6973 | 1.7152 | 1.8293 | 1.7544 | 1.8721 | 1.7116 | 1.815 | 1.8471 | 1.7223 | 1.7401 | 1.7615 | 1.7865 | 1.8596 | 1.7669 | 1.8346 | 1.7455 | 1.8061 | 1.8239 | 1.6938 | 1.799 | 1.7883 | 1.7722 | 1.8382 | 1.7597 | 1.7758 | 1.84 | 1.7615 | 1.7455 | 1.7562 | 1.774 | 1.7152 | 1.7098 | 1.7597 | 1.774 | 1.7865 | 1.8257 | 1.8489 | 1.7473 | 1.8257 | 1.799 | 1.8293 | 1.7276 | 1.7597 | 1.7187 | 1.8721 | 1.7241 | 1.8097 | 1.7776 | 1.8114 | 1.6955 | 1.8257 | 1.7669 | 1.8382 | 1.7152 | 1.7152 | 1.6938 | 1.831 | 1.7847 | 1.8542 | 1.6938 | 1.7793 | 1.7205 | 1.749 | 1.8685 | 1.8507 | 1.7419 | 1.7615 | 1.7686 | 1.7098 | 1.7187 | 1.7205 | 1.831 | 1.8524 | 1.7865 | 1.7473 | 1.7312
NL_WTS_DSS | 453 | 230 | NL | 0.025978 | 453 | 2058 | 0.53463 | 0.59183 | 0.57047 | 0.56065 | 0.55892 | 0.55834 | 0.57451 | 0.58721 | 0.59414 | 0.55777 | 0.54853 | 0.57105 | 0.59068 | 0.5595 | 0.58202 | 0.58721 | 0.56181 | 0.55661 | 0.60049 | 0.567 | 0.56758 | 0.56816 | 0.55603 | 0.56065 | 0.5722 | 0.55777 | 0.55546 | 0.57336 | 0.5953 | 0.57278 | 0.55026 | 0.56585 | 0.55661 | 0.58317 | 0.55892 | 0.57682 | 0.56412 | 0.55026 | 0.56758 | 0.60107 | 0.56816 | 0.56239 | 0.59472 | 0.54853 | 0.58779 | 0.57509 | 0.56758 | 0.60049 | 0.5543 | 0.65168 | 0.60689 | 0.61572 | 0.62392 | 0.64663 | 0.61761 | 0.61887 | 0.61193 | 0.65357 | 0.64537 | 0.60689 | 0.60499 | 0.61509 | 0.63717 | 0.64726 | 0.64916 | 0.65988 | 0.61383 | 0.62771 | 0.61572 | 0.64411 | 0.63212 | 0.62392 | 0.60373 | 0.6214 | 0.62329 | 0.63212 | 0.62266 | 0.60184 | 0.60247 | 0.59932 | 0.62392 | 0.65168 | 0.61067 | 0.62518 | 0.60436 | 0.60878 | 0.6378 | 0.61887 | 0.63843 | 0.65862 | 0.65105 | 0.63654 | 0.6624 | 0.62644 | 0.61698 | 0.6113 | 0.60247 | 0.62551 | 0.66593 | 0.6377 | 0.63321 | 0.65182 | 0.65053 | 0.64797 | 0.64797 | 0.62359 | 0.6608 | 0.6608 | 0.6531 | 0.61525 | 0.6454 | 0.66657 | 0.6608 | 0.63 | 0.62295 | 0.67299 | 0.63257 | 0.66208 | 0.64669 | 0.61717 | 0.65374 | 0.62038 | 0.66337 | 0.62487 | 0.60948 | 0.65567 | 0.61525 | 0.62038 | 0.67299 | 0.62872 | 0.63065 | 0.62936 | 0.61332 | 0.65567 | 0.62359 | 0.64861 | 0.60948 | 0.61846 | 0.65246 | 0.6345 | 0.6608 | 0.65246 | 0.66721 | 0.67363 | 0.63129 | 0.69435 | 0.687 | 0.70103 | 0.69435 | 0.63821 | 0.66695 | 0.68566 | 0.6616 | 0.69702 | 0.69769 | 0.63821 | 0.67163 | 0.69969 | 0.67163 | 0.68299 | 0.68499 | 0.69234 | 0.64757 | 0.68766 | 0.66828 | 0.6616 | 0.67497 | 0.67096 | 0.68566 | 0.65893 | 0.65358 | 0.69969 | 0.687 | 0.67296 | 0.63955 | 0.67296 | 0.69769 | 0.65358 | 0.66494 | 0.66494 | 0.66294 | 0.63687 | 0.67764 | 0.63554 | 0.63687 | 0.65291 | 0.69167 | 0.65559 | 0.6763 | 0.63888 | 0.68499 | 0.69903 | 0.68566 | 0.64842 | 0.66336 | 0.67898 | 0.65182 | 0.6749 | 0.66404 | 0.66064 | 0.68509 | 0.66268 | 0.68509 | 0.66811 | 0.6878 | 0.67898 | 0.70002 | 0.67287 | 0.66404 | 0.65589 | 0.64842 | 0.68577 | 0.64639 | 0.65318 | 0.69663 | 0.66811 | 0.71293 | 0.65182 | 0.6912 | 0.70342 | 0.65589 | 0.66268 | 0.67083 | 0.68033 | 0.70817 | 0.67287 | 0.69867 | 0.66472 | 0.6878 | 0.69459 | 0.64503 | 0.68509 | 0.68101 | 0.6749 | 0.70002 | 0.67015 | 0.67626 | 0.7007 | 0.67083 | 0.66472 | 0.66879 | 0.67558 | 0.65318 | 0.65114 | 0.67015 | 0.67558 | 0.68033 | 0.69527 | 0.7041 | 0.6654 | 0.69527 | 0.68509 | 0.69663 | 0.65793 | 0.67015 | 0.65453 | 0.71293 | 0.65657 | 0.68916 | 0.67694 | 0.68984 | 0.64571 | 0.69527 | 0.67287 | 0.70002 | 0.65318 | 0.65318 | 0.64503 | 0.69731 | 0.67966 | 0.70614 | 0.64503 | 0.67762 | 0.65521 | 0.66608 | 0.71157 | 0.70478 | 0.66336 | 0.67083 | 0.67354 | 0.65114 | 0.65453 | 0.65521 | 0.69731 | 0.70546 | 0.68033 | 0.6654 | 0.65929
NS_101S_DSS | 454 | 200 | NS | 0.07067 | 454 | 2408 | 1.7017 | 1.8838 | 1.8158 | 1.7846 | 1.7791 | 1.7772 | 1.8287 | 1.8691 | 1.8912 | 1.7754 | 1.746 | 1.8177 | 1.8801 | 1.7809 | 1.8526 | 1.8691 | 1.7882 | 1.7717 | 1.9114 | 1.8048 | 1.8066 | 1.8085 | 1.7699 | 1.7846 | 1.8213 | 1.7754 | 1.768 | 1.825 | 1.8948 | 1.8232 | 1.7515 | 1.8011 | 1.7717 | 1.8563 | 1.7791 | 1.836 | 1.7956 | 1.7515 | 1.8066 | 1.9132 | 1.8085 | 1.7901 | 1.893 | 1.746 | 1.871 | 1.8305 | 1.8066 | 1.9114 | 1.7644 | 2.0743 | 1.9317 | 1.9599 | 1.986 | 2.0582 | 1.9659 | 1.9699 | 1.9478 | 2.0803 | 2.0542 | 1.9317 | 1.9257 | 1.9578 | 2.0281 | 2.0603 | 2.0663 | 2.1004 | 1.9538 | 1.998 | 1.9599 | 2.0502 | 2.0121 | 1.986 | 1.9217 | 1.9779 | 1.9839 | 2.0121 | 1.9819 | 1.9157 | 1.9177 | 1.9076 | 1.986 | 2.0743 | 1.9438 | 1.99 | 1.9237 | 1.9378 | 2.0301 | 1.9699 | 2.0321 | 2.0964 | 2.0723 | 2.0261 | 2.1084 | 1.994 | 1.9639 | 1.9458 | 1.9177 | 1.991 | 2.1197 | 2.0298 | 2.0155 | 2.0748 | 2.0707 | 2.0625 | 2.0625 | 1.9849 | 2.1033 | 2.1033 | 2.0788 | 1.9584 | 2.0543 | 2.1217 | 2.1033 | 2.0053 | 1.9829 | 2.1421 | 2.0135 | 2.1074 | 2.0584 | 1.9645 | 2.0809 | 1.9747 | 2.1115 | 1.989 | 1.94 | 2.087 | 1.9584 | 1.9747 | 2.1421 | 2.0012 | 2.0074 | 2.0033 | 1.9522 | 2.087 | 1.9849 | 2.0645 | 1.94 | 1.9686 | 2.0768 | 2.0196 | 2.1033 | 2.0768 | 2.1238 | 2.1442 | 2.0094 | 2.2101 | 2.1867 | 2.2314 | 2.2101 | 2.0314 | 2.1229 | 2.1825 | 2.1059 | 2.2186 | 2.2208 | 2.0314 | 2.1378 | 2.2271 | 2.1378 | 2.174 | 2.1803 | 2.2037 | 2.0612 | 2.1889 | 2.1272 | 2.1059 | 2.1484 | 2.1357 | 2.1825 | 2.0974 | 2.0804 | 2.2271 | 2.1867 | 2.1421 | 2.0357 | 2.1421 | 2.2208 | 2.0804 | 2.1165 | 2.1165 | 2.1101 | 2.0272 | 2.1569 | 2.0229 | 2.0272 | 2.0782 | 2.2016 | 2.0868 | 2.1527 | 2.0336 | 2.1803 | 2.225 | 2.1825 | 2.0639 | 2.1115 | 2.1612 | 2.0748 | 2.1482 | 2.1137 | 2.1028 | 2.1807 | 2.1093 | 2.1807 | 2.1266 | 2.1893 | 2.1612 | 2.2282 | 2.1418 | 2.1137 | 2.0877 | 2.0639 | 2.1828 | 2.0575 | 2.0791 | 2.2174 | 2.1266 | 2.2693 | 2.0748 | 2.2001 | 2.239 | 2.0877 | 2.1093 | 2.1353 | 2.1655 | 2.2541 | 2.1418 | 2.2239 | 2.1158 | 2.1893 | 2.2109 | 2.0531 | 2.1807 | 2.1677 | 2.1482 | 2.2282 | 2.1331 | 2.1526 | 2.2304 | 2.1353 | 2.1158 | 2.1288 | 2.1504 | 2.0791 | 2.0726 | 2.1331 | 2.1504 | 2.1655 | 2.2131 | 2.2412 | 2.118 | 2.2131 | 2.1807 | 2.2174 | 2.0942 | 2.1331 | 2.0834 | 2.2693 | 2.0899 | 2.1936 | 2.1547 | 2.1958 | 2.0553 | 2.2131 | 2.1418 | 2.2282 | 2.0791 | 2.0791 | 2.0531 | 2.2196 | 2.1634 | 2.2476 | 2.0531 | 2.1569 | 2.0856 | 2.1201 | 2.2649 | 2.2433 | 2.1115 | 2.1353 | 2.1439 | 2.0726 | 2.0834 | 2.0856 | 2.2196 | 2.2455 | 2.1655 | 2.118 | 2.0985
NS_102S_GSS | 455 | 230 | NS | 0.081271 | 455 | 2408 | 1.957 | 2.1664 | 2.0882 | 2.0523 | 2.0459 | 2.0438 | 2.103 | 2.1495 | 2.1749 | 2.0417 | 2.0079 | 2.0903 | 2.1622 | 2.048 | 2.1305 | 2.1495 | 2.0565 | 2.0375 | 2.1981 | 2.0755 | 2.0776 | 2.0797 | 2.0354 | 2.0523 | 2.0945 | 2.0417 | 2.0333 | 2.0988 | 2.1791 | 2.0967 | 2.0142 | 2.0713 | 2.0375 | 2.1347 | 2.0459 | 2.1115 | 2.065 | 2.0142 | 2.0776 | 2.2002 | 2.0797 | 2.0586 | 2.177 | 2.0079 | 2.1516 | 2.1051 | 2.0776 | 2.1981 | 2.029 | 2.3855 | 2.2215 | 2.2538 | 2.2839 | 2.367 | 2.2608 | 2.2654 | 2.24 | 2.3924 | 2.3624 | 2.2215 | 2.2146 | 2.2515 | 2.3324 | 2.3693 | 2.3762 | 2.4155 | 2.2469 | 2.2977 | 2.2538 | 2.3578 | 2.3139 | 2.2839 | 2.21 | 2.2746 | 2.2816 | 2.3139 | 2.2792 | 2.203 | 2.2053 | 2.1938 | 2.2839 | 2.3855 | 2.2354 | 2.2885 | 2.2123 | 2.2284 | 2.3347 | 2.2654 | 2.337 | 2.4109 | 2.3832 | 2.3301 | 2.4247 | 2.2931 | 2.2585 | 2.2377 | 2.2053 | 2.2897 | 2.4376 | 2.3343 | 2.3179 | 2.386 | 2.3813 | 2.3719 | 2.3719 | 2.2827 | 2.4189 | 2.4189 | 2.3907 | 2.2521 | 2.3625 | 2.44 | 2.4189 | 2.3061 | 2.2803 | 2.4635 | 2.3155 | 2.4236 | 2.3672 | 2.2592 | 2.393 | 2.2709 | 2.4283 | 2.2873 | 2.231 | 2.4001 | 2.2521 | 2.2709 | 2.4635 | 2.3014 | 2.3085 | 2.3038 | 2.2451 | 2.4001 | 2.2827 | 2.3742 | 2.231 | 2.2639 | 2.3883 | 2.3226 | 2.4189 | 2.3883 | 2.4423 | 2.4658 | 2.3108 | 2.5417 | 2.5148 | 2.5661 | 2.5417 | 2.3362 | 2.4414 | 2.5099 | 2.4218 | 2.5514 | 2.5539 | 2.3362 | 2.4585 | 2.5612 | 2.4585 | 2.5001 | 2.5074 | 2.5343 | 2.3704 | 2.5172 | 2.4463 | 2.4218 | 2.4707 | 2.456 | 2.5099 | 2.412 | 2.3924 | 2.5612 | 2.5148 | 2.4634 | 2.3411 | 2.4634 | 2.5539 | 2.3924 | 2.434 | 2.434 | 2.4267 | 2.3313 | 2.4805 | 2.3264 | 2.3313 | 2.39 | 2.5319 | 2.3998 | 2.4756 | 2.3386 | 2.5074 | 2.5588 | 2.5099 | 2.3736 | 2.4282 | 2.4854 | 2.386 | 2.4705 | 2.4307 | 2.4183 | 2.5078 | 2.4257 | 2.5078 | 2.4456 | 2.5177 | 2.4854 | 2.5624 | 2.463 | 2.4307 | 2.4009 | 2.3736 | 2.5103 | 2.3661 | 2.391 | 2.55 | 2.4456 | 2.6097 | 2.386 | 2.5301 | 2.5749 | 2.4009 | 2.4257 | 2.4556 | 2.4904 | 2.5923 | 2.463 | 2.5575 | 2.4332 | 2.5177 | 2.5426 | 2.3611 | 2.5078 | 2.4929 | 2.4705 | 2.5624 | 2.4531 | 2.4755 | 2.5649 | 2.4556 | 2.4332 | 2.4481 | 2.473 | 2.391 | 2.3835 | 2.4531 | 2.473 | 2.4904 | 2.545 | 2.5774 | 2.4357 | 2.545 | 2.5078 | 2.55 | 2.4083 | 2.4531 | 2.3959 | 2.6097 | 2.4034 | 2.5227 | 2.4779 | 2.5252 | 2.3636 | 2.545 | 2.463 | 2.5624 | 2.391 | 2.391 | 2.3611 | 2.5525 | 2.4879 | 2.5848 | 2.3611 | 2.4804 | 2.3984 | 2.4382 | 2.6047 | 2.5798 | 2.4282 | 2.4556 | 2.4655 | 2.3835 | 2.3959 | 2.3984 | 2.5525 | 2.5823 | 2.4904 | 2.4357 | 2.4133
NS_103H_DSS | 456 | 345 | NS | 0.22201 | 456 | 2408 | 5.3461 | 5.9182 | 5.7045 | 5.6064 | 5.589 | 5.5833 | 5.7449 | 5.872 | 5.9413 | 5.5775 | 5.4851 | 5.7103 | 5.9066 | 5.5948 | 5.82 | 5.872 | 5.6179 | 5.566 | 6.0048 | 5.6699 | 5.6757 | 5.6814 | 5.5602 | 5.6064 | 5.7218 | 5.5775 | 5.5544 | 5.7334 | 5.9528 | 5.7276 | 5.5024 | 5.6583 | 5.566 | 5.8315 | 5.589 | 5.768 | 5.641 | 5.5024 | 5.6757 | 6.0105 | 5.6814 | 5.6237 | 5.947 | 5.4851 | 5.8777 | 5.7507 | 5.6757 | 6.0048 | 5.5429 | 6.5166 | 6.0687 | 6.157 | 6.239 | 6.4661 | 6.1759 | 6.1886 | 6.1192 | 6.5355 | 6.4535 | 6.0687 | 6.0498 | 6.1507 | 6.3715 | 6.4724 | 6.4914 | 6.5986 | 6.1381 | 6.2769 | 6.157 | 6.4409 | 6.321 | 6.239 | 6.0372 | 6.2138 | 6.2327 | 6.321 | 6.2264 | 6.0182 | 6.0245 | 5.993 | 6.239 | 6.5166 | 6.1066 | 6.2516 | 6.0435 | 6.0876 | 6.3778 | 6.1886 | 6.3841 | 6.586 | 6.5103 | 6.3652 | 6.6238 | 6.2643 | 6.1696 | 6.1129 | 6.0245 | 6.255 | 6.6591 | 6.3769 | 6.3319 | 6.518 | 6.5052 | 6.4795 | 6.4795 | 6.2357 | 6.6078 | 6.6078 | 6.5308 | 6.1523 | 6.4538 | 6.6655 | 6.6078 | 6.2999 | 6.2293 | 6.7297 | 6.3255 | 6.6206 | 6.4667 | 6.1716 | 6.5372 | 6.2036 | 6.6335 | 6.2485 | 6.0946 | 6.5565 | 6.1523 | 6.2036 | 6.7297 | 6.287 | 6.3063 | 6.2935 | 6.1331 | 6.5565 | 6.2357 | 6.4859 | 6.0946 | 6.1844 | 6.5244 | 6.3448 | 6.6078 | 6.5244 | 6.672 | 6.7361 | 6.3127 | 6.9433 | 6.8698 | 7.0101 | 6.9433 | 6.3819 | 6.6693 | 6.8564 | 6.6158 | 6.97 | 6.9767 | 6.3819 | 6.7161 | 6.9967 | 6.7161 | 6.8297 | 6.8497 | 6.9232 | 6.4755 | 6.8764 | 6.6827 | 6.6158 | 6.7495 | 6.7094 | 6.8564 | 6.5891 | 6.5356 | 6.9967 | 6.8698 | 6.7294 | 6.3953 | 6.7294 | 6.9767 | 6.5356 | 6.6492 | 6.6492 | 6.6292 | 6.3686 | 6.7762 | 6.3552 | 6.3686 | 6.529 | 6.9165 | 6.5557 | 6.7628 | 6.3886 | 6.8497 | 6.9901 | 6.8564 | 6.484 | 6.6334 | 6.7896 | 6.518 | 6.7488 | 6.6402 | 6.6063 | 6.8507 | 6.6266 | 6.8507 | 6.6809 | 6.8778 | 6.7896 | 7.0001 | 6.7285 | 6.6402 | 6.5587 | 6.484 | 6.8575 | 6.4637 | 6.5316 | 6.9661 | 6.6809 | 7.1291 | 6.518 | 6.9118 | 7.034 | 6.5587 | 6.6266 | 6.7081 | 6.8032 | 7.0815 | 6.7285 | 6.9865 | 6.647 | 6.8778 | 6.9457 | 6.4501 | 6.8507 | 6.8099 | 6.7488 | 7.0001 | 6.7013 | 6.7624 | 7.0068 | 6.7081 | 6.647 | 6.6877 | 6.7556 | 6.5316 | 6.5112 | 6.7013 | 6.7556 | 6.8032 | 6.9525 | 7.0408 | 6.6538 | 6.9525 | 6.8507 | 6.9661 | 6.5791 | 6.7013 | 6.5451 | 7.1291 | 6.5655 | 6.8914 | 6.7692 | 6.8982 | 6.4569 | 6.9525 | 6.7285 | 7.0001 | 6.5316 | 6.5316 | 6.4501 | 6.9729 | 6.7964 | 7.0612 | 6.4501 | 6.776 | 6.5519 | 6.6606 | 7.1155 | 7.0476 | 6.6334 | 6.7081 | 6.7353 | 6.5112 | 6.5451 | 6.5519 | 6.9729 | 7.0544 | 6.8032 | 6.6538 | 6.5927
NS_120H_DSS | 457 | 230 | NS | 0.14801 | 457 | 2408 | 3.5641 | 3.9454 | 3.803 | 3.7376 | 3.726 | 3.7222 | 3.83 | 3.9146 | 3.9608 | 3.7183 | 3.6567 | 3.8069 | 3.9377 | 3.7299 | 3.88 | 3.9146 | 3.7453 | 3.7106 | 4.0032 | 3.7799 | 3.7838 | 3.7876 | 3.7068 | 3.7376 | 3.8146 | 3.7183 | 3.7029 | 3.8223 | 3.9685 | 3.8184 | 3.6683 | 3.7722 | 3.7106 | 3.8877 | 3.726 | 3.8454 | 3.7607 | 3.6683 | 3.7838 | 4.007 | 3.7876 | 3.7491 | 3.9647 | 3.6567 | 3.9185 | 3.8338 | 3.7838 | 4.0032 | 3.6952 | 4.3444 | 4.0458 | 4.1047 | 4.1594 | 4.3108 | 4.1173 | 4.1257 | 4.0794 | 4.357 | 4.3023 | 4.0458 | 4.0332 | 4.1005 | 4.2477 | 4.315 | 4.3276 | 4.3991 | 4.0921 | 4.1846 | 4.1047 | 4.2939 | 4.214 | 4.1594 | 4.0248 | 4.1425 | 4.1551 | 4.214 | 4.1509 | 4.0122 | 4.0164 | 3.9953 | 4.1594 | 4.3444 | 4.071 | 4.1678 | 4.029 | 4.0584 | 4.2519 | 4.1257 | 4.2561 | 4.3907 | 4.3402 | 4.2435 | 4.4159 | 4.1762 | 4.1131 | 4.0752 | 4.0164 | 4.17 | 4.4394 | 4.2512 | 4.2213 | 4.3453 | 4.3368 | 4.3197 | 4.3197 | 4.1571 | 4.4052 | 4.4052 | 4.3539 | 4.1015 | 4.3026 | 4.4437 | 4.4052 | 4.1999 | 4.1529 | 4.4865 | 4.217 | 4.4138 | 4.3111 | 4.1144 | 4.3582 | 4.1358 | 4.4223 | 4.1657 | 4.0631 | 4.371 | 4.1015 | 4.1358 | 4.4865 | 4.1914 | 4.2042 | 4.1956 | 4.0887 | 4.371 | 4.1571 | 4.3239 | 4.0631 | 4.1229 | 4.3496 | 4.2299 | 4.4052 | 4.3496 | 4.448 | 4.4907 | 4.2085 | 4.6288 | 4.5798 | 4.6734 | 4.6288 | 4.2546 | 4.4462 | 4.5709 | 4.4105 | 4.6467 | 4.6511 | 4.2546 | 4.4774 | 4.6645 | 4.4774 | 4.5531 | 4.5665 | 4.6155 | 4.317 | 4.5843 | 4.4551 | 4.4105 | 4.4997 | 4.4729 | 4.5709 | 4.3927 | 4.3571 | 4.6645 | 4.5798 | 4.4863 | 4.2635 | 4.4863 | 4.6511 | 4.3571 | 4.4328 | 4.4328 | 4.4195 | 4.2457 | 4.5175 | 4.2368 | 4.2457 | 4.3526 | 4.611 | 4.3705 | 4.5086 | 4.2591 | 4.5665 | 4.66 | 4.5709 | 4.3227 | 4.4223 | 4.5264 | 4.3453 | 4.4992 | 4.4268 | 4.4042 | 4.5671 | 4.4177 | 4.5671 | 4.454 | 4.5852 | 4.5264 | 4.6667 | 4.4856 | 4.4268 | 4.3725 | 4.3227 | 4.5716 | 4.3091 | 4.3544 | 4.6441 | 4.454 | 4.7527 | 4.3453 | 4.6079 | 4.6893 | 4.3725 | 4.4177 | 4.4721 | 4.5354 | 4.721 | 4.4856 | 4.6576 | 4.4313 | 4.5852 | 4.6305 | 4.3001 | 4.5671 | 4.54 | 4.4992 | 4.6667 | 4.4675 | 4.5083 | 4.6712 | 4.4721 | 4.4313 | 4.4585 | 4.5038 | 4.3544 | 4.3408 | 4.4675 | 4.5038 | 4.5354 | 4.635 | 4.6939 | 4.4359 | 4.635 | 4.5671 | 4.6441 | 4.3861 | 4.4675 | 4.3634 | 4.7527 | 4.377 | 4.5943 | 4.5128 | 4.5988 | 4.3046 | 4.635 | 4.4856 | 4.6667 | 4.3544 | 4.3544 | 4.3001 | 4.6486 | 4.5309 | 4.7074 | 4.3001 | 4.5173 | 4.368 | 4.4404 | 4.7436 | 4.6984 | 4.4223 | 4.4721 | 4.4902 | 4.3408 | 4.3634 | 4.368 | 4.6486 | 4.7029 | 4.5354 | 4.4359 | 4.3951
NS_3C_DSS | 458 | 230 | NS | 0.040603 | 458 | 2408 | 0.97772 | 1.0823 | 1.0433 | 1.0253 | 1.0221 | 1.0211 | 1.0507 | 1.0739 | 1.0866 | 1.02 | 1.0031 | 1.0443 | 1.0802 | 1.0232 | 1.0644 | 1.0739 | 1.0274 | 1.0179 | 1.0982 | 1.0369 | 1.038 | 1.039 | 1.0169 | 1.0253 | 1.0464 | 1.02 | 1.0158 | 1.0485 | 1.0887 | 1.0475 | 1.0063 | 1.0348 | 1.0179 | 1.0665 | 1.0221 | 1.0549 | 1.0317 | 1.0063 | 1.038 | 1.0992 | 1.039 | 1.0285 | 1.0876 | 1.0031 | 1.0749 | 1.0517 | 1.038 | 1.0982 | 1.0137 | 1.1918 | 1.1099 | 1.126 | 1.141 | 1.1826 | 1.1295 | 1.1318 | 1.1191 | 1.1952 | 1.1802 | 1.1099 | 1.1064 | 1.1249 | 1.1652 | 1.1837 | 1.1872 | 1.2068 | 1.1226 | 1.1479 | 1.126 | 1.1779 | 1.156 | 1.141 | 1.1041 | 1.1364 | 1.1399 | 1.156 | 1.1387 | 1.1006 | 1.1018 | 1.096 | 1.141 | 1.1918 | 1.1168 | 1.1433 | 1.1053 | 1.1133 | 1.1664 | 1.1318 | 1.1676 | 1.2045 | 1.1906 | 1.1641 | 1.2114 | 1.1456 | 1.1283 | 1.1179 | 1.1018 | 1.1439 | 1.2178 | 1.1662 | 1.158 | 1.192 | 1.1897 | 1.185 | 1.185 | 1.1404 | 1.2085 | 1.2085 | 1.1944 | 1.1252 | 1.1803 | 1.219 | 1.2085 | 1.1521 | 1.1392 | 1.2308 | 1.1568 | 1.2108 | 1.1827 | 1.1287 | 1.1956 | 1.1345 | 1.2132 | 1.1428 | 1.1146 | 1.1991 | 1.1252 | 1.1345 | 1.2308 | 1.1498 | 1.1533 | 1.151 | 1.1216 | 1.1991 | 1.1404 | 1.1862 | 1.1146 | 1.131 | 1.1932 | 1.1604 | 1.2085 | 1.1932 | 1.2202 | 1.2319 | 1.1545 | 1.2698 | 1.2564 | 1.282 | 1.2698 | 1.1672 | 1.2197 | 1.2539 | 1.2099 | 1.2747 | 1.2759 | 1.1672 | 1.2283 | 1.2796 | 1.2283 | 1.249 | 1.2527 | 1.2661 | 1.1843 | 1.2576 | 1.2222 | 1.2099 | 1.2344 | 1.227 | 1.2539 | 1.205 | 1.1953 | 1.2796 | 1.2564 | 1.2307 | 1.1696 | 1.2307 | 1.2759 | 1.1953 | 1.216 | 1.216 | 1.2124 | 1.1647 | 1.2393 | 1.1623 | 1.1647 | 1.194 | 1.2649 | 1.1989 | 1.2368 | 1.1684 | 1.2527 | 1.2784 | 1.2539 | 1.1858 | 1.2131 | 1.2417 | 1.192 | 1.2343 | 1.2144 | 1.2082 | 1.2529 | 1.2119 | 1.2529 | 1.2218 | 1.2578 | 1.2417 | 1.2802 | 1.2305 | 1.2144 | 1.1995 | 1.1858 | 1.2541 | 1.1821 | 1.1945 | 1.274 | 1.2218 | 1.3038 | 1.192 | 1.2641 | 1.2864 | 1.1995 | 1.2119 | 1.2268 | 1.2442 | 1.2951 | 1.2305 | 1.2777 | 1.2156 | 1.2578 | 1.2703 | 1.1796 | 1.2529 | 1.2454 | 1.2343 | 1.2802 | 1.2256 | 1.2367 | 1.2814 | 1.2268 | 1.2156 | 1.2231 | 1.2355 | 1.1945 | 1.1908 | 1.2256 | 1.2355 | 1.2442 | 1.2715 | 1.2876 | 1.2169 | 1.2715 | 1.2529 | 1.274 | 1.2032 | 1.2256 | 1.197 | 1.3038 | 1.2007 | 1.2603 | 1.238 | 1.2616 | 1.1809 | 1.2715 | 1.2305 | 1.2802 | 1.1945 | 1.1945 | 1.1796 | 1.2752 | 1.2429 | 1.2914 | 1.1796 | 1.2392 | 1.1982 | 1.2181 | 1.3013 | 1.2889 | 1.2131 | 1.2268 | 1.2318 | 1.1908 | 1.197 | 1.1982 | 1.2752 | 1.2901 | 1.2442 | 1.2169 | 1.2057
NS_67N_DSS | 459 | 230 | NS | 0.062737 | 459 | 2408 | 1.5107 | 1.6724 | 1.612 | 1.5842 | 1.5794 | 1.5777 | 1.6234 | 1.6593 | 1.6789 | 1.5761 | 1.55 | 1.6136 | 1.6691 | 1.581 | 1.6446 | 1.6593 | 1.5875 | 1.5728 | 1.6968 | 1.6022 | 1.6038 | 1.6055 | 1.5712 | 1.5842 | 1.6169 | 1.5761 | 1.5696 | 1.6201 | 1.6821 | 1.6185 | 1.5549 | 1.5989 | 1.5728 | 1.6479 | 1.5794 | 1.6299 | 1.594 | 1.5549 | 1.6038 | 1.6985 | 1.6055 | 1.5891 | 1.6805 | 1.55 | 1.6609 | 1.625 | 1.6038 | 1.6968 | 1.5663 | 1.8415 | 1.7149 | 1.7399 | 1.763 | 1.8272 | 1.7452 | 1.7488 | 1.7292 | 1.8468 | 1.8236 | 1.7149 | 1.7095 | 1.7381 | 1.8005 | 1.829 | 1.8343 | 1.8646 | 1.7345 | 1.7737 | 1.7399 | 1.8201 | 1.7862 | 1.763 | 1.706 | 1.7559 | 1.7612 | 1.7862 | 1.7595 | 1.7006 | 1.7024 | 1.6935 | 1.763 | 1.8415 | 1.7256 | 1.7666 | 1.7078 | 1.7202 | 1.8022 | 1.7488 | 1.804 | 1.8611 | 1.8397 | 1.7987 | 1.8718 | 1.7702 | 1.7434 | 1.7274 | 1.7024 | 1.7675 | 1.8817 | 1.802 | 1.7893 | 1.8419 | 1.8382 | 1.831 | 1.831 | 1.7621 | 1.8672 | 1.8672 | 1.8455 | 1.7385 | 1.8237 | 1.8835 | 1.8672 | 1.7802 | 1.7603 | 1.9017 | 1.7875 | 1.8709 | 1.8274 | 1.744 | 1.8473 | 1.753 | 1.8745 | 1.7657 | 1.7222 | 1.8527 | 1.7385 | 1.753 | 1.9017 | 1.7766 | 1.782 | 1.7784 | 1.7331 | 1.8527 | 1.7621 | 1.8328 | 1.7222 | 1.7476 | 1.8437 | 1.7929 | 1.8672 | 1.8437 | 1.8854 | 1.9035 | 1.7838 | 1.962 | 1.9413 | 1.9809 | 1.962 | 1.8034 | 1.8846 | 1.9375 | 1.8695 | 1.9696 | 1.9715 | 1.8034 | 1.8978 | 1.9771 | 1.8978 | 1.9299 | 1.9356 | 1.9564 | 1.8298 | 1.9431 | 1.8884 | 1.8695 | 1.9073 | 1.8959 | 1.9375 | 1.8619 | 1.8468 | 1.9771 | 1.9413 | 1.9016 | 1.8072 | 1.9016 | 1.9715 | 1.8468 | 1.8789 | 1.8789 | 1.8733 | 1.7996 | 1.9148 | 1.7959 | 1.7996 | 1.845 | 1.9545 | 1.8525 | 1.911 | 1.8053 | 1.9356 | 1.9752 | 1.9375 | 1.8323 | 1.8745 | 1.9186 | 1.8419 | 1.9071 | 1.8764 | 1.8668 | 1.9359 | 1.8726 | 1.9359 | 1.8879 | 1.9435 | 1.9186 | 1.9781 | 1.9013 | 1.8764 | 1.8534 | 1.8323 | 1.9378 | 1.8265 | 1.8457 | 1.9685 | 1.8879 | 2.0145 | 1.8419 | 1.9531 | 1.9877 | 1.8534 | 1.8726 | 1.8956 | 1.9224 | 2.0011 | 1.9013 | 1.9742 | 1.8783 | 1.9435 | 1.9627 | 1.8227 | 1.9359 | 1.9244 | 1.9071 | 1.9781 | 1.8937 | 1.9109 | 1.98 | 1.8956 | 1.8783 | 1.8898 | 1.909 | 1.8457 | 1.8399 | 1.8937 | 1.909 | 1.9224 | 1.9646 | 1.9896 | 1.8802 | 1.9646 | 1.9359 | 1.9685 | 1.8591 | 1.8937 | 1.8495 | 2.0145 | 1.8553 | 1.9474 | 1.9128 | 1.9493 | 1.8246 | 1.9646 | 1.9013 | 1.9781 | 1.8457 | 1.8457 | 1.8227 | 1.9704 | 1.9205 | 1.9953 | 1.8227 | 1.9148 | 1.8514 | 1.8821 | 2.0107 | 1.9915 | 1.8745 | 1.8956 | 1.9032 | 1.8399 | 1.8495 | 1.8514 | 1.9704 | 1.9934 | 1.9224 | 1.8802 | 1.863
NS_79N_DSS | 460 | 345 | NS | 0.088104 | 460 | 2408 | 2.1215 | 2.3485 | 2.2638 | 2.2248 | 2.2179 | 2.2157 | 2.2798 | 2.3302 | 2.3577 | 2.2134 | 2.1767 | 2.2661 | 2.344 | 2.2202 | 2.3096 | 2.3302 | 2.2294 | 2.2088 | 2.3829 | 2.25 | 2.2523 | 2.2546 | 2.2065 | 2.2248 | 2.2706 | 2.2134 | 2.2042 | 2.2752 | 2.3623 | 2.2729 | 2.1836 | 2.2454 | 2.2088 | 2.3142 | 2.2179 | 2.289 | 2.2386 | 2.1836 | 2.2523 | 2.3852 | 2.2546 | 2.2317 | 2.36 | 2.1767 | 2.3325 | 2.2821 | 2.2523 | 2.3829 | 2.1996 | 2.586 | 2.4083 | 2.4433 | 2.4759 | 2.566 | 2.4509 | 2.4559 | 2.4283 | 2.5935 | 2.561 | 2.4083 | 2.4008 | 2.4408 | 2.5285 | 2.5685 | 2.576 | 2.6186 | 2.4358 | 2.4909 | 2.4433 | 2.556 | 2.5084 | 2.4759 | 2.3958 | 2.4659 | 2.4734 | 2.5084 | 2.4709 | 2.3883 | 2.3908 | 2.3783 | 2.4759 | 2.586 | 2.4233 | 2.4809 | 2.3983 | 2.4158 | 2.531 | 2.4559 | 2.5335 | 2.6136 | 2.5835 | 2.526 | 2.6286 | 2.4859 | 2.4483 | 2.4258 | 2.3908 | 2.4822 | 2.6426 | 2.5306 | 2.5128 | 2.5866 | 2.5815 | 2.5713 | 2.5713 | 2.4746 | 2.6222 | 2.6222 | 2.5917 | 2.4415 | 2.5611 | 2.6451 | 2.6222 | 2.5 | 2.472 | 2.6706 | 2.5102 | 2.6273 | 2.5662 | 2.4491 | 2.5942 | 2.4618 | 2.6324 | 2.4797 | 2.4186 | 2.6019 | 2.4415 | 2.4618 | 2.6706 | 2.4949 | 2.5026 | 2.4975 | 2.4338 | 2.6019 | 2.4746 | 2.5739 | 2.4186 | 2.4542 | 2.5891 | 2.5178 | 2.6222 | 2.5891 | 2.6477 | 2.6731 | 2.5051 | 2.7554 | 2.7262 | 2.7819 | 2.7554 | 2.5326 | 2.6466 | 2.7209 | 2.6254 | 2.766 | 2.7686 | 2.5326 | 2.6652 | 2.7766 | 2.6652 | 2.7103 | 2.7182 | 2.7474 | 2.5697 | 2.7288 | 2.6519 | 2.6254 | 2.6784 | 2.6625 | 2.7209 | 2.6148 | 2.5936 | 2.7766 | 2.7262 | 2.6705 | 2.5379 | 2.6705 | 2.7686 | 2.5936 | 2.6387 | 2.6387 | 2.6307 | 2.5273 | 2.6891 | 2.522 | 2.5273 | 2.5909 | 2.7447 | 2.6015 | 2.6838 | 2.5352 | 2.7182 | 2.7739 | 2.7209 | 2.5731 | 2.6324 | 2.6944 | 2.5866 | 2.6782 | 2.6351 | 2.6216 | 2.7186 | 2.6297 | 2.7186 | 2.6513 | 2.7294 | 2.6944 | 2.7779 | 2.6701 | 2.6351 | 2.6028 | 2.5731 | 2.7213 | 2.565 | 2.592 | 2.7644 | 2.6513 | 2.8291 | 2.5866 | 2.7429 | 2.7914 | 2.6028 | 2.6297 | 2.662 | 2.6998 | 2.8102 | 2.6701 | 2.7725 | 2.6378 | 2.7294 | 2.7563 | 2.5596 | 2.7186 | 2.7024 | 2.6782 | 2.7779 | 2.6593 | 2.6836 | 2.7806 | 2.662 | 2.6378 | 2.6539 | 2.6809 | 2.592 | 2.5839 | 2.6593 | 2.6809 | 2.6998 | 2.759 | 2.7941 | 2.6405 | 2.759 | 2.7186 | 2.7644 | 2.6108 | 2.6593 | 2.5974 | 2.8291 | 2.6054 | 2.7348 | 2.6863 | 2.7375 | 2.5623 | 2.759 | 2.6701 | 2.7779 | 2.592 | 2.592 | 2.5596 | 2.7671 | 2.6971 | 2.8021 | 2.5596 | 2.689 | 2.6001 | 2.6432 | 2.8237 | 2.7967 | 2.6324 | 2.662 | 2.6728 | 2.5839 | 2.5974 | 2.6001 | 2.7671 | 2.7994 | 2.6998 | 2.6405 | 2.6162
NS_88S_GSS | 461 | 230 | NS | 0.081271 | 461 | 2408 | 1.957 | 2.1664 | 2.0882 | 2.0523 | 2.0459 | 2.0438 | 2.103 | 2.1495 | 2.1749 | 2.0417 | 2.0079 | 2.0903 | 2.1622 | 2.048 | 2.1305 | 2.1495 | 2.0565 | 2.0375 | 2.1981 | 2.0755 | 2.0776 | 2.0797 | 2.0354 | 2.0523 | 2.0945 | 2.0417 | 2.0333 | 2.0988 | 2.1791 | 2.0967 | 2.0142 | 2.0713 | 2.0375 | 2.1347 | 2.0459 | 2.1115 | 2.065 | 2.0142 | 2.0776 | 2.2002 | 2.0797 | 2.0586 | 2.177 | 2.0079 | 2.1516 | 2.1051 | 2.0776 | 2.1981 | 2.029 | 2.3855 | 2.2215 | 2.2538 | 2.2839 | 2.367 | 2.2608 | 2.2654 | 2.24 | 2.3924 | 2.3624 | 2.2215 | 2.2146 | 2.2515 | 2.3324 | 2.3693 | 2.3762 | 2.4155 | 2.2469 | 2.2977 | 2.2538 | 2.3578 | 2.3139 | 2.2839 | 2.21 | 2.2746 | 2.2816 | 2.3139 | 2.2792 | 2.203 | 2.2053 | 2.1938 | 2.2839 | 2.3855 | 2.2354 | 2.2885 | 2.2123 | 2.2284 | 2.3347 | 2.2654 | 2.337 | 2.4109 | 2.3832 | 2.3301 | 2.4247 | 2.2931 | 2.2585 | 2.2377 | 2.2053 | 2.2897 | 2.4376 | 2.3343 | 2.3179 | 2.386 | 2.3813 | 2.3719 | 2.3719 | 2.2827 | 2.4189 | 2.4189 | 2.3907 | 2.2521 | 2.3625 | 2.44 | 2.4189 | 2.3061 | 2.2803 | 2.4635 | 2.3155 | 2.4236 | 2.3672 | 2.2592 | 2.393 | 2.2709 | 2.4283 | 2.2873 | 2.231 | 2.4001 | 2.2521 | 2.2709 | 2.4635 | 2.3014 | 2.3085 | 2.3038 | 2.2451 | 2.4001 | 2.2827 | 2.3742 | 2.231 | 2.2639 | 2.3883 | 2.3226 | 2.4189 | 2.3883 | 2.4423 | 2.4658 | 2.3108 | 2.5417 | 2.5148 | 2.5661 | 2.5417 | 2.3362 | 2.4414 | 2.5099 | 2.4218 | 2.5514 | 2.5539 | 2.3362 | 2.4585 | 2.5612 | 2.4585 | 2.5001 | 2.5074 | 2.5343 | 2.3704 | 2.5172 | 2.4463 | 2.4218 | 2.4707 | 2.456 | 2.5099 | 2.412 | 2.3924 | 2.5612 | 2.5148 | 2.4634 | 2.3411 | 2.4634 | 2.5539 | 2.3924 | 2.434 | 2.434 | 2.4267 | 2.3313 | 2.4805 | 2.3264 | 2.3313 | 2.39 | 2.5319 | 2.3998 | 2.4756 | 2.3386 | 2.5074 | 2.5588 | 2.5099 | 2.3736 | 2.4282 | 2.4854 | 2.386 | 2.4705 | 2.4307 | 2.4183 | 2.5078 | 2.4257 | 2.5078 | 2.4456 | 2.5177 | 2.4854 | 2.5624 | 2.463 | 2.4307 | 2.4009 | 2.3736 | 2.5103 | 2.3661 | 2.391 | 2.55 | 2.4456 | 2.6097 | 2.386 | 2.5301 | 2.5749 | 2.4009 | 2.4257 | 2.4556 | 2.4904 | 2.5923 | 2.463 | 2.5575 | 2.4332 | 2.5177 | 2.5426 | 2.3611 | 2.5078 | 2.4929 | 2.4705 | 2.5624 | 2.4531 | 2.4755 | 2.5649 | 2.4556 | 2.4332 | 2.4481 | 2.473 | 2.391 | 2.3835 | 2.4531 | 2.473 | 2.4904 | 2.545 | 2.5774 | 2.4357 | 2.545 | 2.5078 | 2.55 | 2.4083 | 2.4531 | 2.3959 | 2.6097 | 2.4034 | 2.5227 | 2.4779 | 2.5252 | 2.3636 | 2.545 | 2.463 | 2.5624 | 2.391 | 2.391 | 2.3611 | 2.5525 | 2.4879 | 2.5848 | 2.3611 | 2.4804 | 2.3984 | 2.4382 | 2.6047 | 2.5798 | 2.4282 | 2.4556 | 2.4655 | 2.3835 | 2.3959 | 2.3984 | 2.5525 | 2.5823 | 2.4904 | 2.4357 | 2.4133
NS_89S_DSS | 462 | 230 | NS | 0.081271 | 462 | 2408 | 1.957 | 2.1664 | 2.0882 | 2.0523 | 2.0459 | 2.0438 | 2.103 | 2.1495 | 2.1749 | 2.0417 | 2.0079 | 2.0903 | 2.1622 | 2.048 | 2.1305 | 2.1495 | 2.0565 | 2.0375 | 2.1981 | 2.0755 | 2.0776 | 2.0797 | 2.0354 | 2.0523 | 2.0945 | 2.0417 | 2.0333 | 2.0988 | 2.1791 | 2.0967 | 2.0142 | 2.0713 | 2.0375 | 2.1347 | 2.0459 | 2.1115 | 2.065 | 2.0142 | 2.0776 | 2.2002 | 2.0797 | 2.0586 | 2.177 | 2.0079 | 2.1516 | 2.1051 | 2.0776 | 2.1981 | 2.029 | 2.3855 | 2.2215 | 2.2538 | 2.2839 | 2.367 | 2.2608 | 2.2654 | 2.24 | 2.3924 | 2.3624 | 2.2215 | 2.2146 | 2.2515 | 2.3324 | 2.3693 | 2.3762 | 2.4155 | 2.2469 | 2.2977 | 2.2538 | 2.3578 | 2.3139 | 2.2839 | 2.21 | 2.2746 | 2.2816 | 2.3139 | 2.2792 | 2.203 | 2.2053 | 2.1938 | 2.2839 | 2.3855 | 2.2354 | 2.2885 | 2.2123 | 2.2284 | 2.3347 | 2.2654 | 2.337 | 2.4109 | 2.3832 | 2.3301 | 2.4247 | 2.2931 | 2.2585 | 2.2377 | 2.2053 | 2.2897 | 2.4376 | 2.3343 | 2.3179 | 2.386 | 2.3813 | 2.3719 | 2.3719 | 2.2827 | 2.4189 | 2.4189 | 2.3907 | 2.2521 | 2.3625 | 2.44 | 2.4189 | 2.3061 | 2.2803 | 2.4635 | 2.3155 | 2.4236 | 2.3672 | 2.2592 | 2.393 | 2.2709 | 2.4283 | 2.2873 | 2.231 | 2.4001 | 2.2521 | 2.2709 | 2.4635 | 2.3014 | 2.3085 | 2.3038 | 2.2451 | 2.4001 | 2.2827 | 2.3742 | 2.231 | 2.2639 | 2.3883 | 2.3226 | 2.4189 | 2.3883 | 2.4423 | 2.4658 | 2.3108 | 2.5417 | 2.5148 | 2.5661 | 2.5417 | 2.3362 | 2.4414 | 2.5099 | 2.4218 | 2.5514 | 2.5539 | 2.3362 | 2.4585 | 2.5612 | 2.4585 | 2.5001 | 2.5074 | 2.5343 | 2.3704 | 2.5172 | 2.4463 | 2.4218 | 2.4707 | 2.456 | 2.5099 | 2.412 | 2.3924 | 2.5612 | 2.5148 | 2.4634 | 2.3411 | 2.4634 | 2.5539 | 2.3924 | 2.434 | 2.434 | 2.4267 | 2.3313 | 2.4805 | 2.3264 | 2.3313 | 2.39 | 2.5319 | 2.3998 | 2.4756 | 2.3386 | 2.5074 | 2.5588 | 2.5099 | 2.3736 | 2.4282 | 2.4854 | 2.386 | 2.4705 | 2.4307 | 2.4183 | 2.5078 | 2.4257 | 2.5078 | 2.4456 | 2.5177 | 2.4854 | 2.5624 | 2.463 | 2.4307 | 2.4009 | 2.3736 | 2.5103 | 2.3661 | 2.391 | 2.55 | 2.4456 | 2.6097 | 2.386 | 2.5301 | 2.5749 | 2.4009 | 2.4257 | 2.4556 | 2.4904 | 2.5923 | 2.463 | 2.5575 | 2.4332 | 2.5177 | 2.5426 | 2.3611 | 2.5078 | 2.4929 | 2.4705 | 2.5624 | 2.4531 | 2.4755 | 2.5649 | 2.4556 | 2.4332 | 2.4481 | 2.473 | 2.391 | 2.3835 | 2.4531 | 2.473 | 2.4904 | 2.545 | 2.5774 | 2.4357 | 2.545 | 2.5078 | 2.55 | 2.4083 | 2.4531 | 2.3959 | 2.6097 | 2.4034 | 2.5227 | 2.4779 | 2.5252 | 2.3636 | 2.545 | 2.463 | 2.5624 | 2.391 | 2.391 | 2.3611 | 2.5525 | 2.4879 | 2.5848 | 2.3611 | 2.4804 | 2.3984 | 2.4382 | 2.6047 | 2.5798 | 2.4282 | 2.4556 | 2.4655 | 2.3835 | 2.3959 | 2.3984 | 2.5525 | 2.5823 | 2.4904 | 2.4357 | 2.4133
NS_91N_GSS | 463 | 230 | NS | 0.062737 | 463 | 2408 | 1.5107 | 1.6724 | 1.612 | 1.5842 | 1.5794 | 1.5777 | 1.6234 | 1.6593 | 1.6789 | 1.5761 | 1.55 | 1.6136 | 1.6691 | 1.581 | 1.6446 | 1.6593 | 1.5875 | 1.5728 | 1.6968 | 1.6022 | 1.6038 | 1.6055 | 1.5712 | 1.5842 | 1.6169 | 1.5761 | 1.5696 | 1.6201 | 1.6821 | 1.6185 | 1.5549 | 1.5989 | 1.5728 | 1.6479 | 1.5794 | 1.6299 | 1.594 | 1.5549 | 1.6038 | 1.6985 | 1.6055 | 1.5891 | 1.6805 | 1.55 | 1.6609 | 1.625 | 1.6038 | 1.6968 | 1.5663 | 1.8415 | 1.7149 | 1.7399 | 1.763 | 1.8272 | 1.7452 | 1.7488 | 1.7292 | 1.8468 | 1.8236 | 1.7149 | 1.7095 | 1.7381 | 1.8005 | 1.829 | 1.8343 | 1.8646 | 1.7345 | 1.7737 | 1.7399 | 1.8201 | 1.7862 | 1.763 | 1.706 | 1.7559 | 1.7612 | 1.7862 | 1.7595 | 1.7006 | 1.7024 | 1.6935 | 1.763 | 1.8415 | 1.7256 | 1.7666 | 1.7078 | 1.7202 | 1.8022 | 1.7488 | 1.804 | 1.8611 | 1.8397 | 1.7987 | 1.8718 | 1.7702 | 1.7434 | 1.7274 | 1.7024 | 1.7675 | 1.8817 | 1.802 | 1.7893 | 1.8419 | 1.8382 | 1.831 | 1.831 | 1.7621 | 1.8672 | 1.8672 | 1.8455 | 1.7385 | 1.8237 | 1.8835 | 1.8672 | 1.7802 | 1.7603 | 1.9017 | 1.7875 | 1.8709 | 1.8274 | 1.744 | 1.8473 | 1.753 | 1.8745 | 1.7657 | 1.7222 | 1.8527 | 1.7385 | 1.753 | 1.9017 | 1.7766 | 1.782 | 1.7784 | 1.7331 | 1.8527 | 1.7621 | 1.8328 | 1.7222 | 1.7476 | 1.8437 | 1.7929 | 1.8672 | 1.8437 | 1.8854 | 1.9035 | 1.7838 | 1.962 | 1.9413 | 1.9809 | 1.962 | 1.8034 | 1.8846 | 1.9375 | 1.8695 | 1.9696 | 1.9715 | 1.8034 | 1.8978 | 1.9771 | 1.8978 | 1.9299 | 1.9356 | 1.9564 | 1.8298 | 1.9431 | 1.8884 | 1.8695 | 1.9073 | 1.8959 | 1.9375 | 1.8619 | 1.8468 | 1.9771 | 1.9413 | 1.9016 | 1.8072 | 1.9016 | 1.9715 | 1.8468 | 1.8789 | 1.8789 | 1.8733 | 1.7996 | 1.9148 | 1.7959 | 1.7996 | 1.845 | 1.9545 | 1.8525 | 1.911 | 1.8053 | 1.9356 | 1.9752 | 1.9375 | 1.8323 | 1.8745 | 1.9186 | 1.8419 | 1.9071 | 1.8764 | 1.8668 | 1.9359 | 1.8726 | 1.9359 | 1.8879 | 1.9435 | 1.9186 | 1.9781 | 1.9013 | 1.8764 | 1.8534 | 1.8323 | 1.9378 | 1.8265 | 1.8457 | 1.9685 | 1.8879 | 2.0145 | 1.8419 | 1.9531 | 1.9877 | 1.8534 | 1.8726 | 1.8956 | 1.9224 | 2.0011 | 1.9013 | 1.9742 | 1.8783 | 1.9435 | 1.9627 | 1.8227 | 1.9359 | 1.9244 | 1.9071 | 1.9781 | 1.8937 | 1.9109 | 1.98 | 1.8956 | 1.8783 | 1.8898 | 1.909 | 1.8457 | 1.8399 | 1.8937 | 1.909 | 1.9224 | 1.9646 | 1.9896 | 1.8802 | 1.9646 | 1.9359 | 1.9685 | 1.8591 | 1.8937 | 1.8495 | 2.0145 | 1.8553 | 1.9474 | 1.9128 | 1.9493 | 1.8246 | 1.9646 | 1.9013 | 1.9781 | 1.8457 | 1.8457 | 1.8227 | 1.9704 | 1.9205 | 1.9953 | 1.8227 | 1.9148 | 1.8514 | 1.8821 | 2.0107 | 1.9915 | 1.8745 | 1.8956 | 1.9032 | 1.8399 | 1.8495 | 1.8514 | 1.9704 | 1.9934 | 1.9224 | 1.8802 | 1.863
NS_99W_DSS | 464 | 230 | NS | 0.06131 | 464 | 2408 | 1.4763 | 1.6343 | 1.5753 | 1.5482 | 1.5434 | 1.5418 | 1.5865 | 1.6216 | 1.6407 | 1.5402 | 1.5147 | 1.5769 | 1.6311 | 1.545 | 1.6072 | 1.6216 | 1.5514 | 1.5371 | 1.6582 | 1.5658 | 1.5673 | 1.5689 | 1.5355 | 1.5482 | 1.5801 | 1.5402 | 1.5339 | 1.5833 | 1.6439 | 1.5817 | 1.5195 | 1.5626 | 1.5371 | 1.6104 | 1.5434 | 1.5929 | 1.5578 | 1.5195 | 1.5673 | 1.6598 | 1.5689 | 1.553 | 1.6423 | 1.5147 | 1.6232 | 1.5881 | 1.5673 | 1.6582 | 1.5307 | 1.7996 | 1.6759 | 1.7003 | 1.7229 | 1.7856 | 1.7055 | 1.709 | 1.6898 | 1.8048 | 1.7822 | 1.6759 | 1.6707 | 1.6985 | 1.7595 | 1.7874 | 1.7926 | 1.8222 | 1.6951 | 1.7334 | 1.7003 | 1.7787 | 1.7456 | 1.7229 | 1.6672 | 1.716 | 1.7212 | 1.7456 | 1.7194 | 1.662 | 1.6637 | 1.655 | 1.7229 | 1.7996 | 1.6863 | 1.7264 | 1.6689 | 1.6811 | 1.7612 | 1.709 | 1.763 | 1.8187 | 1.7978 | 1.7578 | 1.8292 | 1.7299 | 1.7038 | 1.6881 | 1.6637 | 1.7273 | 1.8389 | 1.761 | 1.7486 | 1.8 | 1.7964 | 1.7893 | 1.7893 | 1.722 | 1.8248 | 1.8248 | 1.8035 | 1.699 | 1.7822 | 1.8407 | 1.8248 | 1.7397 | 1.7202 | 1.8584 | 1.7468 | 1.8283 | 1.7858 | 1.7043 | 1.8053 | 1.7132 | 1.8318 | 1.7256 | 1.683 | 1.8106 | 1.699 | 1.7132 | 1.8584 | 1.7362 | 1.7415 | 1.738 | 1.6937 | 1.8106 | 1.722 | 1.7911 | 1.683 | 1.7078 | 1.8017 | 1.7521 | 1.8248 | 1.8017 | 1.8425 | 1.8602 | 1.7433 | 1.9174 | 1.8971 | 1.9359 | 1.9174 | 1.7624 | 1.8417 | 1.8934 | 1.827 | 1.9248 | 1.9266 | 1.7624 | 1.8547 | 1.9322 | 1.8547 | 1.886 | 1.8916 | 1.9119 | 1.7882 | 1.8989 | 1.8454 | 1.827 | 1.8639 | 1.8528 | 1.8934 | 1.8196 | 1.8048 | 1.9322 | 1.8971 | 1.8583 | 1.7661 | 1.8583 | 1.9266 | 1.8048 | 1.8362 | 1.8362 | 1.8307 | 1.7587 | 1.8713 | 1.755 | 1.7587 | 1.803 | 1.91 | 1.8104 | 1.8676 | 1.7642 | 1.8916 | 1.9303 | 1.8934 | 1.7906 | 1.8318 | 1.875 | 1.8 | 1.8637 | 1.8337 | 1.8243 | 1.8918 | 1.83 | 1.8918 | 1.845 | 1.8993 | 1.875 | 1.9331 | 1.8581 | 1.8337 | 1.8112 | 1.7906 | 1.8937 | 1.785 | 1.8037 | 1.9237 | 1.845 | 1.9687 | 1.8 | 1.9087 | 1.9425 | 1.8112 | 1.83 | 1.8525 | 1.8787 | 1.9556 | 1.8581 | 1.9293 | 1.8356 | 1.8993 | 1.9181 | 1.7812 | 1.8918 | 1.8806 | 1.8637 | 1.9331 | 1.8506 | 1.8675 | 1.935 | 1.8525 | 1.8356 | 1.8468 | 1.8656 | 1.8037 | 1.7981 | 1.8506 | 1.8656 | 1.8787 | 1.92 | 1.9443 | 1.8375 | 1.92 | 1.8918 | 1.9237 | 1.8168 | 1.8506 | 1.8075 | 1.9687 | 1.8131 | 1.9031 | 1.8693 | 1.905 | 1.7831 | 1.92 | 1.8581 | 1.9331 | 1.8037 | 1.8037 | 1.7812 | 1.9256 | 1.8768 | 1.95 | 1.7812 | 1.8712 | 1.8093 | 1.8393 | 1.965 | 1.9462 | 1.8318 | 1.8525 | 1.86 | 1.7981 | 1.8075 | 1.8093 | 1.9256 | 1.9481 | 1.8787 | 1.8375 | 1.8206
ON_ABC_GSS | 465 | 230 | ON | 0.001083 | 465 | 24640 | 0.26685 | 0.2954 | 0.28474 | 0.27984 | 0.27898 | 0.27869 | 0.28676 | 0.2931 | 0.29656 | 0.2784 | 0.27379 | 0.28503 | 0.29483 | 0.27927 | 0.2905 | 0.2931 | 0.28042 | 0.27782 | 0.29973 | 0.28301 | 0.2833 | 0.28359 | 0.27754 | 0.27984 | 0.28561 | 0.2784 | 0.27725 | 0.28618 | 0.29713 | 0.28589 | 0.27465 | 0.28244 | 0.27782 | 0.29108 | 0.27898 | 0.28791 | 0.28157 | 0.27465 | 0.2833 | 0.30002 | 0.28359 | 0.28071 | 0.29685 | 0.27379 | 0.29339 | 0.28705 | 0.2833 | 0.29973 | 0.27667 | 0.32528 | 0.30292 | 0.30733 | 0.31142 | 0.32276 | 0.30827 | 0.3089 | 0.30544 | 0.32622 | 0.32213 | 0.30292 | 0.30197 | 0.30701 | 0.31803 | 0.32307 | 0.32402 | 0.32937 | 0.30638 | 0.31331 | 0.30733 | 0.3215 | 0.31551 | 0.31142 | 0.30134 | 0.31016 | 0.31111 | 0.31551 | 0.31079 | 0.3004 | 0.30071 | 0.29914 | 0.31142 | 0.32528 | 0.30481 | 0.31205 | 0.30166 | 0.30386 | 0.31835 | 0.3089 | 0.31866 | 0.32874 | 0.32496 | 0.31772 | 0.33063 | 0.31268 | 0.30796 | 0.30512 | 0.30071 | 0.31222 | 0.33239 | 0.3183 | 0.31606 | 0.32534 | 0.3247 | 0.32342 | 0.32342 | 0.31126 | 0.32983 | 0.32983 | 0.32599 | 0.30709 | 0.32214 | 0.33271 | 0.32983 | 0.31446 | 0.31094 | 0.33591 | 0.31574 | 0.33047 | 0.32278 | 0.30805 | 0.32631 | 0.30965 | 0.33111 | 0.3119 | 0.30421 | 0.32727 | 0.30709 | 0.30965 | 0.33591 | 0.31382 | 0.31478 | 0.31414 | 0.30613 | 0.32727 | 0.31126 | 0.32374 | 0.30421 | 0.30869 | 0.32567 | 0.3167 | 0.32983 | 0.32567 | 0.33303 | 0.33623 | 0.3151 | 0.34657 | 0.3429 | 0.34991 | 0.34657 | 0.31855 | 0.3329 | 0.34224 | 0.33023 | 0.34791 | 0.34824 | 0.31855 | 0.33523 | 0.34924 | 0.33523 | 0.3409 | 0.3419 | 0.34557 | 0.32322 | 0.34324 | 0.33356 | 0.33023 | 0.3369 | 0.3349 | 0.34224 | 0.32889 | 0.32623 | 0.34924 | 0.3429 | 0.3359 | 0.31922 | 0.3359 | 0.34824 | 0.32623 | 0.3319 | 0.3319 | 0.3309 | 0.31789 | 0.33823 | 0.31722 | 0.31789 | 0.32589 | 0.34524 | 0.32723 | 0.33757 | 0.31889 | 0.3419 | 0.34891 | 0.34224 | 0.32365 | 0.33111 | 0.3389 | 0.32534 | 0.33687 | 0.33145 | 0.32975 | 0.34195 | 0.33077 | 0.34195 | 0.33348 | 0.34331 | 0.3389 | 0.34941 | 0.33585 | 0.33145 | 0.32738 | 0.32365 | 0.34229 | 0.32263 | 0.32602 | 0.34771 | 0.33348 | 0.35585 | 0.32534 | 0.345 | 0.3511 | 0.32738 | 0.33077 | 0.33483 | 0.33958 | 0.35347 | 0.33585 | 0.34873 | 0.33178 | 0.34331 | 0.3467 | 0.32196 | 0.34195 | 0.33992 | 0.33687 | 0.34941 | 0.3345 | 0.33755 | 0.34975 | 0.33483 | 0.33178 | 0.33382 | 0.33721 | 0.32602 | 0.32501 | 0.3345 | 0.33721 | 0.33958 | 0.34703 | 0.35144 | 0.33212 | 0.34703 | 0.34195 | 0.34771 | 0.3284 | 0.3345 | 0.3267 | 0.35585 | 0.32772 | 0.34398 | 0.33788 | 0.34432 | 0.32229 | 0.34703 | 0.33585 | 0.34941 | 0.32602 | 0.32602 | 0.32196 | 0.34805 | 0.33924 | 0.35246 | 0.32196 | 0.33822 | 0.32704 | 0.33246 | 0.35517 | 0.35178 | 0.33111 | 0.33483 | 0.33619 | 0.32501 | 0.3267 | 0.32704 | 0.34805 | 0.35212 | 0.33958 | 0.33212 | 0.32907
ON_ACS_JCT | 466 | 230 | ON | 0.002237 | 466 | 24640 | 0.5512 | 0.61017 | 0.58815 | 0.57803 | 0.57624 | 0.57565 | 0.59232 | 0.60541 | 0.61256 | 0.57505 | 0.56553 | 0.58874 | 0.60898 | 0.57684 | 0.60005 | 0.60541 | 0.57922 | 0.57386 | 0.6191 | 0.58458 | 0.58517 | 0.58577 | 0.57327 | 0.57803 | 0.58993 | 0.57505 | 0.57267 | 0.59113 | 0.61375 | 0.59053 | 0.56731 | 0.58339 | 0.57386 | 0.60125 | 0.57624 | 0.5947 | 0.5816 | 0.56731 | 0.58517 | 0.6197 | 0.58577 | 0.57981 | 0.61315 | 0.56553 | 0.60601 | 0.59291 | 0.58517 | 0.6191 | 0.57148 | 0.67188 | 0.6257 | 0.6348 | 0.64326 | 0.66667 | 0.63675 | 0.63805 | 0.6309 | 0.67383 | 0.66537 | 0.6257 | 0.62375 | 0.63415 | 0.65692 | 0.66732 | 0.66927 | 0.68033 | 0.63285 | 0.64716 | 0.6348 | 0.66407 | 0.65171 | 0.64326 | 0.62244 | 0.64066 | 0.64261 | 0.65171 | 0.64196 | 0.62049 | 0.62114 | 0.61789 | 0.64326 | 0.67188 | 0.6296 | 0.64456 | 0.62309 | 0.62765 | 0.65757 | 0.63805 | 0.65822 | 0.67903 | 0.67123 | 0.65627 | 0.68293 | 0.64586 | 0.6361 | 0.63025 | 0.62114 | 0.6449 | 0.68657 | 0.65747 | 0.65284 | 0.67202 | 0.6707 | 0.66805 | 0.66805 | 0.64292 | 0.68128 | 0.68128 | 0.67334 | 0.63432 | 0.6654 | 0.68723 | 0.68128 | 0.64953 | 0.64225 | 0.69385 | 0.65218 | 0.6826 | 0.66673 | 0.6363 | 0.674 | 0.63961 | 0.68392 | 0.64424 | 0.62836 | 0.67599 | 0.63432 | 0.63961 | 0.69385 | 0.64821 | 0.65019 | 0.64887 | 0.63233 | 0.67599 | 0.64292 | 0.66871 | 0.62836 | 0.63762 | 0.67268 | 0.65416 | 0.68128 | 0.67268 | 0.68789 | 0.69451 | 0.65085 | 0.71587 | 0.70829 | 0.72276 | 0.71587 | 0.65799 | 0.68762 | 0.70691 | 0.68211 | 0.71862 | 0.71931 | 0.65799 | 0.69244 | 0.72138 | 0.69244 | 0.70415 | 0.70622 | 0.7138 | 0.66764 | 0.70898 | 0.689 | 0.68211 | 0.69589 | 0.69175 | 0.70691 | 0.67935 | 0.67384 | 0.72138 | 0.70829 | 0.69382 | 0.65937 | 0.69382 | 0.71931 | 0.67384 | 0.68555 | 0.68555 | 0.68348 | 0.65661 | 0.69864 | 0.65524 | 0.65661 | 0.67315 | 0.71311 | 0.67591 | 0.69726 | 0.65868 | 0.70622 | 0.72069 | 0.70691 | 0.66852 | 0.68392 | 0.70002 | 0.67202 | 0.69582 | 0.68462 | 0.68112 | 0.70632 | 0.68322 | 0.70632 | 0.68882 | 0.70912 | 0.70002 | 0.72172 | 0.69372 | 0.68462 | 0.67622 | 0.66852 | 0.70702 | 0.66642 | 0.67342 | 0.71822 | 0.68882 | 0.73502 | 0.67202 | 0.71262 | 0.72522 | 0.67622 | 0.68322 | 0.69162 | 0.70142 | 0.73012 | 0.69372 | 0.72032 | 0.68532 | 0.70912 | 0.71612 | 0.66502 | 0.70632 | 0.70212 | 0.69582 | 0.72172 | 0.69092 | 0.69722 | 0.72242 | 0.69162 | 0.68532 | 0.68952 | 0.69652 | 0.67342 | 0.67132 | 0.69092 | 0.69652 | 0.70142 | 0.71682 | 0.72592 | 0.68602 | 0.71682 | 0.70632 | 0.71822 | 0.67832 | 0.69092 | 0.67482 | 0.73502 | 0.67692 | 0.71052 | 0.69792 | 0.71122 | 0.66572 | 0.71682 | 0.69372 | 0.72172 | 0.67342 | 0.67342 | 0.66502 | 0.71892 | 0.70072 | 0.72802 | 0.66502 | 0.69862 | 0.67552 | 0.68672 | 0.73362 | 0.72662 | 0.68392 | 0.69162 | 0.69442 | 0.67132 | 0.67482 | 0.67552 | 0.71892 | 0.72732 | 0.70142 | 0.68602 | 0.67972
ON_AGN_DSS | 467 | 230 | ON | 0.004533 | 467 | 24640 | 1.1169 | 1.2364 | 1.1918 | 1.1713 | 1.1677 | 1.1665 | 1.2003 | 1.2268 | 1.2413 | 1.1653 | 1.146 | 1.193 | 1.234 | 1.1689 | 1.2159 | 1.2268 | 1.1737 | 1.1629 | 1.2545 | 1.1846 | 1.1858 | 1.187 | 1.1617 | 1.1713 | 1.1954 | 1.1653 | 1.1604 | 1.1978 | 1.2437 | 1.1966 | 1.1496 | 1.1822 | 1.1629 | 1.2183 | 1.1677 | 1.2051 | 1.1785 | 1.1496 | 1.1858 | 1.2557 | 1.187 | 1.1749 | 1.2425 | 1.146 | 1.228 | 1.2015 | 1.1858 | 1.2545 | 1.158 | 1.3615 | 1.2679 | 1.2863 | 1.3035 | 1.3509 | 1.2903 | 1.2929 | 1.2784 | 1.3654 | 1.3483 | 1.2679 | 1.2639 | 1.285 | 1.3312 | 1.3522 | 1.3562 | 1.3786 | 1.2824 | 1.3114 | 1.2863 | 1.3457 | 1.3206 | 1.3035 | 1.2613 | 1.2982 | 1.3022 | 1.3206 | 1.3008 | 1.2574 | 1.2587 | 1.2521 | 1.3035 | 1.3615 | 1.2758 | 1.3061 | 1.2626 | 1.2718 | 1.3325 | 1.2929 | 1.3338 | 1.376 | 1.3602 | 1.3298 | 1.3839 | 1.3088 | 1.289 | 1.2771 | 1.2587 | 1.3068 | 1.3912 | 1.3323 | 1.3229 | 1.3618 | 1.3591 | 1.3537 | 1.3537 | 1.3028 | 1.3805 | 1.3805 | 1.3644 | 1.2854 | 1.3484 | 1.3926 | 1.3805 | 1.3162 | 1.3014 | 1.406 | 1.3216 | 1.3832 | 1.351 | 1.2894 | 1.3658 | 1.2961 | 1.3859 | 1.3055 | 1.2733 | 1.3698 | 1.2854 | 1.2961 | 1.406 | 1.3135 | 1.3175 | 1.3149 | 1.2813 | 1.3698 | 1.3028 | 1.3551 | 1.2733 | 1.2921 | 1.3631 | 1.3256 | 1.3805 | 1.3631 | 1.3939 | 1.4073 | 1.3189 | 1.4506 | 1.4353 | 1.4646 | 1.4506 | 1.3333 | 1.3934 | 1.4325 | 1.3822 | 1.4562 | 1.4576 | 1.3333 | 1.4031 | 1.4618 | 1.4031 | 1.4269 | 1.4311 | 1.4464 | 1.3529 | 1.4367 | 1.3962 | 1.3822 | 1.4101 | 1.4017 | 1.4325 | 1.3766 | 1.3654 | 1.4618 | 1.4353 | 1.4059 | 1.3361 | 1.4059 | 1.4576 | 1.3654 | 1.3892 | 1.3892 | 1.385 | 1.3305 | 1.4157 | 1.3278 | 1.3305 | 1.3641 | 1.445 | 1.3696 | 1.4129 | 1.3347 | 1.4311 | 1.4604 | 1.4325 | 1.3547 | 1.3859 | 1.4185 | 1.3618 | 1.41 | 1.3873 | 1.3802 | 1.4313 | 1.3845 | 1.4313 | 1.3958 | 1.4369 | 1.4185 | 1.4625 | 1.4057 | 1.3873 | 1.3703 | 1.3547 | 1.4327 | 1.3504 | 1.3646 | 1.4554 | 1.3958 | 1.4894 | 1.3618 | 1.444 | 1.4696 | 1.3703 | 1.3845 | 1.4015 | 1.4213 | 1.4795 | 1.4057 | 1.4596 | 1.3887 | 1.4369 | 1.4511 | 1.3476 | 1.4313 | 1.4228 | 1.41 | 1.4625 | 1.4001 | 1.4128 | 1.4639 | 1.4015 | 1.3887 | 1.3972 | 1.4114 | 1.3646 | 1.3603 | 1.4001 | 1.4114 | 1.4213 | 1.4525 | 1.471 | 1.3901 | 1.4525 | 1.4313 | 1.4554 | 1.3745 | 1.4001 | 1.3674 | 1.4894 | 1.3717 | 1.4398 | 1.4142 | 1.4412 | 1.349 | 1.4525 | 1.4057 | 1.4625 | 1.3646 | 1.3646 | 1.3476 | 1.4568 | 1.4199 | 1.4752 | 1.3476 | 1.4157 | 1.3689 | 1.3916 | 1.4866 | 1.4724 | 1.3859 | 1.4015 | 1.4072 | 1.3603 | 1.3674 | 1.3689 | 1.4568 | 1.4738 | 1.4213 | 1.3901 | 1.3774
ON_AGN_JCT | 468 | 230 | ON | 0.004533 | 468 | 24640 | 1.1169 | 1.2364 | 1.1918 | 1.1713 | 1.1677 | 1.1665 | 1.2003 | 1.2268 | 1.2413 | 1.1653 | 1.146 | 1.193 | 1.234 | 1.1689 | 1.2159 | 1.2268 | 1.1737 | 1.1629 | 1.2545 | 1.1846 | 1.1858 | 1.187 | 1.1617 | 1.1713 | 1.1954 | 1.1653 | 1.1604 | 1.1978 | 1.2437 | 1.1966 | 1.1496 | 1.1822 | 1.1629 | 1.2183 | 1.1677 | 1.2051 | 1.1785 | 1.1496 | 1.1858 | 1.2557 | 1.187 | 1.1749 | 1.2425 | 1.146 | 1.228 | 1.2015 | 1.1858 | 1.2545 | 1.158 | 1.3615 | 1.2679 | 1.2863 | 1.3035 | 1.3509 | 1.2903 | 1.2929 | 1.2784 | 1.3654 | 1.3483 | 1.2679 | 1.2639 | 1.285 | 1.3312 | 1.3522 | 1.3562 | 1.3786 | 1.2824 | 1.3114 | 1.2863 | 1.3457 | 1.3206 | 1.3035 | 1.2613 | 1.2982 | 1.3022 | 1.3206 | 1.3008 | 1.2574 | 1.2587 | 1.2521 | 1.3035 | 1.3615 | 1.2758 | 1.3061 | 1.2626 | 1.2718 | 1.3325 | 1.2929 | 1.3338 | 1.376 | 1.3602 | 1.3298 | 1.3839 | 1.3088 | 1.289 | 1.2771 | 1.2587 | 1.3068 | 1.3912 | 1.3323 | 1.3229 | 1.3618 | 1.3591 | 1.3537 | 1.3537 | 1.3028 | 1.3805 | 1.3805 | 1.3644 | 1.2854 | 1.3484 | 1.3926 | 1.3805 | 1.3162 | 1.3014 | 1.406 | 1.3216 | 1.3832 | 1.351 | 1.2894 | 1.3658 | 1.2961 | 1.3859 | 1.3055 | 1.2733 | 1.3698 | 1.2854 | 1.2961 | 1.406 | 1.3135 | 1.3175 | 1.3149 | 1.2813 | 1.3698 | 1.3028 | 1.3551 | 1.2733 | 1.2921 | 1.3631 | 1.3256 | 1.3805 | 1.3631 | 1.3939 | 1.4073 | 1.3189 | 1.4506 | 1.4353 | 1.4646 | 1.4506 | 1.3333 | 1.3934 | 1.4325 | 1.3822 | 1.4562 | 1.4576 | 1.3333 | 1.4031 | 1.4618 | 1.4031 | 1.4269 | 1.4311 | 1.4464 | 1.3529 | 1.4367 | 1.3962 | 1.3822 | 1.4101 | 1.4017 | 1.4325 | 1.3766 | 1.3654 | 1.4618 | 1.4353 | 1.4059 | 1.3361 | 1.4059 | 1.4576 | 1.3654 | 1.3892 | 1.3892 | 1.385 | 1.3305 | 1.4157 | 1.3278 | 1.3305 | 1.3641 | 1.445 | 1.3696 | 1.4129 | 1.3347 | 1.4311 | 1.4604 | 1.4325 | 1.3547 | 1.3859 | 1.4185 | 1.3618 | 1.41 | 1.3873 | 1.3802 | 1.4313 | 1.3845 | 1.4313 | 1.3958 | 1.4369 | 1.4185 | 1.4625 | 1.4057 | 1.3873 | 1.3703 | 1.3547 | 1.4327 | 1.3504 | 1.3646 | 1.4554 | 1.3958 | 1.4894 | 1.3618 | 1.444 | 1.4696 | 1.3703 | 1.3845 | 1.4015 | 1.4213 | 1.4795 | 1.4057 | 1.4596 | 1.3887 | 1.4369 | 1.4511 | 1.3476 | 1.4313 | 1.4228 | 1.41 | 1.4625 | 1.4001 | 1.4128 | 1.4639 | 1.4015 | 1.3887 | 1.3972 | 1.4114 | 1.3646 | 1.3603 | 1.4001 | 1.4114 | 1.4213 | 1.4525 | 1.471 | 1.3901 | 1.4525 | 1.4313 | 1.4554 | 1.3745 | 1.4001 | 1.3674 | 1.4894 | 1.3717 | 1.4398 | 1.4142 | 1.4412 | 1.349 | 1.4525 | 1.4057 | 1.4625 | 1.3646 | 1.3646 | 1.3476 | 1.4568 | 1.4199 | 1.4752 | 1.3476 | 1.4157 | 1.3689 | 1.3916 | 1.4866 | 1.4724 | 1.3859 | 1.4015 | 1.4072 | 1.3603 | 1.3674 | 1.3689 | 1.4568 | 1.4738 | 1.4213 | 1.3901 | 1.3774
ON_ALB_DSS | 469 | 230 | ON | 0.003026 | 469 | 24640 | 0.74561 | 0.82539 | 0.79559 | 0.7819 | 0.77949 | 0.77868 | 0.80123 | 0.81894 | 0.82861 | 0.77788 | 0.76499 | 0.7964 | 0.82378 | 0.78029 | 0.8117 | 0.81894 | 0.78351 | 0.77627 | 0.83747 | 0.79076 | 0.79157 | 0.79237 | 0.77546 | 0.7819 | 0.79801 | 0.77788 | 0.77466 | 0.79962 | 0.83022 | 0.79881 | 0.76741 | 0.78915 | 0.77627 | 0.81331 | 0.77949 | 0.80445 | 0.78673 | 0.76741 | 0.79157 | 0.83827 | 0.79237 | 0.78432 | 0.82941 | 0.76499 | 0.81975 | 0.80203 | 0.79157 | 0.83747 | 0.77304 | 0.90885 | 0.84638 | 0.8587 | 0.87014 | 0.90181 | 0.86134 | 0.8631 | 0.85342 | 0.91149 | 0.90005 | 0.84638 | 0.84374 | 0.85782 | 0.88861 | 0.90269 | 0.90533 | 0.92029 | 0.85606 | 0.87542 | 0.8587 | 0.89829 | 0.88158 | 0.87014 | 0.84198 | 0.86662 | 0.86926 | 0.88158 | 0.86838 | 0.83934 | 0.84022 | 0.83582 | 0.87014 | 0.90885 | 0.85166 | 0.8719 | 0.84286 | 0.84902 | 0.88949 | 0.8631 | 0.89037 | 0.91853 | 0.90797 | 0.88773 | 0.92381 | 0.87366 | 0.86046 | 0.85254 | 0.84022 | 0.87236 | 0.92873 | 0.88936 | 0.8831 | 0.90904 | 0.90725 | 0.90367 | 0.90367 | 0.86968 | 0.92157 | 0.92157 | 0.91083 | 0.85804 | 0.9001 | 0.92962 | 0.92157 | 0.87862 | 0.86878 | 0.93857 | 0.8822 | 0.92336 | 0.90189 | 0.86073 | 0.91173 | 0.8652 | 0.92515 | 0.87146 | 0.84999 | 0.91441 | 0.85804 | 0.8652 | 0.93857 | 0.87683 | 0.87952 | 0.87773 | 0.85536 | 0.91441 | 0.86968 | 0.90457 | 0.84999 | 0.86252 | 0.90994 | 0.88489 | 0.92157 | 0.90994 | 0.93052 | 0.93946 | 0.88041 | 0.96836 | 0.9581 | 0.97768 | 0.96836 | 0.89007 | 0.93014 | 0.95624 | 0.92269 | 0.97208 | 0.97302 | 0.89007 | 0.93667 | 0.97581 | 0.93667 | 0.95251 | 0.95531 | 0.96556 | 0.90312 | 0.95904 | 0.93201 | 0.92269 | 0.94133 | 0.93574 | 0.95624 | 0.91896 | 0.9115 | 0.97581 | 0.9581 | 0.93853 | 0.89193 | 0.93853 | 0.97302 | 0.9115 | 0.92735 | 0.92735 | 0.92455 | 0.8882 | 0.94506 | 0.88634 | 0.8882 | 0.91057 | 0.96463 | 0.9143 | 0.94319 | 0.891 | 0.95531 | 0.97488 | 0.95624 | 0.90431 | 0.92514 | 0.94692 | 0.90904 | 0.94124 | 0.92609 | 0.92135 | 0.95544 | 0.92419 | 0.95544 | 0.93177 | 0.95923 | 0.94692 | 0.97627 | 0.9384 | 0.92609 | 0.91472 | 0.90431 | 0.95639 | 0.90147 | 0.91094 | 0.97154 | 0.93177 | 0.99427 | 0.90904 | 0.96396 | 0.98101 | 0.91472 | 0.92419 | 0.93556 | 0.94881 | 0.98764 | 0.9384 | 0.97438 | 0.92703 | 0.95923 | 0.9687 | 0.89957 | 0.95544 | 0.94976 | 0.94124 | 0.97627 | 0.93461 | 0.94313 | 0.97722 | 0.93556 | 0.92703 | 0.93272 | 0.94219 | 0.91094 | 0.9081 | 0.93461 | 0.94219 | 0.94881 | 0.96965 | 0.98196 | 0.92798 | 0.96965 | 0.95544 | 0.97154 | 0.91757 | 0.93461 | 0.91283 | 0.99427 | 0.91567 | 0.96112 | 0.94408 | 0.96207 | 0.90052 | 0.96965 | 0.9384 | 0.97627 | 0.91094 | 0.91094 | 0.89957 | 0.97249 | 0.94787 | 0.9848 | 0.89957 | 0.94503 | 0.91378 | 0.92893 | 0.99237 | 0.9829 | 0.92514 | 0.93556 | 0.93934 | 0.9081 | 0.91283 | 0.91378 | 0.97249 | 0.98385 | 0.94881 | 0.92798 | 0.91946
ON_ALB_JCT | 470 | 230 | ON | 0.003026 | 470 | 24640 | 0.74561 | 0.82539 | 0.79559 | 0.7819 | 0.77949 | 0.77868 | 0.80123 | 0.81894 | 0.82861 | 0.77788 | 0.76499 | 0.7964 | 0.82378 | 0.78029 | 0.8117 | 0.81894 | 0.78351 | 0.77627 | 0.83747 | 0.79076 | 0.79157 | 0.79237 | 0.77546 | 0.7819 | 0.79801 | 0.77788 | 0.77466 | 0.79962 | 0.83022 | 0.79881 | 0.76741 | 0.78915 | 0.77627 | 0.81331 | 0.77949 | 0.80445 | 0.78673 | 0.76741 | 0.79157 | 0.83827 | 0.79237 | 0.78432 | 0.82941 | 0.76499 | 0.81975 | 0.80203 | 0.79157 | 0.83747 | 0.77304 | 0.90885 | 0.84638 | 0.8587 | 0.87014 | 0.90181 | 0.86134 | 0.8631 | 0.85342 | 0.91149 | 0.90005 | 0.84638 | 0.84374 | 0.85782 | 0.88861 | 0.90269 | 0.90533 | 0.92029 | 0.85606 | 0.87542 | 0.8587 | 0.89829 | 0.88158 | 0.87014 | 0.84198 | 0.86662 | 0.86926 | 0.88158 | 0.86838 | 0.83934 | 0.84022 | 0.83582 | 0.87014 | 0.90885 | 0.85166 | 0.8719 | 0.84286 | 0.84902 | 0.88949 | 0.8631 | 0.89037 | 0.91853 | 0.90797 | 0.88773 | 0.92381 | 0.87366 | 0.86046 | 0.85254 | 0.84022 | 0.87236 | 0.92873 | 0.88936 | 0.8831 | 0.90904 | 0.90725 | 0.90367 | 0.90367 | 0.86968 | 0.92157 | 0.92157 | 0.91083 | 0.85804 | 0.9001 | 0.92962 | 0.92157 | 0.87862 | 0.86878 | 0.93857 | 0.8822 | 0.92336 | 0.90189 | 0.86073 | 0.91173 | 0.8652 | 0.92515 | 0.87146 | 0.84999 | 0.91441 | 0.85804 | 0.8652 | 0.93857 | 0.87683 | 0.87952 | 0.87773 | 0.85536 | 0.91441 | 0.86968 | 0.90457 | 0.84999 | 0.86252 | 0.90994 | 0.88489 | 0.92157 | 0.90994 | 0.93052 | 0.93946 | 0.88041 | 0.96836 | 0.9581 | 0.97768 | 0.96836 | 0.89007 | 0.93014 | 0.95624 | 0.92269 | 0.97208 | 0.97302 | 0.89007 | 0.93667 | 0.97581 | 0.93667 | 0.95251 | 0.95531 | 0.96556 | 0.90312 | 0.95904 | 0.93201 | 0.92269 | 0.94133 | 0.93574 | 0.95624 | 0.91896 | 0.9115 | 0.97581 | 0.9581 | 0.93853 | 0.89193 | 0.93853 | 0.97302 | 0.9115 | 0.92735 | 0.92735 | 0.92455 | 0.8882 | 0.94506 | 0.88634 | 0.8882 | 0.91057 | 0.96463 | 0.9143 | 0.94319 | 0.891 | 0.95531 | 0.97488 | 0.95624 | 0.90431 | 0.92514 | 0.94692 | 0.90904 | 0.94124 | 0.92609 | 0.92135 | 0.95544 | 0.92419 | 0.95544 | 0.93177 | 0.95923 | 0.94692 | 0.97627 | 0.9384 | 0.92609 | 0.91472 | 0.90431 | 0.95639 | 0.90147 | 0.91094 | 0.97154 | 0.93177 | 0.99427 | 0.90904 | 0.96396 | 0.98101 | 0.91472 | 0.92419 | 0.93556 | 0.94881 | 0.98764 | 0.9384 | 0.97438 | 0.92703 | 0.95923 | 0.9687 | 0.89957 | 0.95544 | 0.94976 | 0.94124 | 0.97627 | 0.93461 | 0.94313 | 0.97722 | 0.93556 | 0.92703 | 0.93272 | 0.94219 | 0.91094 | 0.9081 | 0.93461 | 0.94219 | 0.94881 | 0.96965 | 0.98196 | 0.92798 | 0.96965 | 0.95544 | 0.97154 | 0.91757 | 0.93461 | 0.91283 | 0.99427 | 0.91567 | 0.96112 | 0.94408 | 0.96207 | 0.90052 | 0.96965 | 0.9384 | 0.97627 | 0.91094 | 0.91094 | 0.89957 | 0.97249 | 0.94787 | 0.9848 | 0.89957 | 0.94503 | 0.91378 | 0.92893 | 0.99237 | 0.9829 | 0.92514 | 0.93556 | 0.93934 | 0.9081 | 0.91283 | 0.91378 | 0.97249 | 0.98385 | 0.94881 | 0.92798 | 0.91946
ON_ALG_TSS | 471 | 230 | ON | 0.00126 | 471 | 24640 | 0.31046 | 0.34368 | 0.33128 | 0.32558 | 0.32457 | 0.32424 | 0.33362 | 0.341 | 0.34502 | 0.3239 | 0.31854 | 0.33161 | 0.34301 | 0.32491 | 0.33798 | 0.341 | 0.32625 | 0.32323 | 0.34871 | 0.32927 | 0.3296 | 0.32994 | 0.32289 | 0.32558 | 0.33228 | 0.3239 | 0.32256 | 0.33295 | 0.3457 | 0.33262 | 0.31954 | 0.3286 | 0.32323 | 0.33865 | 0.32457 | 0.33497 | 0.32759 | 0.31954 | 0.3296 | 0.34905 | 0.32994 | 0.32658 | 0.34536 | 0.31854 | 0.34134 | 0.33396 | 0.3296 | 0.34871 | 0.32189 | 0.37844 | 0.35243 | 0.35756 | 0.36232 | 0.37551 | 0.35865 | 0.35939 | 0.35536 | 0.37954 | 0.37477 | 0.35243 | 0.35133 | 0.35719 | 0.37001 | 0.37587 | 0.37697 | 0.3832 | 0.35646 | 0.36452 | 0.35756 | 0.37404 | 0.36708 | 0.36232 | 0.35059 | 0.36085 | 0.36195 | 0.36708 | 0.36159 | 0.3495 | 0.34986 | 0.34803 | 0.36232 | 0.37844 | 0.35462 | 0.36305 | 0.35096 | 0.35353 | 0.37038 | 0.35939 | 0.37074 | 0.38247 | 0.37807 | 0.36964 | 0.38466 | 0.36378 | 0.35829 | 0.35499 | 0.34986 | 0.36324 | 0.38671 | 0.37032 | 0.36771 | 0.37852 | 0.37777 | 0.37628 | 0.37628 | 0.36213 | 0.38373 | 0.38373 | 0.37926 | 0.35728 | 0.37479 | 0.38709 | 0.38373 | 0.36585 | 0.36175 | 0.39081 | 0.36734 | 0.38448 | 0.37554 | 0.3584 | 0.37964 | 0.36026 | 0.38522 | 0.36287 | 0.35393 | 0.38075 | 0.35728 | 0.36026 | 0.39081 | 0.36511 | 0.36622 | 0.36548 | 0.35616 | 0.38075 | 0.36213 | 0.37665 | 0.35393 | 0.35914 | 0.37889 | 0.36846 | 0.38373 | 0.37889 | 0.38746 | 0.39118 | 0.3666 | 0.40322 | 0.39895 | 0.4071 | 0.40322 | 0.37062 | 0.3873 | 0.39817 | 0.3842 | 0.40477 | 0.40516 | 0.37062 | 0.39002 | 0.40632 | 0.39002 | 0.39662 | 0.39778 | 0.40205 | 0.37605 | 0.39933 | 0.38808 | 0.3842 | 0.39196 | 0.38963 | 0.39817 | 0.38265 | 0.37954 | 0.40632 | 0.39895 | 0.3908 | 0.37139 | 0.3908 | 0.40516 | 0.37954 | 0.38614 | 0.38614 | 0.38498 | 0.36984 | 0.39351 | 0.36906 | 0.36984 | 0.37915 | 0.40166 | 0.38071 | 0.39274 | 0.371 | 0.39778 | 0.40593 | 0.39817 | 0.37655 | 0.38522 | 0.39429 | 0.37852 | 0.39192 | 0.38561 | 0.38364 | 0.39784 | 0.38483 | 0.39784 | 0.38798 | 0.39942 | 0.39429 | 0.40651 | 0.39074 | 0.38561 | 0.38088 | 0.37655 | 0.39823 | 0.37536 | 0.37931 | 0.40454 | 0.38798 | 0.414 | 0.37852 | 0.40139 | 0.40848 | 0.38088 | 0.38483 | 0.38956 | 0.39508 | 0.41124 | 0.39074 | 0.40572 | 0.38601 | 0.39942 | 0.40336 | 0.37457 | 0.39784 | 0.39547 | 0.39192 | 0.40651 | 0.38916 | 0.39271 | 0.40691 | 0.38956 | 0.38601 | 0.38837 | 0.39232 | 0.37931 | 0.37812 | 0.38916 | 0.39232 | 0.39508 | 0.40375 | 0.40888 | 0.3864 | 0.40375 | 0.39784 | 0.40454 | 0.38207 | 0.38916 | 0.38009 | 0.414 | 0.38128 | 0.4002 | 0.39311 | 0.4006 | 0.37497 | 0.40375 | 0.39074 | 0.40651 | 0.37931 | 0.37931 | 0.37457 | 0.40494 | 0.39468 | 0.41006 | 0.37457 | 0.3935 | 0.38049 | 0.3868 | 0.41322 | 0.40927 | 0.38522 | 0.38956 | 0.39113 | 0.37812 | 0.38009 | 0.38049 | 0.40494 | 0.40967 | 0.39508 | 0.3864 | 0.38285
ON_ALL_TSS | 472 | 230 | ON | 0.002237 | 472 | 24640 | 0.5512 | 0.61017 | 0.58815 | 0.57803 | 0.57624 | 0.57565 | 0.59232 | 0.60541 | 0.61256 | 0.57505 | 0.56553 | 0.58874 | 0.60898 | 0.57684 | 0.60005 | 0.60541 | 0.57922 | 0.57386 | 0.6191 | 0.58458 | 0.58517 | 0.58577 | 0.57327 | 0.57803 | 0.58993 | 0.57505 | 0.57267 | 0.59113 | 0.61375 | 0.59053 | 0.56731 | 0.58339 | 0.57386 | 0.60125 | 0.57624 | 0.5947 | 0.5816 | 0.56731 | 0.58517 | 0.6197 | 0.58577 | 0.57981 | 0.61315 | 0.56553 | 0.60601 | 0.59291 | 0.58517 | 0.6191 | 0.57148 | 0.67188 | 0.6257 | 0.6348 | 0.64326 | 0.66667 | 0.63675 | 0.63805 | 0.6309 | 0.67383 | 0.66537 | 0.6257 | 0.62375 | 0.63415 | 0.65692 | 0.66732 | 0.66927 | 0.68033 | 0.63285 | 0.64716 | 0.6348 | 0.66407 | 0.65171 | 0.64326 | 0.62244 | 0.64066 | 0.64261 | 0.65171 | 0.64196 | 0.62049 | 0.62114 | 0.61789 | 0.64326 | 0.67188 | 0.6296 | 0.64456 | 0.62309 | 0.62765 | 0.65757 | 0.63805 | 0.65822 | 0.67903 | 0.67123 | 0.65627 | 0.68293 | 0.64586 | 0.6361 | 0.63025 | 0.62114 | 0.6449 | 0.68657 | 0.65747 | 0.65284 | 0.67202 | 0.6707 | 0.66805 | 0.66805 | 0.64292 | 0.68128 | 0.68128 | 0.67334 | 0.63432 | 0.6654 | 0.68723 | 0.68128 | 0.64953 | 0.64225 | 0.69385 | 0.65218 | 0.6826 | 0.66673 | 0.6363 | 0.674 | 0.63961 | 0.68392 | 0.64424 | 0.62836 | 0.67599 | 0.63432 | 0.63961 | 0.69385 | 0.64821 | 0.65019 | 0.64887 | 0.63233 | 0.67599 | 0.64292 | 0.66871 | 0.62836 | 0.63762 | 0.67268 | 0.65416 | 0.68128 | 0.67268 | 0.68789 | 0.69451 | 0.65085 | 0.71587 | 0.70829 | 0.72276 | 0.71587 | 0.65799 | 0.68762 | 0.70691 | 0.68211 | 0.71862 | 0.71931 | 0.65799 | 0.69244 | 0.72138 | 0.69244 | 0.70415 | 0.70622 | 0.7138 | 0.66764 | 0.70898 | 0.689 | 0.68211 | 0.69589 | 0.69175 | 0.70691 | 0.67935 | 0.67384 | 0.72138 | 0.70829 | 0.69382 | 0.65937 | 0.69382 | 0.71931 | 0.67384 | 0.68555 | 0.68555 | 0.68348 | 0.65661 | 0.69864 | 0.65524 | 0.65661 | 0.67315 | 0.71311 | 0.67591 | 0.69726 | 0.65868 | 0.70622 | 0.72069 | 0.70691 | 0.66852 | 0.68392 | 0.70002 | 0.67202 | 0.69582 | 0.68462 | 0.68112 | 0.70632 | 0.68322 | 0.70632 | 0.68882 | 0.70912 | 0.70002 | 0.72172 | 0.69372 | 0.68462 | 0.67622 | 0.66852 | 0.70702 | 0.66642 | 0.67342 | 0.71822 | 0.68882 | 0.73502 | 0.67202 | 0.71262 | 0.72522 | 0.67622 | 0.68322 | 0.69162 | 0.70142 | 0.73012 | 0.69372 | 0.72032 | 0.68532 | 0.70912 | 0.71612 | 0.66502 | 0.70632 | 0.70212 | 0.69582 | 0.72172 | 0.69092 | 0.69722 | 0.72242 | 0.69162 | 0.68532 | 0.68952 | 0.69652 | 0.67342 | 0.67132 | 0.69092 | 0.69652 | 0.70142 | 0.71682 | 0.72592 | 0.68602 | 0.71682 | 0.70632 | 0.71822 | 0.67832 | 0.69092 | 0.67482 | 0.73502 | 0.67692 | 0.71052 | 0.69792 | 0.71122 | 0.66572 | 0.71682 | 0.69372 | 0.72172 | 0.67342 | 0.67342 | 0.66502 | 0.71892 | 0.70072 | 0.72802 | 0.66502 | 0.69862 | 0.67552 | 0.68672 | 0.73362 | 0.72662 | 0.68392 | 0.69162 | 0.69442 | 0.67132 | 0.67482 | 0.67552 | 0.71892 | 0.72732 | 0.70142 | 0.68602 | 0.67972
ON_ALM_DSS | 473 | 230 | ON | 0.001071 | 473 | 24640 | 0.26389 | 0.29213 | 0.28159 | 0.27674 | 0.27589 | 0.2756 | 0.28358 | 0.28985 | 0.29327 | 0.27532 | 0.27076 | 0.28187 | 0.29156 | 0.27617 | 0.28729 | 0.28985 | 0.27731 | 0.27475 | 0.29641 | 0.27988 | 0.28016 | 0.28045 | 0.27446 | 0.27674 | 0.28244 | 0.27532 | 0.27418 | 0.28301 | 0.29384 | 0.28273 | 0.27161 | 0.27931 | 0.27475 | 0.28786 | 0.27589 | 0.28472 | 0.27845 | 0.27161 | 0.28016 | 0.29669 | 0.28045 | 0.2776 | 0.29356 | 0.27076 | 0.29014 | 0.28387 | 0.28016 | 0.29641 | 0.27361 | 0.32167 | 0.29956 | 0.30392 | 0.30797 | 0.31918 | 0.30486 | 0.30548 | 0.30205 | 0.32261 | 0.31856 | 0.29956 | 0.29863 | 0.30361 | 0.31451 | 0.31949 | 0.32043 | 0.32572 | 0.30299 | 0.30984 | 0.30392 | 0.31793 | 0.31202 | 0.30797 | 0.29801 | 0.30672 | 0.30766 | 0.31202 | 0.30735 | 0.29707 | 0.29738 | 0.29583 | 0.30797 | 0.32167 | 0.30143 | 0.30859 | 0.29832 | 0.3005 | 0.31482 | 0.30548 | 0.31513 | 0.3251 | 0.32136 | 0.3142 | 0.32697 | 0.30922 | 0.30454 | 0.30174 | 0.29738 | 0.30876 | 0.32871 | 0.31477 | 0.31256 | 0.32174 | 0.32111 | 0.31984 | 0.31984 | 0.30781 | 0.32617 | 0.32617 | 0.32237 | 0.30369 | 0.31857 | 0.32902 | 0.32617 | 0.31097 | 0.30749 | 0.33219 | 0.31224 | 0.32681 | 0.31921 | 0.30464 | 0.32269 | 0.30622 | 0.32744 | 0.30844 | 0.30084 | 0.32364 | 0.30369 | 0.30622 | 0.33219 | 0.31034 | 0.31129 | 0.31066 | 0.30274 | 0.32364 | 0.30781 | 0.32016 | 0.30084 | 0.30527 | 0.32206 | 0.31319 | 0.32617 | 0.32206 | 0.32934 | 0.33251 | 0.31161 | 0.34273 | 0.3391 | 0.34603 | 0.34273 | 0.31502 | 0.32921 | 0.33844 | 0.32657 | 0.34405 | 0.34438 | 0.31502 | 0.33152 | 0.34537 | 0.33152 | 0.33713 | 0.33811 | 0.34174 | 0.31964 | 0.33943 | 0.32987 | 0.32657 | 0.33317 | 0.33119 | 0.33844 | 0.32525 | 0.32261 | 0.34537 | 0.3391 | 0.33218 | 0.31568 | 0.33218 | 0.34438 | 0.32261 | 0.32822 | 0.32822 | 0.32723 | 0.31436 | 0.33449 | 0.3137 | 0.31436 | 0.32228 | 0.34141 | 0.3236 | 0.33383 | 0.31535 | 0.33811 | 0.34504 | 0.33844 | 0.32006 | 0.32744 | 0.33515 | 0.32174 | 0.33314 | 0.32777 | 0.3261 | 0.33816 | 0.3271 | 0.33816 | 0.32978 | 0.3395 | 0.33515 | 0.34554 | 0.33213 | 0.32777 | 0.32375 | 0.32006 | 0.3385 | 0.31906 | 0.32241 | 0.34386 | 0.32978 | 0.3519 | 0.32174 | 0.34118 | 0.34721 | 0.32375 | 0.3271 | 0.33112 | 0.33582 | 0.34956 | 0.33213 | 0.34487 | 0.32811 | 0.3395 | 0.34285 | 0.31839 | 0.33816 | 0.33615 | 0.33314 | 0.34554 | 0.33079 | 0.33381 | 0.34587 | 0.33112 | 0.32811 | 0.33012 | 0.33347 | 0.32241 | 0.3214 | 0.33079 | 0.33347 | 0.33582 | 0.34319 | 0.34755 | 0.32844 | 0.34319 | 0.33816 | 0.34386 | 0.32476 | 0.33079 | 0.32308 | 0.3519 | 0.32409 | 0.34017 | 0.33414 | 0.34051 | 0.31872 | 0.34319 | 0.33213 | 0.34554 | 0.32241 | 0.32241 | 0.31839 | 0.34419 | 0.33548 | 0.34855 | 0.31839 | 0.33448 | 0.32342 | 0.32878 | 0.35123 | 0.34788 | 0.32744 | 0.33112 | 0.33246 | 0.3214 | 0.32308 | 0.32342 | 0.34419 | 0.34822 | 0.33582 | 0.32844 | 0.32543
ON_ALQ_JCT | 474 | 230 | ON | 0.002237 | 474 | 24640 | 0.5512 | 0.61017 | 0.58815 | 0.57803 | 0.57624 | 0.57565 | 0.59232 | 0.60541 | 0.61256 | 0.57505 | 0.56553 | 0.58874 | 0.60898 | 0.57684 | 0.60005 | 0.60541 | 0.57922 | 0.57386 | 0.6191 | 0.58458 | 0.58517 | 0.58577 | 0.57327 | 0.57803 | 0.58993 | 0.57505 | 0.57267 | 0.59113 | 0.61375 | 0.59053 | 0.56731 | 0.58339 | 0.57386 | 0.60125 | 0.57624 | 0.5947 | 0.5816 | 0.56731 | 0.58517 | 0.6197 | 0.58577 | 0.57981 | 0.61315 | 0.56553 | 0.60601 | 0.59291 | 0.58517 | 0.6191 | 0.57148 | 0.67188 | 0.6257 | 0.6348 | 0.64326 | 0.66667 | 0.63675 | 0.63805 | 0.6309 | 0.67383 | 0.66537 | 0.6257 | 0.62375 | 0.63415 | 0.65692 | 0.66732 | 0.66927 | 0.68033 | 0.63285 | 0.64716 | 0.6348 | 0.66407 | 0.65171 | 0.64326 | 0.62244 | 0.64066 | 0.64261 | 0.65171 | 0.64196 | 0.62049 | 0.62114 | 0.61789 | 0.64326 | 0.67188 | 0.6296 | 0.64456 | 0.62309 | 0.62765 | 0.65757 | 0.63805 | 0.65822 | 0.67903 | 0.67123 | 0.65627 | 0.68293 | 0.64586 | 0.6361 | 0.63025 | 0.62114 | 0.6449 | 0.68657 | 0.65747 | 0.65284 | 0.67202 | 0.6707 | 0.66805 | 0.66805 | 0.64292 | 0.68128 | 0.68128 | 0.67334 | 0.63432 | 0.6654 | 0.68723 | 0.68128 | 0.64953 | 0.64225 | 0.69385 | 0.65218 | 0.6826 | 0.66673 | 0.6363 | 0.674 | 0.63961 | 0.68392 | 0.64424 | 0.62836 | 0.67599 | 0.63432 | 0.63961 | 0.69385 | 0.64821 | 0.65019 | 0.64887 | 0.63233 | 0.67599 | 0.64292 | 0.66871 | 0.62836 | 0.63762 | 0.67268 | 0.65416 | 0.68128 | 0.67268 | 0.68789 | 0.69451 | 0.65085 | 0.71587 | 0.70829 | 0.72276 | 0.71587 | 0.65799 | 0.68762 | 0.70691 | 0.68211 | 0.71862 | 0.71931 | 0.65799 | 0.69244 | 0.72138 | 0.69244 | 0.70415 | 0.70622 | 0.7138 | 0.66764 | 0.70898 | 0.689 | 0.68211 | 0.69589 | 0.69175 | 0.70691 | 0.67935 | 0.67384 | 0.72138 | 0.70829 | 0.69382 | 0.65937 | 0.69382 | 0.71931 | 0.67384 | 0.68555 | 0.68555 | 0.68348 | 0.65661 | 0.69864 | 0.65524 | 0.65661 | 0.67315 | 0.71311 | 0.67591 | 0.69726 | 0.65868 | 0.70622 | 0.72069 | 0.70691 | 0.66852 | 0.68392 | 0.70002 | 0.67202 | 0.69582 | 0.68462 | 0.68112 | 0.70632 | 0.68322 | 0.70632 | 0.68882 | 0.70912 | 0.70002 | 0.72172 | 0.69372 | 0.68462 | 0.67622 | 0.66852 | 0.70702 | 0.66642 | 0.67342 | 0.71822 | 0.68882 | 0.73502 | 0.67202 | 0.71262 | 0.72522 | 0.67622 | 0.68322 | 0.69162 | 0.70142 | 0.73012 | 0.69372 | 0.72032 | 0.68532 | 0.70912 | 0.71612 | 0.66502 | 0.70632 | 0.70212 | 0.69582 | 0.72172 | 0.69092 | 0.69722 | 0.72242 | 0.69162 | 0.68532 | 0.68952 | 0.69652 | 0.67342 | 0.67132 | 0.69092 | 0.69652 | 0.70142 | 0.71682 | 0.72592 | 0.68602 | 0.71682 | 0.70632 | 0.71822 | 0.67832 | 0.69092 | 0.67482 | 0.73502 | 0.67692 | 0.71052 | 0.69792 | 0.71122 | 0.66572 | 0.71682 | 0.69372 | 0.72172 | 0.67342 | 0.67342 | 0.66502 | 0.71892 | 0.70072 | 0.72802 | 0.66502 | 0.69862 | 0.67552 | 0.68672 | 0.73362 | 0.72662 | 0.68392 | 0.69162 | 0.69442 | 0.67132 | 0.67482 | 0.67552 | 0.71892 | 0.72732 | 0.70142 | 0.68602 | 0.67972
ON_ALS_DSS | 475 | 230 | ON | 0.002337 | 475 | 24640 | 0.57584 | 0.63745 | 0.61444 | 0.60387 | 0.602 | 0.60138 | 0.61879 | 0.63248 | 0.63994 | 0.60076 | 0.59081 | 0.61506 | 0.63621 | 0.60262 | 0.62688 | 0.63248 | 0.60511 | 0.59952 | 0.64678 | 0.61071 | 0.61133 | 0.61195 | 0.59889 | 0.60387 | 0.61631 | 0.60076 | 0.59827 | 0.61755 | 0.64118 | 0.61693 | 0.59267 | 0.60947 | 0.59952 | 0.62812 | 0.602 | 0.62128 | 0.6076 | 0.59267 | 0.61133 | 0.6474 | 0.61195 | 0.60573 | 0.64056 | 0.59081 | 0.6331 | 0.61942 | 0.61133 | 0.64678 | 0.59703 | 0.70191 | 0.65367 | 0.66318 | 0.67201 | 0.69647 | 0.66522 | 0.66658 | 0.6591 | 0.70395 | 0.69512 | 0.65367 | 0.65163 | 0.6625 | 0.68628 | 0.69715 | 0.69919 | 0.71074 | 0.66114 | 0.67609 | 0.66318 | 0.69376 | 0.68085 | 0.67201 | 0.65027 | 0.6693 | 0.67133 | 0.68085 | 0.67065 | 0.64823 | 0.64891 | 0.64551 | 0.67201 | 0.70191 | 0.65774 | 0.67337 | 0.65095 | 0.65571 | 0.68696 | 0.66658 | 0.68764 | 0.70938 | 0.70123 | 0.6856 | 0.71346 | 0.67473 | 0.66454 | 0.65842 | 0.64891 | 0.67373 | 0.71726 | 0.68686 | 0.68202 | 0.70206 | 0.70068 | 0.69791 | 0.69791 | 0.67166 | 0.71173 | 0.71173 | 0.70344 | 0.66267 | 0.69515 | 0.71795 | 0.71173 | 0.67857 | 0.67097 | 0.72486 | 0.68133 | 0.71312 | 0.69653 | 0.66475 | 0.70413 | 0.6682 | 0.7145 | 0.67304 | 0.65645 | 0.70621 | 0.66267 | 0.6682 | 0.72486 | 0.67718 | 0.67926 | 0.67788 | 0.6606 | 0.70621 | 0.67166 | 0.69861 | 0.65645 | 0.66613 | 0.70275 | 0.6834 | 0.71173 | 0.70275 | 0.71864 | 0.72555 | 0.67995 | 0.74787 | 0.73995 | 0.75507 | 0.74787 | 0.68741 | 0.71836 | 0.73851 | 0.7126 | 0.75075 | 0.75147 | 0.68741 | 0.72339 | 0.75363 | 0.72339 | 0.73563 | 0.73779 | 0.74571 | 0.69748 | 0.74067 | 0.7198 | 0.7126 | 0.72699 | 0.72268 | 0.73851 | 0.70972 | 0.70396 | 0.75363 | 0.73995 | 0.72483 | 0.68884 | 0.72483 | 0.75147 | 0.70396 | 0.7162 | 0.7162 | 0.71404 | 0.68597 | 0.72987 | 0.68453 | 0.68597 | 0.70324 | 0.74499 | 0.70612 | 0.72843 | 0.68812 | 0.73779 | 0.75291 | 0.73851 | 0.6984 | 0.71449 | 0.73131 | 0.70206 | 0.72692 | 0.71522 | 0.71157 | 0.73789 | 0.71376 | 0.73789 | 0.71961 | 0.74082 | 0.73131 | 0.75398 | 0.72473 | 0.71522 | 0.70645 | 0.6984 | 0.73863 | 0.69621 | 0.70352 | 0.75033 | 0.71961 | 0.76788 | 0.70206 | 0.74448 | 0.75764 | 0.70645 | 0.71376 | 0.72254 | 0.73278 | 0.76276 | 0.72473 | 0.75252 | 0.71596 | 0.74082 | 0.74813 | 0.69475 | 0.73789 | 0.73351 | 0.72692 | 0.75398 | 0.72181 | 0.72839 | 0.75471 | 0.72254 | 0.71596 | 0.72034 | 0.72766 | 0.70352 | 0.70133 | 0.72181 | 0.72766 | 0.73278 | 0.74886 | 0.75837 | 0.71669 | 0.74886 | 0.73789 | 0.75033 | 0.70864 | 0.72181 | 0.70499 | 0.76788 | 0.70718 | 0.74228 | 0.72912 | 0.74301 | 0.69548 | 0.74886 | 0.72473 | 0.75398 | 0.70352 | 0.70352 | 0.69475 | 0.75106 | 0.73204 | 0.76057 | 0.69475 | 0.72985 | 0.70572 | 0.71742 | 0.76642 | 0.7591 | 0.71449 | 0.72254 | 0.72546 | 0.70133 | 0.70499 | 0.70572 | 0.75106 | 0.75983 | 0.73278 | 0.71669 | 0.7101
ON_ALS_JCT | 476 | 230 | ON | 0.002337 | 476 | 24640 | 0.57584 | 0.63745 | 0.61444 | 0.60387 | 0.602 | 0.60138 | 0.61879 | 0.63248 | 0.63994 | 0.60076 | 0.59081 | 0.61506 | 0.63621 | 0.60262 | 0.62688 | 0.63248 | 0.60511 | 0.59952 | 0.64678 | 0.61071 | 0.61133 | 0.61195 | 0.59889 | 0.60387 | 0.61631 | 0.60076 | 0.59827 | 0.61755 | 0.64118 | 0.61693 | 0.59267 | 0.60947 | 0.59952 | 0.62812 | 0.602 | 0.62128 | 0.6076 | 0.59267 | 0.61133 | 0.6474 | 0.61195 | 0.60573 | 0.64056 | 0.59081 | 0.6331 | 0.61942 | 0.61133 | 0.64678 | 0.59703 | 0.70191 | 0.65367 | 0.66318 | 0.67201 | 0.69647 | 0.66522 | 0.66658 | 0.6591 | 0.70395 | 0.69512 | 0.65367 | 0.65163 | 0.6625 | 0.68628 | 0.69715 | 0.69919 | 0.71074 | 0.66114 | 0.67609 | 0.66318 | 0.69376 | 0.68085 | 0.67201 | 0.65027 | 0.6693 | 0.67133 | 0.68085 | 0.67065 | 0.64823 | 0.64891 | 0.64551 | 0.67201 | 0.70191 | 0.65774 | 0.67337 | 0.65095 | 0.65571 | 0.68696 | 0.66658 | 0.68764 | 0.70938 | 0.70123 | 0.6856 | 0.71346 | 0.67473 | 0.66454 | 0.65842 | 0.64891 | 0.67373 | 0.71726 | 0.68686 | 0.68202 | 0.70206 | 0.70068 | 0.69791 | 0.69791 | 0.67166 | 0.71173 | 0.71173 | 0.70344 | 0.66267 | 0.69515 | 0.71795 | 0.71173 | 0.67857 | 0.67097 | 0.72486 | 0.68133 | 0.71312 | 0.69653 | 0.66475 | 0.70413 | 0.6682 | 0.7145 | 0.67304 | 0.65645 | 0.70621 | 0.66267 | 0.6682 | 0.72486 | 0.67718 | 0.67926 | 0.67788 | 0.6606 | 0.70621 | 0.67166 | 0.69861 | 0.65645 | 0.66613 | 0.70275 | 0.6834 | 0.71173 | 0.70275 | 0.71864 | 0.72555 | 0.67995 | 0.74787 | 0.73995 | 0.75507 | 0.74787 | 0.68741 | 0.71836 | 0.73851 | 0.7126 | 0.75075 | 0.75147 | 0.68741 | 0.72339 | 0.75363 | 0.72339 | 0.73563 | 0.73779 | 0.74571 | 0.69748 | 0.74067 | 0.7198 | 0.7126 | 0.72699 | 0.72268 | 0.73851 | 0.70972 | 0.70396 | 0.75363 | 0.73995 | 0.72483 | 0.68884 | 0.72483 | 0.75147 | 0.70396 | 0.7162 | 0.7162 | 0.71404 | 0.68597 | 0.72987 | 0.68453 | 0.68597 | 0.70324 | 0.74499 | 0.70612 | 0.72843 | 0.68812 | 0.73779 | 0.75291 | 0.73851 | 0.6984 | 0.71449 | 0.73131 | 0.70206 | 0.72692 | 0.71522 | 0.71157 | 0.73789 | 0.71376 | 0.73789 | 0.71961 | 0.74082 | 0.73131 | 0.75398 | 0.72473 | 0.71522 | 0.70645 | 0.6984 | 0.73863 | 0.69621 | 0.70352 | 0.75033 | 0.71961 | 0.76788 | 0.70206 | 0.74448 | 0.75764 | 0.70645 | 0.71376 | 0.72254 | 0.73278 | 0.76276 | 0.72473 | 0.75252 | 0.71596 | 0.74082 | 0.74813 | 0.69475 | 0.73789 | 0.73351 | 0.72692 | 0.75398 | 0.72181 | 0.72839 | 0.75471 | 0.72254 | 0.71596 | 0.72034 | 0.72766 | 0.70352 | 0.70133 | 0.72181 | 0.72766 | 0.73278 | 0.74886 | 0.75837 | 0.71669 | 0.74886 | 0.73789 | 0.75033 | 0.70864 | 0.72181 | 0.70499 | 0.76788 | 0.70718 | 0.74228 | 0.72912 | 0.74301 | 0.69548 | 0.74886 | 0.72473 | 0.75398 | 0.70352 | 0.70352 | 0.69475 | 0.75106 | 0.73204 | 0.76057 | 0.69475 | 0.72985 | 0.70572 | 0.71742 | 0.76642 | 0.7591 | 0.71449 | 0.72254 | 0.72546 | 0.70133 | 0.70499 | 0.70572 | 0.75106 | 0.75983 | 0.73278 | 0.71669 | 0.7101
ON_ALW_JCT | 477 | 230 | ON | 0.002237 | 477 | 24640 | 0.5512 | 0.61017 | 0.58815 | 0.57803 | 0.57624 | 0.57565 | 0.59232 | 0.60541 | 0.61256 | 0.57505 | 0.56553 | 0.58874 | 0.60898 | 0.57684 | 0.60005 | 0.60541 | 0.57922 | 0.57386 | 0.6191 | 0.58458 | 0.58517 | 0.58577 | 0.57327 | 0.57803 | 0.58993 | 0.57505 | 0.57267 | 0.59113 | 0.61375 | 0.59053 | 0.56731 | 0.58339 | 0.57386 | 0.60125 | 0.57624 | 0.5947 | 0.5816 | 0.56731 | 0.58517 | 0.6197 | 0.58577 | 0.57981 | 0.61315 | 0.56553 | 0.60601 | 0.59291 | 0.58517 | 0.6191 | 0.57148 | 0.67188 | 0.6257 | 0.6348 | 0.64326 | 0.66667 | 0.63675 | 0.63805 | 0.6309 | 0.67383 | 0.66537 | 0.6257 | 0.62375 | 0.63415 | 0.65692 | 0.66732 | 0.66927 | 0.68033 | 0.63285 | 0.64716 | 0.6348 | 0.66407 | 0.65171 | 0.64326 | 0.62244 | 0.64066 | 0.64261 | 0.65171 | 0.64196 | 0.62049 | 0.62114 | 0.61789 | 0.64326 | 0.67188 | 0.6296 | 0.64456 | 0.62309 | 0.62765 | 0.65757 | 0.63805 | 0.65822 | 0.67903 | 0.67123 | 0.65627 | 0.68293 | 0.64586 | 0.6361 | 0.63025 | 0.62114 | 0.6449 | 0.68657 | 0.65747 | 0.65284 | 0.67202 | 0.6707 | 0.66805 | 0.66805 | 0.64292 | 0.68128 | 0.68128 | 0.67334 | 0.63432 | 0.6654 | 0.68723 | 0.68128 | 0.64953 | 0.64225 | 0.69385 | 0.65218 | 0.6826 | 0.66673 | 0.6363 | 0.674 | 0.63961 | 0.68392 | 0.64424 | 0.62836 | 0.67599 | 0.63432 | 0.63961 | 0.69385 | 0.64821 | 0.65019 | 0.64887 | 0.63233 | 0.67599 | 0.64292 | 0.66871 | 0.62836 | 0.63762 | 0.67268 | 0.65416 | 0.68128 | 0.67268 | 0.68789 | 0.69451 | 0.65085 | 0.71587 | 0.70829 | 0.72276 | 0.71587 | 0.65799 | 0.68762 | 0.70691 | 0.68211 | 0.71862 | 0.71931 | 0.65799 | 0.69244 | 0.72138 | 0.69244 | 0.70415 | 0.70622 | 0.7138 | 0.66764 | 0.70898 | 0.689 | 0.68211 | 0.69589 | 0.69175 | 0.70691 | 0.67935 | 0.67384 | 0.72138 | 0.70829 | 0.69382 | 0.65937 | 0.69382 | 0.71931 | 0.67384 | 0.68555 | 0.68555 | 0.68348 | 0.65661 | 0.69864 | 0.65524 | 0.65661 | 0.67315 | 0.71311 | 0.67591 | 0.69726 | 0.65868 | 0.70622 | 0.72069 | 0.70691 | 0.66852 | 0.68392 | 0.70002 | 0.67202 | 0.69582 | 0.68462 | 0.68112 | 0.70632 | 0.68322 | 0.70632 | 0.68882 | 0.70912 | 0.70002 | 0.72172 | 0.69372 | 0.68462 | 0.67622 | 0.66852 | 0.70702 | 0.66642 | 0.67342 | 0.71822 | 0.68882 | 0.73502 | 0.67202 | 0.71262 | 0.72522 | 0.67622 | 0.68322 | 0.69162 | 0.70142 | 0.73012 | 0.69372 | 0.72032 | 0.68532 | 0.70912 | 0.71612 | 0.66502 | 0.70632 | 0.70212 | 0.69582 | 0.72172 | 0.69092 | 0.69722 | 0.72242 | 0.69162 | 0.68532 | 0.68952 | 0.69652 | 0.67342 | 0.67132 | 0.69092 | 0.69652 | 0.70142 | 0.71682 | 0.72592 | 0.68602 | 0.71682 | 0.70632 | 0.71822 | 0.67832 | 0.69092 | 0.67482 | 0.73502 | 0.67692 | 0.71052 | 0.69792 | 0.71122 | 0.66572 | 0.71682 | 0.69372 | 0.72172 | 0.67342 | 0.67342 | 0.66502 | 0.71892 | 0.70072 | 0.72802 | 0.66502 | 0.69862 | 0.67552 | 0.68672 | 0.73362 | 0.72662 | 0.68392 | 0.69162 | 0.69442 | 0.67132 | 0.67482 | 0.67552 | 0.71892 | 0.72732 | 0.70142 | 0.68602 | 0.67972
ON_AMA_JCT | 478 | 230 | ON | 0.001015 | 478 | 24640 | 0.2501 | 0.27686 | 0.26686 | 0.26227 | 0.26146 | 0.26119 | 0.26875 | 0.2747 | 0.27794 | 0.26092 | 0.2566 | 0.26713 | 0.27632 | 0.26173 | 0.27226 | 0.2747 | 0.26281 | 0.26038 | 0.28091 | 0.26524 | 0.26551 | 0.26578 | 0.26011 | 0.26227 | 0.26767 | 0.26092 | 0.25984 | 0.26821 | 0.27848 | 0.26794 | 0.25741 | 0.2647 | 0.26038 | 0.2728 | 0.26146 | 0.26983 | 0.26389 | 0.25741 | 0.26551 | 0.28118 | 0.26578 | 0.26308 | 0.27821 | 0.2566 | 0.27497 | 0.26902 | 0.26551 | 0.28091 | 0.2593 | 0.30485 | 0.2839 | 0.28803 | 0.29187 | 0.30249 | 0.28892 | 0.28951 | 0.28626 | 0.30574 | 0.3019 | 0.2839 | 0.28301 | 0.28774 | 0.29806 | 0.30279 | 0.30367 | 0.30869 | 0.28715 | 0.29364 | 0.28803 | 0.30131 | 0.2957 | 0.29187 | 0.28242 | 0.29069 | 0.29157 | 0.2957 | 0.29128 | 0.28154 | 0.28183 | 0.28036 | 0.29187 | 0.30485 | 0.28567 | 0.29246 | 0.28272 | 0.28478 | 0.29836 | 0.28951 | 0.29865 | 0.3081 | 0.30456 | 0.29777 | 0.30987 | 0.29305 | 0.28862 | 0.28596 | 0.28183 | 0.29261 | 0.31152 | 0.29831 | 0.29621 | 0.30492 | 0.30432 | 0.30312 | 0.30312 | 0.29171 | 0.30912 | 0.30912 | 0.30552 | 0.28781 | 0.30192 | 0.31182 | 0.30912 | 0.29471 | 0.29141 | 0.31482 | 0.29591 | 0.30972 | 0.30252 | 0.28871 | 0.30582 | 0.29021 | 0.31032 | 0.29231 | 0.28511 | 0.30672 | 0.28781 | 0.29021 | 0.31482 | 0.29411 | 0.29501 | 0.29441 | 0.28691 | 0.30672 | 0.29171 | 0.30342 | 0.28511 | 0.28931 | 0.30522 | 0.29681 | 0.30912 | 0.30522 | 0.31212 | 0.31512 | 0.29531 | 0.32481 | 0.32137 | 0.32794 | 0.32481 | 0.29855 | 0.31199 | 0.32075 | 0.30949 | 0.32606 | 0.32638 | 0.29855 | 0.31418 | 0.32731 | 0.31418 | 0.3195 | 0.32044 | 0.32387 | 0.30293 | 0.32169 | 0.31262 | 0.30949 | 0.31575 | 0.31387 | 0.32075 | 0.30824 | 0.30574 | 0.32731 | 0.32137 | 0.31481 | 0.29918 | 0.31481 | 0.32638 | 0.30574 | 0.31106 | 0.31106 | 0.31012 | 0.29793 | 0.317 | 0.2973 | 0.29793 | 0.30543 | 0.32356 | 0.30668 | 0.31637 | 0.29886 | 0.32044 | 0.327 | 0.32075 | 0.30333 | 0.31032 | 0.31762 | 0.30492 | 0.31572 | 0.31063 | 0.30905 | 0.32048 | 0.31 | 0.32048 | 0.31254 | 0.32175 | 0.31762 | 0.32747 | 0.31476 | 0.31063 | 0.30682 | 0.30333 | 0.3208 | 0.30238 | 0.30555 | 0.32588 | 0.31254 | 0.3335 | 0.30492 | 0.32334 | 0.32906 | 0.30682 | 0.31 | 0.31381 | 0.31826 | 0.33128 | 0.31476 | 0.32683 | 0.31095 | 0.32175 | 0.32493 | 0.30174 | 0.32048 | 0.31857 | 0.31572 | 0.32747 | 0.31349 | 0.31635 | 0.32779 | 0.31381 | 0.31095 | 0.31286 | 0.31603 | 0.30555 | 0.3046 | 0.31349 | 0.31603 | 0.31826 | 0.32524 | 0.32937 | 0.31127 | 0.32524 | 0.32048 | 0.32588 | 0.30778 | 0.31349 | 0.30619 | 0.3335 | 0.30714 | 0.32239 | 0.31667 | 0.3227 | 0.30206 | 0.32524 | 0.31476 | 0.32747 | 0.30555 | 0.30555 | 0.30174 | 0.3262 | 0.31794 | 0.33033 | 0.30174 | 0.31699 | 0.30651 | 0.31159 | 0.33287 | 0.32969 | 0.31032 | 0.31381 | 0.31508 | 0.3046 | 0.30619 | 0.30651 | 0.3262 | 0.33001 | 0.31826 | 0.31127 | 0.30841
ON_AMA_TSS | 479 | 230 | ON | 0.001015 | 479 | 24640 | 0.2501 | 0.27686 | 0.26686 | 0.26227 | 0.26146 | 0.26119 | 0.26875 | 0.2747 | 0.27794 | 0.26092 | 0.2566 | 0.26713 | 0.27632 | 0.26173 | 0.27226 | 0.2747 | 0.26281 | 0.26038 | 0.28091 | 0.26524 | 0.26551 | 0.26578 | 0.26011 | 0.26227 | 0.26767 | 0.26092 | 0.25984 | 0.26821 | 0.27848 | 0.26794 | 0.25741 | 0.2647 | 0.26038 | 0.2728 | 0.26146 | 0.26983 | 0.26389 | 0.25741 | 0.26551 | 0.28118 | 0.26578 | 0.26308 | 0.27821 | 0.2566 | 0.27497 | 0.26902 | 0.26551 | 0.28091 | 0.2593 | 0.30485 | 0.2839 | 0.28803 | 0.29187 | 0.30249 | 0.28892 | 0.28951 | 0.28626 | 0.30574 | 0.3019 | 0.2839 | 0.28301 | 0.28774 | 0.29806 | 0.30279 | 0.30367 | 0.30869 | 0.28715 | 0.29364 | 0.28803 | 0.30131 | 0.2957 | 0.29187 | 0.28242 | 0.29069 | 0.29157 | 0.2957 | 0.29128 | 0.28154 | 0.28183 | 0.28036 | 0.29187 | 0.30485 | 0.28567 | 0.29246 | 0.28272 | 0.28478 | 0.29836 | 0.28951 | 0.29865 | 0.3081 | 0.30456 | 0.29777 | 0.30987 | 0.29305 | 0.28862 | 0.28596 | 0.28183 | 0.29261 | 0.31152 | 0.29831 | 0.29621 | 0.30492 | 0.30432 | 0.30312 | 0.30312 | 0.29171 | 0.30912 | 0.30912 | 0.30552 | 0.28781 | 0.30192 | 0.31182 | 0.30912 | 0.29471 | 0.29141 | 0.31482 | 0.29591 | 0.30972 | 0.30252 | 0.28871 | 0.30582 | 0.29021 | 0.31032 | 0.29231 | 0.28511 | 0.30672 | 0.28781 | 0.29021 | 0.31482 | 0.29411 | 0.29501 | 0.29441 | 0.28691 | 0.30672 | 0.29171 | 0.30342 | 0.28511 | 0.28931 | 0.30522 | 0.29681 | 0.30912 | 0.30522 | 0.31212 | 0.31512 | 0.29531 | 0.32481 | 0.32137 | 0.32794 | 0.32481 | 0.29855 | 0.31199 | 0.32075 | 0.30949 | 0.32606 | 0.32638 | 0.29855 | 0.31418 | 0.32731 | 0.31418 | 0.3195 | 0.32044 | 0.32387 | 0.30293 | 0.32169 | 0.31262 | 0.30949 | 0.31575 | 0.31387 | 0.32075 | 0.30824 | 0.30574 | 0.32731 | 0.32137 | 0.31481 | 0.29918 | 0.31481 | 0.32638 | 0.30574 | 0.31106 | 0.31106 | 0.31012 | 0.29793 | 0.317 | 0.2973 | 0.29793 | 0.30543 | 0.32356 | 0.30668 | 0.31637 | 0.29886 | 0.32044 | 0.327 | 0.32075 | 0.30333 | 0.31032 | 0.31762 | 0.30492 | 0.31572 | 0.31063 | 0.30905 | 0.32048 | 0.31 | 0.32048 | 0.31254 | 0.32175 | 0.31762 | 0.32747 | 0.31476 | 0.31063 | 0.30682 | 0.30333 | 0.3208 | 0.30238 | 0.30555 | 0.32588 | 0.31254 | 0.3335 | 0.30492 | 0.32334 | 0.32906 | 0.30682 | 0.31 | 0.31381 | 0.31826 | 0.33128 | 0.31476 | 0.32683 | 0.31095 | 0.32175 | 0.32493 | 0.30174 | 0.32048 | 0.31857 | 0.31572 | 0.32747 | 0.31349 | 0.31635 | 0.32779 | 0.31381 | 0.31095 | 0.31286 | 0.31603 | 0.30555 | 0.3046 | 0.31349 | 0.31603 | 0.31826 | 0.32524 | 0.32937 | 0.31127 | 0.32524 | 0.32048 | 0.32588 | 0.30778 | 0.31349 | 0.30619 | 0.3335 | 0.30714 | 0.32239 | 0.31667 | 0.3227 | 0.30206 | 0.32524 | 0.31476 | 0.32747 | 0.30555 | 0.30555 | 0.30174 | 0.3262 | 0.31794 | 0.33033 | 0.30174 | 0.31699 | 0.30651 | 0.31159 | 0.33287 | 0.32969 | 0.31032 | 0.31381 | 0.31508 | 0.3046 | 0.30619 | 0.30651 | 0.3262 | 0.33001 | 0.31826 | 0.31127 | 0.30841
ON_AMC_ISS | 480 | 230 | ON | 0.002429 | 480 | 24640 | 0.59851 | 0.66255 | 0.63863 | 0.62764 | 0.6257 | 0.62506 | 0.64315 | 0.65737 | 0.66513 | 0.62441 | 0.61407 | 0.63928 | 0.66125 | 0.62635 | 0.65156 | 0.65737 | 0.62893 | 0.62312 | 0.67224 | 0.63475 | 0.6354 | 0.63604 | 0.62247 | 0.62764 | 0.64057 | 0.62441 | 0.62182 | 0.64186 | 0.66642 | 0.64121 | 0.61601 | 0.63346 | 0.62312 | 0.65285 | 0.6257 | 0.64574 | 0.63152 | 0.61601 | 0.6354 | 0.67289 | 0.63604 | 0.62958 | 0.66578 | 0.61407 | 0.65802 | 0.6438 | 0.6354 | 0.67224 | 0.62053 | 0.72954 | 0.6794 | 0.68929 | 0.69847 | 0.72389 | 0.69141 | 0.69282 | 0.68505 | 0.73166 | 0.72248 | 0.6794 | 0.67728 | 0.68858 | 0.7133 | 0.7246 | 0.72672 | 0.73872 | 0.68717 | 0.70271 | 0.68929 | 0.72107 | 0.70765 | 0.69847 | 0.67587 | 0.69564 | 0.69776 | 0.70765 | 0.69706 | 0.67375 | 0.67446 | 0.67092 | 0.69847 | 0.72954 | 0.68364 | 0.69988 | 0.67657 | 0.68152 | 0.71401 | 0.69282 | 0.71471 | 0.73731 | 0.72884 | 0.71259 | 0.74155 | 0.70129 | 0.6907 | 0.68434 | 0.67446 | 0.70025 | 0.7455 | 0.7139 | 0.70887 | 0.7297 | 0.72826 | 0.72539 | 0.72539 | 0.6981 | 0.73975 | 0.73975 | 0.73113 | 0.68876 | 0.72252 | 0.74622 | 0.73975 | 0.70528 | 0.69738 | 0.7534 | 0.70815 | 0.74119 | 0.72395 | 0.69091 | 0.73185 | 0.69451 | 0.74263 | 0.69953 | 0.6823 | 0.73401 | 0.68876 | 0.69451 | 0.7534 | 0.70384 | 0.706 | 0.70456 | 0.68661 | 0.73401 | 0.6981 | 0.72611 | 0.6823 | 0.69235 | 0.73042 | 0.71031 | 0.73975 | 0.73042 | 0.74693 | 0.75412 | 0.70672 | 0.77731 | 0.76908 | 0.78479 | 0.77731 | 0.71447 | 0.74664 | 0.76758 | 0.74065 | 0.7803 | 0.78105 | 0.71447 | 0.75187 | 0.78329 | 0.75187 | 0.76459 | 0.76684 | 0.77506 | 0.72494 | 0.76983 | 0.74813 | 0.74065 | 0.75561 | 0.75112 | 0.76758 | 0.73766 | 0.73167 | 0.78329 | 0.76908 | 0.75337 | 0.71596 | 0.75337 | 0.78105 | 0.73167 | 0.74439 | 0.74439 | 0.74215 | 0.71297 | 0.75861 | 0.71147 | 0.71297 | 0.73092 | 0.77432 | 0.73392 | 0.75711 | 0.71521 | 0.76684 | 0.78255 | 0.76758 | 0.7259 | 0.74262 | 0.7601 | 0.7297 | 0.75554 | 0.74338 | 0.73958 | 0.76694 | 0.74186 | 0.76694 | 0.74794 | 0.76998 | 0.7601 | 0.78367 | 0.75326 | 0.74338 | 0.73426 | 0.7259 | 0.7677 | 0.72362 | 0.73122 | 0.77986 | 0.74794 | 0.79811 | 0.7297 | 0.77378 | 0.78747 | 0.73426 | 0.74186 | 0.75098 | 0.76162 | 0.79279 | 0.75326 | 0.78215 | 0.74414 | 0.76998 | 0.77758 | 0.7221 | 0.76694 | 0.76238 | 0.75554 | 0.78367 | 0.75022 | 0.75706 | 0.78443 | 0.75098 | 0.74414 | 0.7487 | 0.7563 | 0.73122 | 0.72894 | 0.75022 | 0.7563 | 0.76162 | 0.77834 | 0.78823 | 0.7449 | 0.77834 | 0.76694 | 0.77986 | 0.73654 | 0.75022 | 0.73274 | 0.79811 | 0.73502 | 0.7715 | 0.75782 | 0.77226 | 0.72286 | 0.77834 | 0.75326 | 0.78367 | 0.73122 | 0.73122 | 0.7221 | 0.78062 | 0.76086 | 0.79051 | 0.7221 | 0.75858 | 0.7335 | 0.74566 | 0.79659 | 0.78899 | 0.74262 | 0.75098 | 0.75402 | 0.72894 | 0.73274 | 0.7335 | 0.78062 | 0.78975 | 0.76162 | 0.7449 | 0.73806
ON_AMC_JCT | 481 | 230 | ON | 0.002429 | 481 | 24640 | 0.59851 | 0.66255 | 0.63863 | 0.62764 | 0.6257 | 0.62506 | 0.64315 | 0.65737 | 0.66513 | 0.62441 | 0.61407 | 0.63928 | 0.66125 | 0.62635 | 0.65156 | 0.65737 | 0.62893 | 0.62312 | 0.67224 | 0.63475 | 0.6354 | 0.63604 | 0.62247 | 0.62764 | 0.64057 | 0.62441 | 0.62182 | 0.64186 | 0.66642 | 0.64121 | 0.61601 | 0.63346 | 0.62312 | 0.65285 | 0.6257 | 0.64574 | 0.63152 | 0.61601 | 0.6354 | 0.67289 | 0.63604 | 0.62958 | 0.66578 | 0.61407 | 0.65802 | 0.6438 | 0.6354 | 0.67224 | 0.62053 | 0.72954 | 0.6794 | 0.68929 | 0.69847 | 0.72389 | 0.69141 | 0.69282 | 0.68505 | 0.73166 | 0.72248 | 0.6794 | 0.67728 | 0.68858 | 0.7133 | 0.7246 | 0.72672 | 0.73872 | 0.68717 | 0.70271 | 0.68929 | 0.72107 | 0.70765 | 0.69847 | 0.67587 | 0.69564 | 0.69776 | 0.70765 | 0.69706 | 0.67375 | 0.67446 | 0.67092 | 0.69847 | 0.72954 | 0.68364 | 0.69988 | 0.67657 | 0.68152 | 0.71401 | 0.69282 | 0.71471 | 0.73731 | 0.72884 | 0.71259 | 0.74155 | 0.70129 | 0.6907 | 0.68434 | 0.67446 | 0.70025 | 0.7455 | 0.7139 | 0.70887 | 0.7297 | 0.72826 | 0.72539 | 0.72539 | 0.6981 | 0.73975 | 0.73975 | 0.73113 | 0.68876 | 0.72252 | 0.74622 | 0.73975 | 0.70528 | 0.69738 | 0.7534 | 0.70815 | 0.74119 | 0.72395 | 0.69091 | 0.73185 | 0.69451 | 0.74263 | 0.69953 | 0.6823 | 0.73401 | 0.68876 | 0.69451 | 0.7534 | 0.70384 | 0.706 | 0.70456 | 0.68661 | 0.73401 | 0.6981 | 0.72611 | 0.6823 | 0.69235 | 0.73042 | 0.71031 | 0.73975 | 0.73042 | 0.74693 | 0.75412 | 0.70672 | 0.77731 | 0.76908 | 0.78479 | 0.77731 | 0.71447 | 0.74664 | 0.76758 | 0.74065 | 0.7803 | 0.78105 | 0.71447 | 0.75187 | 0.78329 | 0.75187 | 0.76459 | 0.76684 | 0.77506 | 0.72494 | 0.76983 | 0.74813 | 0.74065 | 0.75561 | 0.75112 | 0.76758 | 0.73766 | 0.73167 | 0.78329 | 0.76908 | 0.75337 | 0.71596 | 0.75337 | 0.78105 | 0.73167 | 0.74439 | 0.74439 | 0.74215 | 0.71297 | 0.75861 | 0.71147 | 0.71297 | 0.73092 | 0.77432 | 0.73392 | 0.75711 | 0.71521 | 0.76684 | 0.78255 | 0.76758 | 0.7259 | 0.74262 | 0.7601 | 0.7297 | 0.75554 | 0.74338 | 0.73958 | 0.76694 | 0.74186 | 0.76694 | 0.74794 | 0.76998 | 0.7601 | 0.78367 | 0.75326 | 0.74338 | 0.73426 | 0.7259 | 0.7677 | 0.72362 | 0.73122 | 0.77986 | 0.74794 | 0.79811 | 0.7297 | 0.77378 | 0.78747 | 0.73426 | 0.74186 | 0.75098 | 0.76162 | 0.79279 | 0.75326 | 0.78215 | 0.74414 | 0.76998 | 0.77758 | 0.7221 | 0.76694 | 0.76238 | 0.75554 | 0.78367 | 0.75022 | 0.75706 | 0.78443 | 0.75098 | 0.74414 | 0.7487 | 0.7563 | 0.73122 | 0.72894 | 0.75022 | 0.7563 | 0.76162 | 0.77834 | 0.78823 | 0.7449 | 0.77834 | 0.76694 | 0.77986 | 0.73654 | 0.75022 | 0.73274 | 0.79811 | 0.73502 | 0.7715 | 0.75782 | 0.77226 | 0.72286 | 0.77834 | 0.75326 | 0.78367 | 0.73122 | 0.73122 | 0.7221 | 0.78062 | 0.76086 | 0.79051 | 0.7221 | 0.75858 | 0.7335 | 0.74566 | 0.79659 | 0.78899 | 0.74262 | 0.75098 | 0.75402 | 0.72894 | 0.73274 | 0.7335 | 0.78062 | 0.78975 | 0.76162 | 0.7449 | 0.73806
ON_ANS_JCT | 482 | 230 | ON | 0.001083 | 482 | 24640 | 0.26685 | 0.2954 | 0.28474 | 0.27984 | 0.27898 | 0.27869 | 0.28676 | 0.2931 | 0.29656 | 0.2784 | 0.27379 | 0.28503 | 0.29483 | 0.27927 | 0.2905 | 0.2931 | 0.28042 | 0.27782 | 0.29973 | 0.28301 | 0.2833 | 0.28359 | 0.27754 | 0.27984 | 0.28561 | 0.2784 | 0.27725 | 0.28618 | 0.29713 | 0.28589 | 0.27465 | 0.28244 | 0.27782 | 0.29108 | 0.27898 | 0.28791 | 0.28157 | 0.27465 | 0.2833 | 0.30002 | 0.28359 | 0.28071 | 0.29685 | 0.27379 | 0.29339 | 0.28705 | 0.2833 | 0.29973 | 0.27667 | 0.32528 | 0.30292 | 0.30733 | 0.31142 | 0.32276 | 0.30827 | 0.3089 | 0.30544 | 0.32622 | 0.32213 | 0.30292 | 0.30197 | 0.30701 | 0.31803 | 0.32307 | 0.32402 | 0.32937 | 0.30638 | 0.31331 | 0.30733 | 0.3215 | 0.31551 | 0.31142 | 0.30134 | 0.31016 | 0.31111 | 0.31551 | 0.31079 | 0.3004 | 0.30071 | 0.29914 | 0.31142 | 0.32528 | 0.30481 | 0.31205 | 0.30166 | 0.30386 | 0.31835 | 0.3089 | 0.31866 | 0.32874 | 0.32496 | 0.31772 | 0.33063 | 0.31268 | 0.30796 | 0.30512 | 0.30071 | 0.31222 | 0.33239 | 0.3183 | 0.31606 | 0.32534 | 0.3247 | 0.32342 | 0.32342 | 0.31126 | 0.32983 | 0.32983 | 0.32599 | 0.30709 | 0.32214 | 0.33271 | 0.32983 | 0.31446 | 0.31094 | 0.33591 | 0.31574 | 0.33047 | 0.32278 | 0.30805 | 0.32631 | 0.30965 | 0.33111 | 0.3119 | 0.30421 | 0.32727 | 0.30709 | 0.30965 | 0.33591 | 0.31382 | 0.31478 | 0.31414 | 0.30613 | 0.32727 | 0.31126 | 0.32374 | 0.30421 | 0.30869 | 0.32567 | 0.3167 | 0.32983 | 0.32567 | 0.33303 | 0.33623 | 0.3151 | 0.34657 | 0.3429 | 0.34991 | 0.34657 | 0.31855 | 0.3329 | 0.34224 | 0.33023 | 0.34791 | 0.34824 | 0.31855 | 0.33523 | 0.34924 | 0.33523 | 0.3409 | 0.3419 | 0.34557 | 0.32322 | 0.34324 | 0.33356 | 0.33023 | 0.3369 | 0.3349 | 0.34224 | 0.32889 | 0.32623 | 0.34924 | 0.3429 | 0.3359 | 0.31922 | 0.3359 | 0.34824 | 0.32623 | 0.3319 | 0.3319 | 0.3309 | 0.31789 | 0.33823 | 0.31722 | 0.31789 | 0.32589 | 0.34524 | 0.32723 | 0.33757 | 0.31889 | 0.3419 | 0.34891 | 0.34224 | 0.32365 | 0.33111 | 0.3389 | 0.32534 | 0.33687 | 0.33145 | 0.32975 | 0.34195 | 0.33077 | 0.34195 | 0.33348 | 0.34331 | 0.3389 | 0.34941 | 0.33585 | 0.33145 | 0.32738 | 0.32365 | 0.34229 | 0.32263 | 0.32602 | 0.34771 | 0.33348 | 0.35585 | 0.32534 | 0.345 | 0.3511 | 0.32738 | 0.33077 | 0.33483 | 0.33958 | 0.35347 | 0.33585 | 0.34873 | 0.33178 | 0.34331 | 0.3467 | 0.32196 | 0.34195 | 0.33992 | 0.33687 | 0.34941 | 0.3345 | 0.33755 | 0.34975 | 0.33483 | 0.33178 | 0.33382 | 0.33721 | 0.32602 | 0.32501 | 0.3345 | 0.33721 | 0.33958 | 0.34703 | 0.35144 | 0.33212 | 0.34703 | 0.34195 | 0.34771 | 0.3284 | 0.3345 | 0.3267 | 0.35585 | 0.32772 | 0.34398 | 0.33788 | 0.34432 | 0.32229 | 0.34703 | 0.33585 | 0.34941 | 0.32602 | 0.32602 | 0.32196 | 0.34805 | 0.33924 | 0.35246 | 0.32196 | 0.33822 | 0.32704 | 0.33246 | 0.35517 | 0.35178 | 0.33111 | 0.33483 | 0.33619 | 0.32501 | 0.3267 | 0.32704 | 0.34805 | 0.35212 | 0.33958 | 0.33212 | 0.32907
ON_ANS_TSS | 483 | 230 | ON | 0.001083 | 483 | 24640 | 0.26685 | 0.2954 | 0.28474 | 0.27984 | 0.27898 | 0.27869 | 0.28676 | 0.2931 | 0.29656 | 0.2784 | 0.27379 | 0.28503 | 0.29483 | 0.27927 | 0.2905 | 0.2931 | 0.28042 | 0.27782 | 0.29973 | 0.28301 | 0.2833 | 0.28359 | 0.27754 | 0.27984 | 0.28561 | 0.2784 | 0.27725 | 0.28618 | 0.29713 | 0.28589 | 0.27465 | 0.28244 | 0.27782 | 0.29108 | 0.27898 | 0.28791 | 0.28157 | 0.27465 | 0.2833 | 0.30002 | 0.28359 | 0.28071 | 0.29685 | 0.27379 | 0.29339 | 0.28705 | 0.2833 | 0.29973 | 0.27667 | 0.32528 | 0.30292 | 0.30733 | 0.31142 | 0.32276 | 0.30827 | 0.3089 | 0.30544 | 0.32622 | 0.32213 | 0.30292 | 0.30197 | 0.30701 | 0.31803 | 0.32307 | 0.32402 | 0.32937 | 0.30638 | 0.31331 | 0.30733 | 0.3215 | 0.31551 | 0.31142 | 0.30134 | 0.31016 | 0.31111 | 0.31551 | 0.31079 | 0.3004 | 0.30071 | 0.29914 | 0.31142 | 0.32528 | 0.30481 | 0.31205 | 0.30166 | 0.30386 | 0.31835 | 0.3089 | 0.31866 | 0.32874 | 0.32496 | 0.31772 | 0.33063 | 0.31268 | 0.30796 | 0.30512 | 0.30071 | 0.31222 | 0.33239 | 0.3183 | 0.31606 | 0.32534 | 0.3247 | 0.32342 | 0.32342 | 0.31126 | 0.32983 | 0.32983 | 0.32599 | 0.30709 | 0.32214 | 0.33271 | 0.32983 | 0.31446 | 0.31094 | 0.33591 | 0.31574 | 0.33047 | 0.32278 | 0.30805 | 0.32631 | 0.30965 | 0.33111 | 0.3119 | 0.30421 | 0.32727 | 0.30709 | 0.30965 | 0.33591 | 0.31382 | 0.31478 | 0.31414 | 0.30613 | 0.32727 | 0.31126 | 0.32374 | 0.30421 | 0.30869 | 0.32567 | 0.3167 | 0.32983 | 0.32567 | 0.33303 | 0.33623 | 0.3151 | 0.34657 | 0.3429 | 0.34991 | 0.34657 | 0.31855 | 0.3329 | 0.34224 | 0.33023 | 0.34791 | 0.34824 | 0.31855 | 0.33523 | 0.34924 | 0.33523 | 0.3409 | 0.3419 | 0.34557 | 0.32322 | 0.34324 | 0.33356 | 0.33023 | 0.3369 | 0.3349 | 0.34224 | 0.32889 | 0.32623 | 0.34924 | 0.3429 | 0.3359 | 0.31922 | 0.3359 | 0.34824 | 0.32623 | 0.3319 | 0.3319 | 0.3309 | 0.31789 | 0.33823 | 0.31722 | 0.31789 | 0.32589 | 0.34524 | 0.32723 | 0.33757 | 0.31889 | 0.3419 | 0.34891 | 0.34224 | 0.32365 | 0.33111 | 0.3389 | 0.32534 | 0.33687 | 0.33145 | 0.32975 | 0.34195 | 0.33077 | 0.34195 | 0.33348 | 0.34331 | 0.3389 | 0.34941 | 0.33585 | 0.33145 | 0.32738 | 0.32365 | 0.34229 | 0.32263 | 0.32602 | 0.34771 | 0.33348 | 0.35585 | 0.32534 | 0.345 | 0.3511 | 0.32738 | 0.33077 | 0.33483 | 0.33958 | 0.35347 | 0.33585 | 0.34873 | 0.33178 | 0.34331 | 0.3467 | 0.32196 | 0.34195 | 0.33992 | 0.33687 | 0.34941 | 0.3345 | 0.33755 | 0.34975 | 0.33483 | 0.33178 | 0.33382 | 0.33721 | 0.32602 | 0.32501 | 0.3345 | 0.33721 | 0.33958 | 0.34703 | 0.35144 | 0.33212 | 0.34703 | 0.34195 | 0.34771 | 0.3284 | 0.3345 | 0.3267 | 0.35585 | 0.32772 | 0.34398 | 0.33788 | 0.34432 | 0.32229 | 0.34703 | 0.33585 | 0.34941 | 0.32602 | 0.32602 | 0.32196 | 0.34805 | 0.33924 | 0.35246 | 0.32196 | 0.33822 | 0.32704 | 0.33246 | 0.35517 | 0.35178 | 0.33111 | 0.33483 | 0.33619 | 0.32501 | 0.3267 | 0.32704 | 0.34805 | 0.35212 | 0.33958 | 0.33212 | 0.32907
ON_APB_JCT | 484 | 230 | ON | 0.00112 | 484 | 24640 | 0.27597 | 0.3055 | 0.29447 | 0.2894 | 0.28851 | 0.28821 | 0.29656 | 0.30311 | 0.30669 | 0.28791 | 0.28314 | 0.29477 | 0.3049 | 0.28881 | 0.30043 | 0.30311 | 0.29 | 0.28732 | 0.30997 | 0.29268 | 0.29298 | 0.29328 | 0.28702 | 0.2894 | 0.29536 | 0.28791 | 0.28672 | 0.29596 | 0.30728 | 0.29566 | 0.28404 | 0.29208 | 0.28732 | 0.30103 | 0.28851 | 0.29775 | 0.29119 | 0.28404 | 0.29298 | 0.31027 | 0.29328 | 0.2903 | 0.30699 | 0.28314 | 0.30341 | 0.29685 | 0.29298 | 0.30997 | 0.28612 | 0.33639 | 0.31327 | 0.31783 | 0.32206 | 0.33378 | 0.3188 | 0.31946 | 0.31587 | 0.33737 | 0.33313 | 0.31327 | 0.31229 | 0.3175 | 0.3289 | 0.33411 | 0.33509 | 0.34062 | 0.31685 | 0.32401 | 0.31783 | 0.33248 | 0.32629 | 0.32206 | 0.31164 | 0.32076 | 0.32173 | 0.32629 | 0.32141 | 0.31066 | 0.31099 | 0.30936 | 0.32206 | 0.33639 | 0.31522 | 0.32271 | 0.31197 | 0.31424 | 0.32922 | 0.31946 | 0.32955 | 0.33997 | 0.33606 | 0.32857 | 0.34192 | 0.32336 | 0.31848 | 0.31555 | 0.31099 | 0.32288 | 0.34375 | 0.32917 | 0.32686 | 0.33646 | 0.3358 | 0.33447 | 0.33447 | 0.32189 | 0.3411 | 0.3411 | 0.33712 | 0.31758 | 0.33315 | 0.34408 | 0.3411 | 0.3252 | 0.32156 | 0.34739 | 0.32653 | 0.34176 | 0.33381 | 0.31858 | 0.33745 | 0.32023 | 0.34242 | 0.32255 | 0.3146 | 0.33845 | 0.31758 | 0.32023 | 0.34739 | 0.32454 | 0.32553 | 0.32487 | 0.31659 | 0.33845 | 0.32189 | 0.3348 | 0.3146 | 0.31924 | 0.33679 | 0.32752 | 0.3411 | 0.33679 | 0.34441 | 0.34772 | 0.32586 | 0.35841 | 0.35462 | 0.36186 | 0.35841 | 0.32944 | 0.34427 | 0.35393 | 0.34151 | 0.35979 | 0.36014 | 0.32944 | 0.34668 | 0.36117 | 0.34668 | 0.35255 | 0.35358 | 0.35738 | 0.33427 | 0.35496 | 0.34496 | 0.34151 | 0.34841 | 0.34634 | 0.35393 | 0.34013 | 0.33737 | 0.36117 | 0.35462 | 0.34737 | 0.33013 | 0.34737 | 0.36014 | 0.33737 | 0.34324 | 0.34324 | 0.3422 | 0.32875 | 0.34979 | 0.32806 | 0.32875 | 0.33703 | 0.35703 | 0.33841 | 0.3491 | 0.32978 | 0.35358 | 0.36083 | 0.35393 | 0.33471 | 0.34242 | 0.35048 | 0.33646 | 0.34838 | 0.34277 | 0.34102 | 0.35363 | 0.34207 | 0.35363 | 0.34487 | 0.35504 | 0.35048 | 0.36134 | 0.34733 | 0.34277 | 0.33856 | 0.33471 | 0.35398 | 0.33366 | 0.33716 | 0.35959 | 0.34487 | 0.368 | 0.33646 | 0.35679 | 0.3631 | 0.33856 | 0.34207 | 0.34627 | 0.35118 | 0.36555 | 0.34733 | 0.36064 | 0.34312 | 0.35504 | 0.35854 | 0.33296 | 0.35363 | 0.35153 | 0.34838 | 0.36134 | 0.34592 | 0.34908 | 0.36169 | 0.34627 | 0.34312 | 0.34522 | 0.34873 | 0.33716 | 0.33611 | 0.34592 | 0.34873 | 0.35118 | 0.35889 | 0.36345 | 0.34347 | 0.35889 | 0.35363 | 0.35959 | 0.33961 | 0.34592 | 0.33786 | 0.368 | 0.33891 | 0.35574 | 0.34943 | 0.35609 | 0.33331 | 0.35889 | 0.34733 | 0.36134 | 0.33716 | 0.33716 | 0.33296 | 0.35994 | 0.35083 | 0.3645 | 0.33296 | 0.34978 | 0.33821 | 0.34382 | 0.3673 | 0.3638 | 0.34242 | 0.34627 | 0.34768 | 0.33611 | 0.33786 | 0.33821 | 0.35994 | 0.36415 | 0.35118 | 0.34347 | 0.34032
ON_APK_JCT | 485 | 230 | ON | 0.001083 | 485 | 24640 | 0.26685 | 0.2954 | 0.28474 | 0.27984 | 0.27898 | 0.27869 | 0.28676 | 0.2931 | 0.29656 | 0.2784 | 0.27379 | 0.28503 | 0.29483 | 0.27927 | 0.2905 | 0.2931 | 0.28042 | 0.27782 | 0.29973 | 0.28301 | 0.2833 | 0.28359 | 0.27754 | 0.27984 | 0.28561 | 0.2784 | 0.27725 | 0.28618 | 0.29713 | 0.28589 | 0.27465 | 0.28244 | 0.27782 | 0.29108 | 0.27898 | 0.28791 | 0.28157 | 0.27465 | 0.2833 | 0.30002 | 0.28359 | 0.28071 | 0.29685 | 0.27379 | 0.29339 | 0.28705 | 0.2833 | 0.29973 | 0.27667 | 0.32528 | 0.30292 | 0.30733 | 0.31142 | 0.32276 | 0.30827 | 0.3089 | 0.30544 | 0.32622 | 0.32213 | 0.30292 | 0.30197 | 0.30701 | 0.31803 | 0.32307 | 0.32402 | 0.32937 | 0.30638 | 0.31331 | 0.30733 | 0.3215 | 0.31551 | 0.31142 | 0.30134 | 0.31016 | 0.31111 | 0.31551 | 0.31079 | 0.3004 | 0.30071 | 0.29914 | 0.31142 | 0.32528 | 0.30481 | 0.31205 | 0.30166 | 0.30386 | 0.31835 | 0.3089 | 0.31866 | 0.32874 | 0.32496 | 0.31772 | 0.33063 | 0.31268 | 0.30796 | 0.30512 | 0.30071 | 0.31222 | 0.33239 | 0.3183 | 0.31606 | 0.32534 | 0.3247 | 0.32342 | 0.32342 | 0.31126 | 0.32983 | 0.32983 | 0.32599 | 0.30709 | 0.32214 | 0.33271 | 0.32983 | 0.31446 | 0.31094 | 0.33591 | 0.31574 | 0.33047 | 0.32278 | 0.30805 | 0.32631 | 0.30965 | 0.33111 | 0.3119 | 0.30421 | 0.32727 | 0.30709 | 0.30965 | 0.33591 | 0.31382 | 0.31478 | 0.31414 | 0.30613 | 0.32727 | 0.31126 | 0.32374 | 0.30421 | 0.30869 | 0.32567 | 0.3167 | 0.32983 | 0.32567 | 0.33303 | 0.33623 | 0.3151 | 0.34657 | 0.3429 | 0.34991 | 0.34657 | 0.31855 | 0.3329 | 0.34224 | 0.33023 | 0.34791 | 0.34824 | 0.31855 | 0.33523 | 0.34924 | 0.33523 | 0.3409 | 0.3419 | 0.34557 | 0.32322 | 0.34324 | 0.33356 | 0.33023 | 0.3369 | 0.3349 | 0.34224 | 0.32889 | 0.32623 | 0.34924 | 0.3429 | 0.3359 | 0.31922 | 0.3359 | 0.34824 | 0.32623 | 0.3319 | 0.3319 | 0.3309 | 0.31789 | 0.33823 | 0.31722 | 0.31789 | 0.32589 | 0.34524 | 0.32723 | 0.33757 | 0.31889 | 0.3419 | 0.34891 | 0.34224 | 0.32365 | 0.33111 | 0.3389 | 0.32534 | 0.33687 | 0.33145 | 0.32975 | 0.34195 | 0.33077 | 0.34195 | 0.33348 | 0.34331 | 0.3389 | 0.34941 | 0.33585 | 0.33145 | 0.32738 | 0.32365 | 0.34229 | 0.32263 | 0.32602 | 0.34771 | 0.33348 | 0.35585 | 0.32534 | 0.345 | 0.3511 | 0.32738 | 0.33077 | 0.33483 | 0.33958 | 0.35347 | 0.33585 | 0.34873 | 0.33178 | 0.34331 | 0.3467 | 0.32196 | 0.34195 | 0.33992 | 0.33687 | 0.34941 | 0.3345 | 0.33755 | 0.34975 | 0.33483 | 0.33178 | 0.33382 | 0.33721 | 0.32602 | 0.32501 | 0.3345 | 0.33721 | 0.33958 | 0.34703 | 0.35144 | 0.33212 | 0.34703 | 0.34195 | 0.34771 | 0.3284 | 0.3345 | 0.3267 | 0.35585 | 0.32772 | 0.34398 | 0.33788 | 0.34432 | 0.32229 | 0.34703 | 0.33585 | 0.34941 | 0.32602 | 0.32602 | 0.32196 | 0.34805 | 0.33924 | 0.35246 | 0.32196 | 0.33822 | 0.32704 | 0.33246 | 0.35517 | 0.35178 | 0.33111 | 0.33483 | 0.33619 | 0.32501 | 0.3267 | 0.32704 | 0.34805 | 0.35212 | 0.33958 | 0.33212 | 0.32907
ON_APP_JCT | 486 | 230 | ON | 0.003487 | 486 | 24640 | 0.8592 | 0.95113 | 0.9168 | 0.90102 | 0.89824 | 0.89731 | 0.92329 | 0.94371 | 0.95484 | 0.89638 | 0.88154 | 0.91773 | 0.94927 | 0.89917 | 0.93536 | 0.94371 | 0.90288 | 0.89453 | 0.96505 | 0.91123 | 0.91216 | 0.91309 | 0.8936 | 0.90102 | 0.91958 | 0.89638 | 0.89267 | 0.92144 | 0.9567 | 0.92051 | 0.88432 | 0.90937 | 0.89453 | 0.93721 | 0.89824 | 0.927 | 0.90659 | 0.88432 | 0.91216 | 0.96598 | 0.91309 | 0.90381 | 0.95577 | 0.88154 | 0.94464 | 0.92422 | 0.91216 | 0.96505 | 0.89082 | 1.0473 | 0.97533 | 0.98952 | 1.0027 | 1.0392 | 0.99256 | 0.99459 | 0.98344 | 1.0504 | 1.0372 | 0.97533 | 0.97228 | 0.98851 | 1.024 | 1.0402 | 1.0433 | 1.0605 | 0.98648 | 1.0088 | 0.98952 | 1.0351 | 1.0159 | 1.0027 | 0.97026 | 0.99864 | 1.0017 | 1.0159 | 1.0007 | 0.96722 | 0.96823 | 0.96316 | 1.0027 | 1.0473 | 0.98141 | 1.0047 | 0.97127 | 0.97837 | 1.025 | 0.99459 | 1.026 | 1.0585 | 1.0463 | 1.023 | 1.0645 | 1.0068 | 0.99155 | 0.98242 | 0.96823 | 1.0053 | 1.0702 | 1.0248 | 1.0176 | 1.0475 | 1.0455 | 1.0413 | 1.0413 | 1.0022 | 1.062 | 1.062 | 1.0496 | 0.98876 | 1.0372 | 1.0712 | 1.062 | 1.0125 | 1.0011 | 1.0816 | 1.0166 | 1.064 | 1.0393 | 0.99186 | 1.0506 | 0.99701 | 1.0661 | 1.0042 | 0.97948 | 1.0537 | 0.98876 | 0.99701 | 1.0816 | 1.0104 | 1.0135 | 1.0114 | 0.98567 | 1.0537 | 1.0022 | 1.0424 | 0.97948 | 0.99392 | 1.0486 | 1.0197 | 1.062 | 1.0486 | 1.0723 | 1.0826 | 1.0145 | 1.1159 | 1.1041 | 1.1266 | 1.1159 | 1.0257 | 1.0718 | 1.1019 | 1.0633 | 1.1202 | 1.1213 | 1.0257 | 1.0794 | 1.1245 | 1.0794 | 1.0976 | 1.1008 | 1.1127 | 1.0407 | 1.1051 | 1.074 | 1.0633 | 1.0847 | 1.0783 | 1.1019 | 1.059 | 1.0504 | 1.1245 | 1.1041 | 1.0815 | 1.0278 | 1.0815 | 1.1213 | 1.0504 | 1.0686 | 1.0686 | 1.0654 | 1.0235 | 1.089 | 1.0214 | 1.0235 | 1.0493 | 1.1116 | 1.0536 | 1.0869 | 1.0267 | 1.1008 | 1.1234 | 1.1019 | 1.0421 | 1.0661 | 1.0912 | 1.0475 | 1.0846 | 1.0672 | 1.0617 | 1.101 | 1.065 | 1.101 | 1.0737 | 1.1054 | 1.0912 | 1.125 | 1.0814 | 1.0672 | 1.0541 | 1.0421 | 1.1021 | 1.0388 | 1.0497 | 1.1196 | 1.0737 | 1.1457 | 1.0475 | 1.1108 | 1.1305 | 1.0541 | 1.065 | 1.0781 | 1.0934 | 1.1381 | 1.0814 | 1.1228 | 1.0683 | 1.1054 | 1.1163 | 1.0366 | 1.101 | 1.0945 | 1.0846 | 1.125 | 1.077 | 1.0868 | 1.1261 | 1.0781 | 1.0683 | 1.0748 | 1.0857 | 1.0497 | 1.0464 | 1.077 | 1.0857 | 1.0934 | 1.1174 | 1.1316 | 1.0694 | 1.1174 | 1.101 | 1.1196 | 1.0574 | 1.077 | 1.0519 | 1.1457 | 1.0552 | 1.1075 | 1.0879 | 1.1086 | 1.0377 | 1.1174 | 1.0814 | 1.125 | 1.0497 | 1.0497 | 1.0366 | 1.1206 | 1.0923 | 1.1348 | 1.0366 | 1.089 | 1.053 | 1.0704 | 1.1436 | 1.1326 | 1.0661 | 1.0781 | 1.0825 | 1.0464 | 1.0519 | 1.053 | 1.1206 | 1.1337 | 1.0934 | 1.0694 | 1.0595
ON_ARM_GSS | 487 | 230 | ON | 0.001057 | 487 | 24640 | 0.26044 | 0.28831 | 0.27791 | 0.27312 | 0.27228 | 0.272 | 0.27987 | 0.28606 | 0.28944 | 0.27172 | 0.26722 | 0.27819 | 0.28775 | 0.27256 | 0.28353 | 0.28606 | 0.27369 | 0.27115 | 0.29253 | 0.27622 | 0.2765 | 0.27678 | 0.27087 | 0.27312 | 0.27875 | 0.27172 | 0.27059 | 0.27931 | 0.29 | 0.27903 | 0.26806 | 0.27565 | 0.27115 | 0.28409 | 0.27228 | 0.281 | 0.27481 | 0.26806 | 0.2765 | 0.29281 | 0.27678 | 0.27397 | 0.28972 | 0.26722 | 0.28634 | 0.28016 | 0.2765 | 0.29253 | 0.27003 | 0.31747 | 0.29565 | 0.29995 | 0.30394 | 0.31501 | 0.30087 | 0.30149 | 0.29811 | 0.31839 | 0.31439 | 0.29565 | 0.29472 | 0.29964 | 0.3104 | 0.31532 | 0.31624 | 0.32146 | 0.29903 | 0.30579 | 0.29995 | 0.31378 | 0.30794 | 0.30394 | 0.29411 | 0.30271 | 0.30364 | 0.30794 | 0.30333 | 0.29319 | 0.2935 | 0.29196 | 0.30394 | 0.31747 | 0.29749 | 0.30456 | 0.29442 | 0.29657 | 0.31071 | 0.30149 | 0.31101 | 0.32085 | 0.31716 | 0.31009 | 0.32269 | 0.30517 | 0.30056 | 0.2978 | 0.2935 | 0.30472 | 0.32441 | 0.31066 | 0.30847 | 0.31753 | 0.31691 | 0.31566 | 0.31566 | 0.30378 | 0.32191 | 0.32191 | 0.31816 | 0.29972 | 0.31441 | 0.32472 | 0.32191 | 0.30691 | 0.30347 | 0.32785 | 0.30816 | 0.32253 | 0.31503 | 0.30066 | 0.31847 | 0.30222 | 0.32316 | 0.30441 | 0.29691 | 0.31941 | 0.29972 | 0.30222 | 0.32785 | 0.30628 | 0.30722 | 0.3066 | 0.29878 | 0.31941 | 0.30378 | 0.31597 | 0.29691 | 0.30128 | 0.31785 | 0.3091 | 0.32191 | 0.31785 | 0.32504 | 0.32816 | 0.30753 | 0.33825 | 0.33467 | 0.34151 | 0.33825 | 0.31091 | 0.3249 | 0.33402 | 0.3223 | 0.33955 | 0.33988 | 0.31091 | 0.32718 | 0.34086 | 0.32718 | 0.33272 | 0.33369 | 0.33728 | 0.31546 | 0.335 | 0.32556 | 0.3223 | 0.32881 | 0.32686 | 0.33402 | 0.321 | 0.31839 | 0.34086 | 0.33467 | 0.32783 | 0.31156 | 0.32783 | 0.33988 | 0.31839 | 0.32393 | 0.32393 | 0.32295 | 0.31025 | 0.33011 | 0.3096 | 0.31025 | 0.31807 | 0.33695 | 0.31937 | 0.32946 | 0.31123 | 0.33369 | 0.34053 | 0.33402 | 0.31588 | 0.32316 | 0.33076 | 0.31753 | 0.32878 | 0.32349 | 0.32183 | 0.33374 | 0.32283 | 0.33374 | 0.32547 | 0.33506 | 0.33076 | 0.34102 | 0.32779 | 0.32349 | 0.31952 | 0.31588 | 0.33407 | 0.31489 | 0.3182 | 0.33936 | 0.32547 | 0.3473 | 0.31753 | 0.33672 | 0.34267 | 0.31952 | 0.32283 | 0.3268 | 0.33143 | 0.34499 | 0.32779 | 0.34036 | 0.32382 | 0.33506 | 0.33837 | 0.31423 | 0.33374 | 0.33176 | 0.32878 | 0.34102 | 0.32646 | 0.32944 | 0.34135 | 0.3268 | 0.32382 | 0.3258 | 0.32911 | 0.3182 | 0.3172 | 0.32646 | 0.32911 | 0.33143 | 0.3387 | 0.343 | 0.32415 | 0.3387 | 0.33374 | 0.33936 | 0.32051 | 0.32646 | 0.31886 | 0.3473 | 0.31985 | 0.33573 | 0.32977 | 0.33606 | 0.31456 | 0.3387 | 0.32779 | 0.34102 | 0.3182 | 0.3182 | 0.31423 | 0.3397 | 0.3311 | 0.344 | 0.31423 | 0.3301 | 0.31919 | 0.32448 | 0.34664 | 0.34333 | 0.32316 | 0.3268 | 0.32812 | 0.3172 | 0.31886 | 0.31919 | 0.3397 | 0.34366 | 0.33143 | 0.32415 | 0.32117
ON_ARM_JCT | 488 | 230 | ON | 0.001057 | 488 | 24640 | 0.26044 | 0.28831 | 0.27791 | 0.27312 | 0.27228 | 0.272 | 0.27987 | 0.28606 | 0.28944 | 0.27172 | 0.26722 | 0.27819 | 0.28775 | 0.27256 | 0.28353 | 0.28606 | 0.27369 | 0.27115 | 0.29253 | 0.27622 | 0.2765 | 0.27678 | 0.27087 | 0.27312 | 0.27875 | 0.27172 | 0.27059 | 0.27931 | 0.29 | 0.27903 | 0.26806 | 0.27565 | 0.27115 | 0.28409 | 0.27228 | 0.281 | 0.27481 | 0.26806 | 0.2765 | 0.29281 | 0.27678 | 0.27397 | 0.28972 | 0.26722 | 0.28634 | 0.28016 | 0.2765 | 0.29253 | 0.27003 | 0.31747 | 0.29565 | 0.29995 | 0.30394 | 0.31501 | 0.30087 | 0.30149 | 0.29811 | 0.31839 | 0.31439 | 0.29565 | 0.29472 | 0.29964 | 0.3104 | 0.31532 | 0.31624 | 0.32146 | 0.29903 | 0.30579 | 0.29995 | 0.31378 | 0.30794 | 0.30394 | 0.29411 | 0.30271 | 0.30364 | 0.30794 | 0.30333 | 0.29319 | 0.2935 | 0.29196 | 0.30394 | 0.31747 | 0.29749 | 0.30456 | 0.29442 | 0.29657 | 0.31071 | 0.30149 | 0.31101 | 0.32085 | 0.31716 | 0.31009 | 0.32269 | 0.30517 | 0.30056 | 0.2978 | 0.2935 | 0.30472 | 0.32441 | 0.31066 | 0.30847 | 0.31753 | 0.31691 | 0.31566 | 0.31566 | 0.30378 | 0.32191 | 0.32191 | 0.31816 | 0.29972 | 0.31441 | 0.32472 | 0.32191 | 0.30691 | 0.30347 | 0.32785 | 0.30816 | 0.32253 | 0.31503 | 0.30066 | 0.31847 | 0.30222 | 0.32316 | 0.30441 | 0.29691 | 0.31941 | 0.29972 | 0.30222 | 0.32785 | 0.30628 | 0.30722 | 0.3066 | 0.29878 | 0.31941 | 0.30378 | 0.31597 | 0.29691 | 0.30128 | 0.31785 | 0.3091 | 0.32191 | 0.31785 | 0.32504 | 0.32816 | 0.30753 | 0.33825 | 0.33467 | 0.34151 | 0.33825 | 0.31091 | 0.3249 | 0.33402 | 0.3223 | 0.33955 | 0.33988 | 0.31091 | 0.32718 | 0.34086 | 0.32718 | 0.33272 | 0.33369 | 0.33728 | 0.31546 | 0.335 | 0.32556 | 0.3223 | 0.32881 | 0.32686 | 0.33402 | 0.321 | 0.31839 | 0.34086 | 0.33467 | 0.32783 | 0.31156 | 0.32783 | 0.33988 | 0.31839 | 0.32393 | 0.32393 | 0.32295 | 0.31025 | 0.33011 | 0.3096 | 0.31025 | 0.31807 | 0.33695 | 0.31937 | 0.32946 | 0.31123 | 0.33369 | 0.34053 | 0.33402 | 0.31588 | 0.32316 | 0.33076 | 0.31753 | 0.32878 | 0.32349 | 0.32183 | 0.33374 | 0.32283 | 0.33374 | 0.32547 | 0.33506 | 0.33076 | 0.34102 | 0.32779 | 0.32349 | 0.31952 | 0.31588 | 0.33407 | 0.31489 | 0.3182 | 0.33936 | 0.32547 | 0.3473 | 0.31753 | 0.33672 | 0.34267 | 0.31952 | 0.32283 | 0.3268 | 0.33143 | 0.34499 | 0.32779 | 0.34036 | 0.32382 | 0.33506 | 0.33837 | 0.31423 | 0.33374 | 0.33176 | 0.32878 | 0.34102 | 0.32646 | 0.32944 | 0.34135 | 0.3268 | 0.32382 | 0.3258 | 0.32911 | 0.3182 | 0.3172 | 0.32646 | 0.32911 | 0.33143 | 0.3387 | 0.343 | 0.32415 | 0.3387 | 0.33374 | 0.33936 | 0.32051 | 0.32646 | 0.31886 | 0.3473 | 0.31985 | 0.33573 | 0.32977 | 0.33606 | 0.31456 | 0.3387 | 0.32779 | 0.34102 | 0.3182 | 0.3182 | 0.31423 | 0.3397 | 0.3311 | 0.344 | 0.31423 | 0.3301 | 0.31919 | 0.32448 | 0.34664 | 0.34333 | 0.32316 | 0.3268 | 0.32812 | 0.3172 | 0.31886 | 0.31919 | 0.3397 | 0.34366 | 0.33143 | 0.32415 | 0.32117
ON_ARN_GSS | 489 | 230 | ON | 0.001226 | 489 | 24640 | 0.30209 | 0.33441 | 0.32234 | 0.31679 | 0.31581 | 0.31549 | 0.32462 | 0.3318 | 0.33571 | 0.31516 | 0.30994 | 0.32266 | 0.33376 | 0.31614 | 0.32886 | 0.3318 | 0.31744 | 0.31451 | 0.3393 | 0.32038 | 0.32071 | 0.32103 | 0.31418 | 0.31679 | 0.32332 | 0.31516 | 0.31386 | 0.32397 | 0.33637 | 0.32364 | 0.31092 | 0.31973 | 0.31451 | 0.32952 | 0.31581 | 0.32593 | 0.31875 | 0.31092 | 0.32071 | 0.33963 | 0.32103 | 0.31777 | 0.33604 | 0.30994 | 0.33213 | 0.32495 | 0.32071 | 0.3393 | 0.3132 | 0.36823 | 0.34292 | 0.34791 | 0.35254 | 0.36537 | 0.34898 | 0.34969 | 0.34577 | 0.36929 | 0.36466 | 0.34292 | 0.34185 | 0.34755 | 0.36003 | 0.36573 | 0.3668 | 0.37286 | 0.34684 | 0.35468 | 0.34791 | 0.36395 | 0.35717 | 0.35254 | 0.34113 | 0.35112 | 0.35218 | 0.35717 | 0.35183 | 0.34006 | 0.34042 | 0.33864 | 0.35254 | 0.36823 | 0.34506 | 0.35325 | 0.34149 | 0.34399 | 0.36038 | 0.34969 | 0.36074 | 0.37215 | 0.36787 | 0.35967 | 0.37429 | 0.35397 | 0.34862 | 0.34541 | 0.34042 | 0.35344 | 0.37628 | 0.36033 | 0.35779 | 0.3683 | 0.36758 | 0.36613 | 0.36613 | 0.35235 | 0.37338 | 0.37338 | 0.36903 | 0.34764 | 0.36468 | 0.37664 | 0.37338 | 0.35598 | 0.35199 | 0.38027 | 0.35743 | 0.3741 | 0.3654 | 0.34873 | 0.36939 | 0.35054 | 0.37483 | 0.35308 | 0.34438 | 0.37048 | 0.34764 | 0.35054 | 0.38027 | 0.35525 | 0.35634 | 0.35562 | 0.34655 | 0.37048 | 0.35235 | 0.36649 | 0.34438 | 0.34945 | 0.36867 | 0.35852 | 0.37338 | 0.36867 | 0.377 | 0.38063 | 0.3567 | 0.39233 | 0.38818 | 0.39611 | 0.39233 | 0.36062 | 0.37685 | 0.38743 | 0.37383 | 0.39385 | 0.39422 | 0.36062 | 0.3795 | 0.39536 | 0.3795 | 0.38592 | 0.38705 | 0.3912 | 0.3659 | 0.38856 | 0.37761 | 0.37383 | 0.38138 | 0.37912 | 0.38743 | 0.37232 | 0.3693 | 0.39536 | 0.38818 | 0.38025 | 0.36137 | 0.38025 | 0.39422 | 0.3693 | 0.37572 | 0.37572 | 0.37459 | 0.35986 | 0.38289 | 0.35911 | 0.35986 | 0.36892 | 0.39082 | 0.37043 | 0.38214 | 0.36099 | 0.38705 | 0.39498 | 0.38743 | 0.36639 | 0.37483 | 0.38365 | 0.3683 | 0.38135 | 0.37521 | 0.37329 | 0.3871 | 0.37444 | 0.3871 | 0.37751 | 0.38864 | 0.38365 | 0.39554 | 0.3802 | 0.37521 | 0.37061 | 0.36639 | 0.38749 | 0.36523 | 0.36907 | 0.39362 | 0.37751 | 0.40283 | 0.3683 | 0.39056 | 0.39746 | 0.37061 | 0.37444 | 0.37905 | 0.38442 | 0.40015 | 0.3802 | 0.39478 | 0.37559 | 0.38864 | 0.39247 | 0.36447 | 0.3871 | 0.3848 | 0.38135 | 0.39554 | 0.37866 | 0.38212 | 0.39593 | 0.37905 | 0.37559 | 0.37789 | 0.38173 | 0.36907 | 0.36792 | 0.37866 | 0.38173 | 0.38442 | 0.39286 | 0.39784 | 0.37598 | 0.39286 | 0.3871 | 0.39362 | 0.37176 | 0.37866 | 0.36984 | 0.40283 | 0.37099 | 0.3894 | 0.3825 | 0.38979 | 0.36485 | 0.39286 | 0.3802 | 0.39554 | 0.36907 | 0.36907 | 0.36447 | 0.39401 | 0.38403 | 0.399 | 0.36447 | 0.38288 | 0.37022 | 0.37636 | 0.40206 | 0.39823 | 0.37483 | 0.37905 | 0.38058 | 0.36792 | 0.36984 | 0.37022 | 0.39401 | 0.39861 | 0.38442 | 0.37598 | 0.37252
ON_ARX_ISS | 490 | 230 | ON | 0.001321 | 490 | 24640 | 0.32549 | 0.36032 | 0.34732 | 0.34134 | 0.34028 | 0.33993 | 0.34978 | 0.35751 | 0.36173 | 0.33958 | 0.33396 | 0.34767 | 0.35962 | 0.34064 | 0.35435 | 0.35751 | 0.34204 | 0.33888 | 0.3656 | 0.34521 | 0.34556 | 0.34591 | 0.33853 | 0.34134 | 0.34837 | 0.33958 | 0.33818 | 0.34907 | 0.36243 | 0.34872 | 0.33501 | 0.3445 | 0.33888 | 0.35505 | 0.34028 | 0.35118 | 0.34345 | 0.33501 | 0.34556 | 0.36595 | 0.34591 | 0.34239 | 0.36208 | 0.33396 | 0.35786 | 0.35013 | 0.34556 | 0.3656 | 0.33747 | 0.39676 | 0.36949 | 0.37487 | 0.37986 | 0.39369 | 0.37602 | 0.37679 | 0.37256 | 0.39791 | 0.39292 | 0.36949 | 0.36834 | 0.37448 | 0.38792 | 0.39407 | 0.39522 | 0.40175 | 0.37371 | 0.38216 | 0.37487 | 0.39215 | 0.38485 | 0.37986 | 0.36757 | 0.37832 | 0.37947 | 0.38485 | 0.37909 | 0.36642 | 0.3668 | 0.36488 | 0.37986 | 0.39676 | 0.37179 | 0.38063 | 0.36795 | 0.37064 | 0.38831 | 0.37679 | 0.38869 | 0.40098 | 0.39637 | 0.38754 | 0.40329 | 0.38139 | 0.37563 | 0.37218 | 0.3668 | 0.38083 | 0.40544 | 0.38825 | 0.38552 | 0.39684 | 0.39606 | 0.3945 | 0.3945 | 0.37966 | 0.40231 | 0.40231 | 0.39762 | 0.37458 | 0.39294 | 0.40583 | 0.40231 | 0.38356 | 0.37927 | 0.40973 | 0.38512 | 0.40309 | 0.39372 | 0.37575 | 0.39801 | 0.3777 | 0.40387 | 0.38044 | 0.37106 | 0.39919 | 0.37458 | 0.3777 | 0.40973 | 0.38278 | 0.38395 | 0.38317 | 0.37341 | 0.39919 | 0.37966 | 0.39489 | 0.37106 | 0.37653 | 0.39723 | 0.3863 | 0.40231 | 0.39723 | 0.40622 | 0.41012 | 0.38434 | 0.42274 | 0.41826 | 0.4268 | 0.42274 | 0.38856 | 0.40605 | 0.41745 | 0.4028 | 0.42436 | 0.42477 | 0.38856 | 0.4089 | 0.42599 | 0.4089 | 0.41582 | 0.41704 | 0.42152 | 0.39426 | 0.41867 | 0.40687 | 0.4028 | 0.41094 | 0.4085 | 0.41745 | 0.40117 | 0.39792 | 0.42599 | 0.41826 | 0.40972 | 0.38937 | 0.40972 | 0.42477 | 0.39792 | 0.40483 | 0.40483 | 0.40361 | 0.38775 | 0.41256 | 0.38693 | 0.38775 | 0.39751 | 0.42111 | 0.39914 | 0.41175 | 0.38897 | 0.41704 | 0.42558 | 0.41745 | 0.39478 | 0.40387 | 0.41338 | 0.39684 | 0.4109 | 0.40428 | 0.40222 | 0.4171 | 0.40346 | 0.4171 | 0.40676 | 0.41875 | 0.41338 | 0.42619 | 0.40966 | 0.40428 | 0.39932 | 0.39478 | 0.41751 | 0.39354 | 0.39767 | 0.42413 | 0.40676 | 0.43405 | 0.39684 | 0.42082 | 0.42826 | 0.39932 | 0.40346 | 0.40842 | 0.4142 | 0.43115 | 0.40966 | 0.42537 | 0.4047 | 0.41875 | 0.42289 | 0.39271 | 0.4171 | 0.41462 | 0.4109 | 0.42619 | 0.408 | 0.41172 | 0.42661 | 0.40842 | 0.4047 | 0.40718 | 0.41131 | 0.39767 | 0.39643 | 0.408 | 0.41131 | 0.4142 | 0.4233 | 0.42867 | 0.40511 | 0.4233 | 0.4171 | 0.42413 | 0.40056 | 0.408 | 0.3985 | 0.43405 | 0.39974 | 0.41958 | 0.41214 | 0.41999 | 0.39312 | 0.4233 | 0.40966 | 0.42619 | 0.39767 | 0.39767 | 0.39271 | 0.42454 | 0.41379 | 0.42991 | 0.39271 | 0.41255 | 0.39891 | 0.40552 | 0.43322 | 0.42909 | 0.40387 | 0.40842 | 0.41007 | 0.39643 | 0.3985 | 0.39891 | 0.42454 | 0.4295 | 0.4142 | 0.40511 | 0.40139
ON_ARX_JCT | 491 | 230 | ON | 0.001321 | 491 | 24640 | 0.32549 | 0.36032 | 0.34732 | 0.34134 | 0.34028 | 0.33993 | 0.34978 | 0.35751 | 0.36173 | 0.33958 | 0.33396 | 0.34767 | 0.35962 | 0.34064 | 0.35435 | 0.35751 | 0.34204 | 0.33888 | 0.3656 | 0.34521 | 0.34556 | 0.34591 | 0.33853 | 0.34134 | 0.34837 | 0.33958 | 0.33818 | 0.34907 | 0.36243 | 0.34872 | 0.33501 | 0.3445 | 0.33888 | 0.35505 | 0.34028 | 0.35118 | 0.34345 | 0.33501 | 0.34556 | 0.36595 | 0.34591 | 0.34239 | 0.36208 | 0.33396 | 0.35786 | 0.35013 | 0.34556 | 0.3656 | 0.33747 | 0.39676 | 0.36949 | 0.37487 | 0.37986 | 0.39369 | 0.37602 | 0.37679 | 0.37256 | 0.39791 | 0.39292 | 0.36949 | 0.36834 | 0.37448 | 0.38792 | 0.39407 | 0.39522 | 0.40175 | 0.37371 | 0.38216 | 0.37487 | 0.39215 | 0.38485 | 0.37986 | 0.36757 | 0.37832 | 0.37947 | 0.38485 | 0.37909 | 0.36642 | 0.3668 | 0.36488 | 0.37986 | 0.39676 | 0.37179 | 0.38063 | 0.36795 | 0.37064 | 0.38831 | 0.37679 | 0.38869 | 0.40098 | 0.39637 | 0.38754 | 0.40329 | 0.38139 | 0.37563 | 0.37218 | 0.3668 | 0.38083 | 0.40544 | 0.38825 | 0.38552 | 0.39684 | 0.39606 | 0.3945 | 0.3945 | 0.37966 | 0.40231 | 0.40231 | 0.39762 | 0.37458 | 0.39294 | 0.40583 | 0.40231 | 0.38356 | 0.37927 | 0.40973 | 0.38512 | 0.40309 | 0.39372 | 0.37575 | 0.39801 | 0.3777 | 0.40387 | 0.38044 | 0.37106 | 0.39919 | 0.37458 | 0.3777 | 0.40973 | 0.38278 | 0.38395 | 0.38317 | 0.37341 | 0.39919 | 0.37966 | 0.39489 | 0.37106 | 0.37653 | 0.39723 | 0.3863 | 0.40231 | 0.39723 | 0.40622 | 0.41012 | 0.38434 | 0.42274 | 0.41826 | 0.4268 | 0.42274 | 0.38856 | 0.40605 | 0.41745 | 0.4028 | 0.42436 | 0.42477 | 0.38856 | 0.4089 | 0.42599 | 0.4089 | 0.41582 | 0.41704 | 0.42152 | 0.39426 | 0.41867 | 0.40687 | 0.4028 | 0.41094 | 0.4085 | 0.41745 | 0.40117 | 0.39792 | 0.42599 | 0.41826 | 0.40972 | 0.38937 | 0.40972 | 0.42477 | 0.39792 | 0.40483 | 0.40483 | 0.40361 | 0.38775 | 0.41256 | 0.38693 | 0.38775 | 0.39751 | 0.42111 | 0.39914 | 0.41175 | 0.38897 | 0.41704 | 0.42558 | 0.41745 | 0.39478 | 0.40387 | 0.41338 | 0.39684 | 0.4109 | 0.40428 | 0.40222 | 0.4171 | 0.40346 | 0.4171 | 0.40676 | 0.41875 | 0.41338 | 0.42619 | 0.40966 | 0.40428 | 0.39932 | 0.39478 | 0.41751 | 0.39354 | 0.39767 | 0.42413 | 0.40676 | 0.43405 | 0.39684 | 0.42082 | 0.42826 | 0.39932 | 0.40346 | 0.40842 | 0.4142 | 0.43115 | 0.40966 | 0.42537 | 0.4047 | 0.41875 | 0.42289 | 0.39271 | 0.4171 | 0.41462 | 0.4109 | 0.42619 | 0.408 | 0.41172 | 0.42661 | 0.40842 | 0.4047 | 0.40718 | 0.41131 | 0.39767 | 0.39643 | 0.408 | 0.41131 | 0.4142 | 0.4233 | 0.42867 | 0.40511 | 0.4233 | 0.4171 | 0.42413 | 0.40056 | 0.408 | 0.3985 | 0.43405 | 0.39974 | 0.41958 | 0.41214 | 0.41999 | 0.39312 | 0.4233 | 0.40966 | 0.42619 | 0.39767 | 0.39767 | 0.39271 | 0.42454 | 0.41379 | 0.42991 | 0.39271 | 0.41255 | 0.39891 | 0.40552 | 0.43322 | 0.42909 | 0.40387 | 0.40842 | 0.41007 | 0.39643 | 0.3985 | 0.39891 | 0.42454 | 0.4295 | 0.4142 | 0.40511 | 0.40139
ON_ASH_SWS | 492 | 500 | ON | 0.002139 | 492 | 24640 | 0.52705 | 0.58344 | 0.56238 | 0.55271 | 0.551 | 0.55043 | 0.56637 | 0.57889 | 0.58572 | 0.54986 | 0.54075 | 0.56295 | 0.58231 | 0.55157 | 0.57377 | 0.57889 | 0.55384 | 0.54872 | 0.59198 | 0.55897 | 0.55954 | 0.56011 | 0.54815 | 0.55271 | 0.56409 | 0.54986 | 0.54758 | 0.56523 | 0.58686 | 0.56466 | 0.54246 | 0.55783 | 0.54872 | 0.57491 | 0.551 | 0.56864 | 0.55612 | 0.54246 | 0.55954 | 0.59255 | 0.56011 | 0.55441 | 0.58629 | 0.54075 | 0.57946 | 0.56694 | 0.55954 | 0.59198 | 0.54645 | 0.64244 | 0.59829 | 0.60699 | 0.61508 | 0.63747 | 0.60886 | 0.6101 | 0.60326 | 0.64431 | 0.63622 | 0.59829 | 0.59642 | 0.60637 | 0.62814 | 0.63809 | 0.63995 | 0.65053 | 0.60513 | 0.61881 | 0.60699 | 0.63498 | 0.62316 | 0.61508 | 0.59518 | 0.61259 | 0.61446 | 0.62316 | 0.61383 | 0.59331 | 0.59393 | 0.59082 | 0.61508 | 0.64244 | 0.60202 | 0.61632 | 0.5958 | 0.60015 | 0.62876 | 0.6101 | 0.62938 | 0.64928 | 0.64182 | 0.62752 | 0.65301 | 0.61757 | 0.60824 | 0.60264 | 0.59393 | 0.61665 | 0.65649 | 0.62866 | 0.62424 | 0.64258 | 0.64131 | 0.63878 | 0.63878 | 0.61475 | 0.65143 | 0.65143 | 0.64384 | 0.60653 | 0.63625 | 0.65713 | 0.65143 | 0.62108 | 0.61412 | 0.66345 | 0.62361 | 0.6527 | 0.63752 | 0.60843 | 0.64448 | 0.61159 | 0.65396 | 0.61602 | 0.60084 | 0.64637 | 0.60653 | 0.61159 | 0.66345 | 0.61981 | 0.62171 | 0.62044 | 0.60463 | 0.64637 | 0.61475 | 0.63942 | 0.60084 | 0.60969 | 0.64321 | 0.6255 | 0.65143 | 0.64321 | 0.65776 | 0.66408 | 0.62234 | 0.68451 | 0.67726 | 0.69109 | 0.68451 | 0.62917 | 0.65749 | 0.67594 | 0.65222 | 0.68714 | 0.6878 | 0.62917 | 0.66211 | 0.68978 | 0.66211 | 0.67331 | 0.67528 | 0.68253 | 0.63839 | 0.67792 | 0.65881 | 0.65222 | 0.6654 | 0.66145 | 0.67594 | 0.64959 | 0.64432 | 0.68978 | 0.67726 | 0.66342 | 0.63048 | 0.66342 | 0.6878 | 0.64432 | 0.65552 | 0.65552 | 0.65354 | 0.62785 | 0.66804 | 0.62653 | 0.62785 | 0.64366 | 0.68187 | 0.64629 | 0.66672 | 0.62982 | 0.67528 | 0.68912 | 0.67594 | 0.63923 | 0.65396 | 0.66935 | 0.64258 | 0.66534 | 0.65463 | 0.65128 | 0.67538 | 0.65329 | 0.67538 | 0.65864 | 0.67805 | 0.66935 | 0.6901 | 0.66333 | 0.65463 | 0.64659 | 0.63923 | 0.67605 | 0.63722 | 0.64392 | 0.68676 | 0.65864 | 0.70282 | 0.64258 | 0.6814 | 0.69345 | 0.64659 | 0.65329 | 0.66132 | 0.67069 | 0.69814 | 0.66333 | 0.68876 | 0.6553 | 0.67805 | 0.68475 | 0.63589 | 0.67538 | 0.67136 | 0.66534 | 0.6901 | 0.66065 | 0.66668 | 0.69077 | 0.66132 | 0.6553 | 0.65931 | 0.66601 | 0.64392 | 0.64191 | 0.66065 | 0.66601 | 0.67069 | 0.68542 | 0.69412 | 0.65597 | 0.68542 | 0.67538 | 0.68676 | 0.6486 | 0.66065 | 0.64526 | 0.70282 | 0.64726 | 0.67939 | 0.66734 | 0.68006 | 0.63655 | 0.68542 | 0.66333 | 0.6901 | 0.64392 | 0.64392 | 0.63589 | 0.68743 | 0.67002 | 0.69613 | 0.63589 | 0.66801 | 0.64593 | 0.65664 | 0.70148 | 0.69479 | 0.65396 | 0.66132 | 0.664 | 0.64191 | 0.64526 | 0.64593 | 0.68743 | 0.69546 | 0.67069 | 0.65597 | 0.64994
ON_ATG_DSS | 493 | 230 | ON | 0.003203 | 493 | 24640 | 0.78922 | 0.87367 | 0.84213 | 0.82764 | 0.82508 | 0.82423 | 0.84809 | 0.86685 | 0.87708 | 0.82338 | 0.80974 | 0.84298 | 0.87196 | 0.82593 | 0.85918 | 0.86685 | 0.82934 | 0.82167 | 0.88645 | 0.83701 | 0.83787 | 0.83872 | 0.82082 | 0.82764 | 0.84469 | 0.82338 | 0.81997 | 0.84639 | 0.87878 | 0.84554 | 0.8123 | 0.83531 | 0.82167 | 0.86088 | 0.82508 | 0.8515 | 0.83275 | 0.8123 | 0.83787 | 0.8873 | 0.83872 | 0.8302 | 0.87793 | 0.80974 | 0.8677 | 0.84895 | 0.83787 | 0.88645 | 0.81826 | 0.96201 | 0.89589 | 0.90893 | 0.92103 | 0.95456 | 0.91172 | 0.91358 | 0.90334 | 0.9648 | 0.9527 | 0.89589 | 0.8931 | 0.908 | 0.94059 | 0.95549 | 0.95829 | 0.97412 | 0.90613 | 0.92662 | 0.90893 | 0.95084 | 0.93314 | 0.92103 | 0.89123 | 0.91731 | 0.9201 | 0.93314 | 0.91917 | 0.88844 | 0.88937 | 0.88471 | 0.92103 | 0.96201 | 0.90148 | 0.9229 | 0.89216 | 0.89868 | 0.94152 | 0.91358 | 0.94245 | 0.97225 | 0.96108 | 0.93966 | 0.97784 | 0.92476 | 0.91079 | 0.90241 | 0.88937 | 0.92339 | 0.98305 | 0.94138 | 0.93475 | 0.96222 | 0.96032 | 0.95653 | 0.95653 | 0.92055 | 0.97547 | 0.97547 | 0.96411 | 0.90823 | 0.95275 | 0.984 | 0.97547 | 0.93002 | 0.9196 | 0.99347 | 0.9338 | 0.97737 | 0.95464 | 0.91107 | 0.96506 | 0.91581 | 0.97926 | 0.92244 | 0.89971 | 0.9679 | 0.90823 | 0.91581 | 0.99347 | 0.92812 | 0.93096 | 0.92907 | 0.90539 | 0.9679 | 0.92055 | 0.95748 | 0.89971 | 0.91297 | 0.96316 | 0.93665 | 0.97547 | 0.96316 | 0.98495 | 0.99442 | 0.93191 | 1.025 | 1.0141 | 1.0349 | 1.025 | 0.94213 | 0.98455 | 1.0122 | 0.97666 | 1.0289 | 1.0299 | 0.94213 | 0.99146 | 1.0329 | 0.99146 | 1.0082 | 1.0112 | 1.022 | 0.95594 | 1.0151 | 0.98652 | 0.97666 | 0.99639 | 0.99047 | 1.0122 | 0.97271 | 0.96482 | 1.0329 | 1.0141 | 0.99343 | 0.9441 | 0.99343 | 1.0299 | 0.96482 | 0.98159 | 0.98159 | 0.97863 | 0.94016 | 1.0003 | 0.93818 | 0.94016 | 0.96383 | 1.0211 | 0.96778 | 0.99836 | 0.94312 | 1.0112 | 1.0319 | 1.0122 | 0.9572 | 0.97926 | 1.0023 | 0.96222 | 0.99629 | 0.98026 | 0.97525 | 1.0113 | 0.97825 | 1.0113 | 0.98627 | 1.0153 | 1.0023 | 1.0334 | 0.99329 | 0.98026 | 0.96823 | 0.9572 | 1.0123 | 0.9542 | 0.96422 | 1.0284 | 0.98627 | 1.0524 | 0.96222 | 1.0203 | 1.0384 | 0.96823 | 0.97825 | 0.99028 | 1.0043 | 1.0454 | 0.99329 | 1.0314 | 0.98126 | 1.0153 | 1.0254 | 0.95219 | 1.0113 | 1.0053 | 0.99629 | 1.0334 | 0.98928 | 0.9983 | 1.0344 | 0.99028 | 0.98126 | 0.98727 | 0.9973 | 0.96422 | 0.96121 | 0.98928 | 0.9973 | 1.0043 | 1.0264 | 1.0394 | 0.98226 | 1.0264 | 1.0113 | 1.0284 | 0.97124 | 0.98928 | 0.96623 | 1.0524 | 0.96923 | 1.0173 | 0.9993 | 1.0183 | 0.9532 | 1.0264 | 0.99329 | 1.0334 | 0.96422 | 0.96422 | 0.95219 | 1.0294 | 1.0033 | 1.0424 | 0.95219 | 1.0003 | 0.96723 | 0.98326 | 1.0504 | 1.0404 | 0.97926 | 0.99028 | 0.99429 | 0.96121 | 0.96623 | 0.96723 | 1.0294 | 1.0414 | 1.0043 | 0.98226 | 0.97324
ON_ATK_GSS | 494 | 230 | ON | 0.000621 | 494 | 24640 | 0.15301 | 0.16939 | 0.16327 | 0.16046 | 0.15997 | 0.1598 | 0.16443 | 0.16806 | 0.17005 | 0.15964 | 0.15699 | 0.16344 | 0.16906 | 0.16013 | 0.16658 | 0.16806 | 0.16079 | 0.15931 | 0.17187 | 0.16228 | 0.16245 | 0.16261 | 0.15914 | 0.16046 | 0.16377 | 0.15964 | 0.15898 | 0.1641 | 0.17038 | 0.16393 | 0.15749 | 0.16195 | 0.15931 | 0.16691 | 0.15997 | 0.16509 | 0.16145 | 0.15749 | 0.16245 | 0.17203 | 0.16261 | 0.16096 | 0.17021 | 0.15699 | 0.16823 | 0.16459 | 0.16245 | 0.17187 | 0.15865 | 0.18652 | 0.1737 | 0.17622 | 0.17857 | 0.18507 | 0.17677 | 0.17713 | 0.17514 | 0.18706 | 0.18471 | 0.1737 | 0.17315 | 0.17604 | 0.18236 | 0.18525 | 0.18579 | 0.18886 | 0.17568 | 0.17965 | 0.17622 | 0.18435 | 0.18092 | 0.17857 | 0.17279 | 0.17785 | 0.17839 | 0.18092 | 0.17821 | 0.17225 | 0.17243 | 0.17153 | 0.17857 | 0.18652 | 0.17478 | 0.17893 | 0.17297 | 0.17424 | 0.18254 | 0.17713 | 0.18272 | 0.1885 | 0.18633 | 0.18218 | 0.18958 | 0.17929 | 0.17658 | 0.17496 | 0.17243 | 0.17903 | 0.19059 | 0.18252 | 0.18123 | 0.18656 | 0.18619 | 0.18545 | 0.18545 | 0.17848 | 0.18913 | 0.18913 | 0.18692 | 0.17609 | 0.18472 | 0.19078 | 0.18913 | 0.18031 | 0.17829 | 0.19261 | 0.18105 | 0.18949 | 0.18509 | 0.17664 | 0.18711 | 0.17756 | 0.18986 | 0.17884 | 0.17444 | 0.18766 | 0.17609 | 0.17756 | 0.19261 | 0.17994 | 0.1805 | 0.18013 | 0.17554 | 0.18766 | 0.17848 | 0.18564 | 0.17444 | 0.17701 | 0.18674 | 0.1816 | 0.18913 | 0.18674 | 0.19096 | 0.1928 | 0.18068 | 0.19873 | 0.19662 | 0.20064 | 0.19873 | 0.18266 | 0.19089 | 0.19624 | 0.18936 | 0.19949 | 0.19968 | 0.18266 | 0.19222 | 0.20026 | 0.19222 | 0.19548 | 0.19605 | 0.19815 | 0.18534 | 0.19681 | 0.19127 | 0.18936 | 0.19318 | 0.19203 | 0.19624 | 0.18859 | 0.18706 | 0.20026 | 0.19662 | 0.19261 | 0.18304 | 0.19261 | 0.19968 | 0.18706 | 0.19031 | 0.19031 | 0.18974 | 0.18228 | 0.19395 | 0.1819 | 0.18228 | 0.18687 | 0.19796 | 0.18763 | 0.19356 | 0.18285 | 0.19605 | 0.20007 | 0.19624 | 0.18558 | 0.18986 | 0.19433 | 0.18656 | 0.19316 | 0.19005 | 0.18908 | 0.19608 | 0.18966 | 0.19608 | 0.19122 | 0.19685 | 0.19433 | 0.20035 | 0.19258 | 0.19005 | 0.18772 | 0.18558 | 0.19627 | 0.185 | 0.18694 | 0.19938 | 0.19122 | 0.20404 | 0.18656 | 0.19783 | 0.20132 | 0.18772 | 0.18966 | 0.192 | 0.19472 | 0.20268 | 0.19258 | 0.19996 | 0.19025 | 0.19685 | 0.1988 | 0.18461 | 0.19608 | 0.19491 | 0.19316 | 0.20035 | 0.1918 | 0.19355 | 0.20055 | 0.192 | 0.19025 | 0.19141 | 0.19336 | 0.18694 | 0.18636 | 0.1918 | 0.19336 | 0.19472 | 0.19899 | 0.20152 | 0.19044 | 0.19899 | 0.19608 | 0.19938 | 0.1883 | 0.1918 | 0.18733 | 0.20404 | 0.18792 | 0.19724 | 0.19375 | 0.19744 | 0.18481 | 0.19899 | 0.19258 | 0.20035 | 0.18694 | 0.18694 | 0.18461 | 0.19958 | 0.19452 | 0.2021 | 0.18461 | 0.19394 | 0.18753 | 0.19064 | 0.20366 | 0.20171 | 0.18986 | 0.192 | 0.19277 | 0.18636 | 0.18733 | 0.18753 | 0.19958 | 0.20191 | 0.19472 | 0.19044 | 0.18869
ON_ATP_ISS | 495 | 230 | ON | 0.002601 | 495 | 24640 | 0.64089 | 0.70946 | 0.68385 | 0.67208 | 0.67001 | 0.66932 | 0.6887 | 0.70392 | 0.71223 | 0.66862 | 0.65755 | 0.68454 | 0.70808 | 0.6707 | 0.69769 | 0.70392 | 0.67347 | 0.66724 | 0.71984 | 0.6797 | 0.68039 | 0.68108 | 0.66655 | 0.67208 | 0.68593 | 0.66862 | 0.66586 | 0.68731 | 0.71361 | 0.68662 | 0.65963 | 0.67831 | 0.66724 | 0.69908 | 0.67001 | 0.69147 | 0.67624 | 0.65963 | 0.68039 | 0.72054 | 0.68108 | 0.67416 | 0.71292 | 0.65755 | 0.70462 | 0.68939 | 0.68039 | 0.71984 | 0.66447 | 0.7812 | 0.72751 | 0.7381 | 0.74793 | 0.77515 | 0.74036 | 0.74188 | 0.73356 | 0.78347 | 0.77364 | 0.72751 | 0.72524 | 0.73734 | 0.76381 | 0.77591 | 0.77818 | 0.79103 | 0.73583 | 0.75246 | 0.7381 | 0.77213 | 0.75776 | 0.74793 | 0.72373 | 0.7449 | 0.74717 | 0.75776 | 0.74641 | 0.72146 | 0.72221 | 0.71843 | 0.74793 | 0.7812 | 0.73205 | 0.74944 | 0.72448 | 0.72978 | 0.76456 | 0.74188 | 0.76532 | 0.78952 | 0.78045 | 0.76305 | 0.79406 | 0.75095 | 0.73961 | 0.7328 | 0.72221 | 0.74984 | 0.79829 | 0.76445 | 0.75907 | 0.78137 | 0.77983 | 0.77675 | 0.77675 | 0.74753 | 0.79214 | 0.79214 | 0.78291 | 0.73753 | 0.77368 | 0.79906 | 0.79214 | 0.75522 | 0.74676 | 0.80675 | 0.7583 | 0.79367 | 0.77522 | 0.73984 | 0.78368 | 0.74368 | 0.79521 | 0.74907 | 0.73061 | 0.78598 | 0.73753 | 0.74368 | 0.80675 | 0.75368 | 0.75599 | 0.75445 | 0.73522 | 0.78598 | 0.74753 | 0.77752 | 0.73061 | 0.74138 | 0.78214 | 0.7606 | 0.79214 | 0.78214 | 0.79983 | 0.80752 | 0.75676 | 0.83235 | 0.82354 | 0.84036 | 0.83235 | 0.76506 | 0.79951 | 0.82194 | 0.7931 | 0.83556 | 0.83636 | 0.76506 | 0.80511 | 0.83876 | 0.80511 | 0.81873 | 0.82114 | 0.82995 | 0.77627 | 0.82434 | 0.80111 | 0.7931 | 0.80912 | 0.80431 | 0.82194 | 0.78989 | 0.78348 | 0.83876 | 0.82354 | 0.80672 | 0.76666 | 0.80672 | 0.83636 | 0.78348 | 0.7971 | 0.7971 | 0.7947 | 0.76346 | 0.81232 | 0.76185 | 0.76346 | 0.78268 | 0.82915 | 0.78589 | 0.81072 | 0.76586 | 0.82114 | 0.83796 | 0.82194 | 0.7773 | 0.79521 | 0.81393 | 0.78137 | 0.80904 | 0.79602 | 0.79195 | 0.82125 | 0.79439 | 0.82125 | 0.8009 | 0.82451 | 0.81393 | 0.83916 | 0.8066 | 0.79602 | 0.78625 | 0.7773 | 0.82206 | 0.77486 | 0.783 | 0.83509 | 0.8009 | 0.85462 | 0.78137 | 0.82858 | 0.84323 | 0.78625 | 0.79439 | 0.80416 | 0.81555 | 0.84892 | 0.8066 | 0.83753 | 0.79683 | 0.82451 | 0.83265 | 0.77323 | 0.82125 | 0.81637 | 0.80904 | 0.83916 | 0.80334 | 0.81067 | 0.83997 | 0.80416 | 0.79683 | 0.80172 | 0.80986 | 0.783 | 0.78055 | 0.80334 | 0.80986 | 0.81555 | 0.83346 | 0.84404 | 0.79765 | 0.83346 | 0.82125 | 0.83509 | 0.78869 | 0.80334 | 0.78462 | 0.85462 | 0.78707 | 0.82613 | 0.81148 | 0.82695 | 0.77404 | 0.83346 | 0.8066 | 0.83916 | 0.783 | 0.783 | 0.77323 | 0.8359 | 0.81474 | 0.84648 | 0.77323 | 0.8123 | 0.78544 | 0.79846 | 0.85299 | 0.84485 | 0.79521 | 0.80416 | 0.80741 | 0.78055 | 0.78462 | 0.78544 | 0.8359 | 0.84567 | 0.81555 | 0.79765 | 0.79032
ON_ATP_JCT | 496 | 230 | ON | 0.002601 | 496 | 24640 | 0.64089 | 0.70946 | 0.68385 | 0.67208 | 0.67001 | 0.66932 | 0.6887 | 0.70392 | 0.71223 | 0.66862 | 0.65755 | 0.68454 | 0.70808 | 0.6707 | 0.69769 | 0.70392 | 0.67347 | 0.66724 | 0.71984 | 0.6797 | 0.68039 | 0.68108 | 0.66655 | 0.67208 | 0.68593 | 0.66862 | 0.66586 | 0.68731 | 0.71361 | 0.68662 | 0.65963 | 0.67831 | 0.66724 | 0.69908 | 0.67001 | 0.69147 | 0.67624 | 0.65963 | 0.68039 | 0.72054 | 0.68108 | 0.67416 | 0.71292 | 0.65755 | 0.70462 | 0.68939 | 0.68039 | 0.71984 | 0.66447 | 0.7812 | 0.72751 | 0.7381 | 0.74793 | 0.77515 | 0.74036 | 0.74188 | 0.73356 | 0.78347 | 0.77364 | 0.72751 | 0.72524 | 0.73734 | 0.76381 | 0.77591 | 0.77818 | 0.79103 | 0.73583 | 0.75246 | 0.7381 | 0.77213 | 0.75776 | 0.74793 | 0.72373 | 0.7449 | 0.74717 | 0.75776 | 0.74641 | 0.72146 | 0.72221 | 0.71843 | 0.74793 | 0.7812 | 0.73205 | 0.74944 | 0.72448 | 0.72978 | 0.76456 | 0.74188 | 0.76532 | 0.78952 | 0.78045 | 0.76305 | 0.79406 | 0.75095 | 0.73961 | 0.7328 | 0.72221 | 0.74984 | 0.79829 | 0.76445 | 0.75907 | 0.78137 | 0.77983 | 0.77675 | 0.77675 | 0.74753 | 0.79214 | 0.79214 | 0.78291 | 0.73753 | 0.77368 | 0.79906 | 0.79214 | 0.75522 | 0.74676 | 0.80675 | 0.7583 | 0.79367 | 0.77522 | 0.73984 | 0.78368 | 0.74368 | 0.79521 | 0.74907 | 0.73061 | 0.78598 | 0.73753 | 0.74368 | 0.80675 | 0.75368 | 0.75599 | 0.75445 | 0.73522 | 0.78598 | 0.74753 | 0.77752 | 0.73061 | 0.74138 | 0.78214 | 0.7606 | 0.79214 | 0.78214 | 0.79983 | 0.80752 | 0.75676 | 0.83235 | 0.82354 | 0.84036 | 0.83235 | 0.76506 | 0.79951 | 0.82194 | 0.7931 | 0.83556 | 0.83636 | 0.76506 | 0.80511 | 0.83876 | 0.80511 | 0.81873 | 0.82114 | 0.82995 | 0.77627 | 0.82434 | 0.80111 | 0.7931 | 0.80912 | 0.80431 | 0.82194 | 0.78989 | 0.78348 | 0.83876 | 0.82354 | 0.80672 | 0.76666 | 0.80672 | 0.83636 | 0.78348 | 0.7971 | 0.7971 | 0.7947 | 0.76346 | 0.81232 | 0.76185 | 0.76346 | 0.78268 | 0.82915 | 0.78589 | 0.81072 | 0.76586 | 0.82114 | 0.83796 | 0.82194 | 0.7773 | 0.79521 | 0.81393 | 0.78137 | 0.80904 | 0.79602 | 0.79195 | 0.82125 | 0.79439 | 0.82125 | 0.8009 | 0.82451 | 0.81393 | 0.83916 | 0.8066 | 0.79602 | 0.78625 | 0.7773 | 0.82206 | 0.77486 | 0.783 | 0.83509 | 0.8009 | 0.85462 | 0.78137 | 0.82858 | 0.84323 | 0.78625 | 0.79439 | 0.80416 | 0.81555 | 0.84892 | 0.8066 | 0.83753 | 0.79683 | 0.82451 | 0.83265 | 0.77323 | 0.82125 | 0.81637 | 0.80904 | 0.83916 | 0.80334 | 0.81067 | 0.83997 | 0.80416 | 0.79683 | 0.80172 | 0.80986 | 0.783 | 0.78055 | 0.80334 | 0.80986 | 0.81555 | 0.83346 | 0.84404 | 0.79765 | 0.83346 | 0.82125 | 0.83509 | 0.78869 | 0.80334 | 0.78462 | 0.85462 | 0.78707 | 0.82613 | 0.81148 | 0.82695 | 0.77404 | 0.83346 | 0.8066 | 0.83916 | 0.783 | 0.783 | 0.77323 | 0.8359 | 0.81474 | 0.84648 | 0.77323 | 0.8123 | 0.78544 | 0.79846 | 0.85299 | 0.84485 | 0.79521 | 0.80416 | 0.80741 | 0.78055 | 0.78462 | 0.78544 | 0.8359 | 0.84567 | 0.81555 | 0.79765 | 0.79032
ON_AUB_GSS | 497 | 230 | ON | 0.00126 | 497 | 24640 | 0.31046 | 0.34368 | 0.33128 | 0.32558 | 0.32457 | 0.32424 | 0.33362 | 0.341 | 0.34502 | 0.3239 | 0.31854 | 0.33161 | 0.34301 | 0.32491 | 0.33798 | 0.341 | 0.32625 | 0.32323 | 0.34871 | 0.32927 | 0.3296 | 0.32994 | 0.32289 | 0.32558 | 0.33228 | 0.3239 | 0.32256 | 0.33295 | 0.3457 | 0.33262 | 0.31954 | 0.3286 | 0.32323 | 0.33865 | 0.32457 | 0.33497 | 0.32759 | 0.31954 | 0.3296 | 0.34905 | 0.32994 | 0.32658 | 0.34536 | 0.31854 | 0.34134 | 0.33396 | 0.3296 | 0.34871 | 0.32189 | 0.37844 | 0.35243 | 0.35756 | 0.36232 | 0.37551 | 0.35865 | 0.35939 | 0.35536 | 0.37954 | 0.37477 | 0.35243 | 0.35133 | 0.35719 | 0.37001 | 0.37587 | 0.37697 | 0.3832 | 0.35646 | 0.36452 | 0.35756 | 0.37404 | 0.36708 | 0.36232 | 0.35059 | 0.36085 | 0.36195 | 0.36708 | 0.36159 | 0.3495 | 0.34986 | 0.34803 | 0.36232 | 0.37844 | 0.35462 | 0.36305 | 0.35096 | 0.35353 | 0.37038 | 0.35939 | 0.37074 | 0.38247 | 0.37807 | 0.36964 | 0.38466 | 0.36378 | 0.35829 | 0.35499 | 0.34986 | 0.36324 | 0.38671 | 0.37032 | 0.36771 | 0.37852 | 0.37777 | 0.37628 | 0.37628 | 0.36213 | 0.38373 | 0.38373 | 0.37926 | 0.35728 | 0.37479 | 0.38709 | 0.38373 | 0.36585 | 0.36175 | 0.39081 | 0.36734 | 0.38448 | 0.37554 | 0.3584 | 0.37964 | 0.36026 | 0.38522 | 0.36287 | 0.35393 | 0.38075 | 0.35728 | 0.36026 | 0.39081 | 0.36511 | 0.36622 | 0.36548 | 0.35616 | 0.38075 | 0.36213 | 0.37665 | 0.35393 | 0.35914 | 0.37889 | 0.36846 | 0.38373 | 0.37889 | 0.38746 | 0.39118 | 0.3666 | 0.40322 | 0.39895 | 0.4071 | 0.40322 | 0.37062 | 0.3873 | 0.39817 | 0.3842 | 0.40477 | 0.40516 | 0.37062 | 0.39002 | 0.40632 | 0.39002 | 0.39662 | 0.39778 | 0.40205 | 0.37605 | 0.39933 | 0.38808 | 0.3842 | 0.39196 | 0.38963 | 0.39817 | 0.38265 | 0.37954 | 0.40632 | 0.39895 | 0.3908 | 0.37139 | 0.3908 | 0.40516 | 0.37954 | 0.38614 | 0.38614 | 0.38498 | 0.36984 | 0.39351 | 0.36906 | 0.36984 | 0.37915 | 0.40166 | 0.38071 | 0.39274 | 0.371 | 0.39778 | 0.40593 | 0.39817 | 0.37655 | 0.38522 | 0.39429 | 0.37852 | 0.39192 | 0.38561 | 0.38364 | 0.39784 | 0.38483 | 0.39784 | 0.38798 | 0.39942 | 0.39429 | 0.40651 | 0.39074 | 0.38561 | 0.38088 | 0.37655 | 0.39823 | 0.37536 | 0.37931 | 0.40454 | 0.38798 | 0.414 | 0.37852 | 0.40139 | 0.40848 | 0.38088 | 0.38483 | 0.38956 | 0.39508 | 0.41124 | 0.39074 | 0.40572 | 0.38601 | 0.39942 | 0.40336 | 0.37457 | 0.39784 | 0.39547 | 0.39192 | 0.40651 | 0.38916 | 0.39271 | 0.40691 | 0.38956 | 0.38601 | 0.38837 | 0.39232 | 0.37931 | 0.37812 | 0.38916 | 0.39232 | 0.39508 | 0.40375 | 0.40888 | 0.3864 | 0.40375 | 0.39784 | 0.40454 | 0.38207 | 0.38916 | 0.38009 | 0.414 | 0.38128 | 0.4002 | 0.39311 | 0.4006 | 0.37497 | 0.40375 | 0.39074 | 0.40651 | 0.37931 | 0.37931 | 0.37457 | 0.40494 | 0.39468 | 0.41006 | 0.37457 | 0.3935 | 0.38049 | 0.3868 | 0.41322 | 0.40927 | 0.38522 | 0.38956 | 0.39113 | 0.37812 | 0.38009 | 0.38049 | 0.40494 | 0.40967 | 0.39508 | 0.3864 | 0.38285
ON_AUB_JCT | 498 | 230 | ON | 0.00126 | 498 | 24640 | 0.31046 | 0.34368 | 0.33128 | 0.32558 | 0.32457 | 0.32424 | 0.33362 | 0.341 | 0.34502 | 0.3239 | 0.31854 | 0.33161 | 0.34301 | 0.32491 | 0.33798 | 0.341 | 0.32625 | 0.32323 | 0.34871 | 0.32927 | 0.3296 | 0.32994 | 0.32289 | 0.32558 | 0.33228 | 0.3239 | 0.32256 | 0.33295 | 0.3457 | 0.33262 | 0.31954 | 0.3286 | 0.32323 | 0.33865 | 0.32457 | 0.33497 | 0.32759 | 0.31954 | 0.3296 | 0.34905 | 0.32994 | 0.32658 | 0.34536 | 0.31854 | 0.34134 | 0.33396 | 0.3296 | 0.34871 | 0.32189 | 0.37844 | 0.35243 | 0.35756 | 0.36232 | 0.37551 | 0.35865 | 0.35939 | 0.35536 | 0.37954 | 0.37477 | 0.35243 | 0.35133 | 0.35719 | 0.37001 | 0.37587 | 0.37697 | 0.3832 | 0.35646 | 0.36452 | 0.35756 | 0.37404 | 0.36708 | 0.36232 | 0.35059 | 0.36085 | 0.36195 | 0.36708 | 0.36159 | 0.3495 | 0.34986 | 0.34803 | 0.36232 | 0.37844 | 0.35462 | 0.36305 | 0.35096 | 0.35353 | 0.37038 | 0.35939 | 0.37074 | 0.38247 | 0.37807 | 0.36964 | 0.38466 | 0.36378 | 0.35829 | 0.35499 | 0.34986 | 0.36324 | 0.38671 | 0.37032 | 0.36771 | 0.37852 | 0.37777 | 0.37628 | 0.37628 | 0.36213 | 0.38373 | 0.38373 | 0.37926 | 0.35728 | 0.37479 | 0.38709 | 0.38373 | 0.36585 | 0.36175 | 0.39081 | 0.36734 | 0.38448 | 0.37554 | 0.3584 | 0.37964 | 0.36026 | 0.38522 | 0.36287 | 0.35393 | 0.38075 | 0.35728 | 0.36026 | 0.39081 | 0.36511 | 0.36622 | 0.36548 | 0.35616 | 0.38075 | 0.36213 | 0.37665 | 0.35393 | 0.35914 | 0.37889 | 0.36846 | 0.38373 | 0.37889 | 0.38746 | 0.39118 | 0.3666 | 0.40322 | 0.39895 | 0.4071 | 0.40322 | 0.37062 | 0.3873 | 0.39817 | 0.3842 | 0.40477 | 0.40516 | 0.37062 | 0.39002 | 0.40632 | 0.39002 | 0.39662 | 0.39778 | 0.40205 | 0.37605 | 0.39933 | 0.38808 | 0.3842 | 0.39196 | 0.38963 | 0.39817 | 0.38265 | 0.37954 | 0.40632 | 0.39895 | 0.3908 | 0.37139 | 0.3908 | 0.40516 | 0.37954 | 0.38614 | 0.38614 | 0.38498 | 0.36984 | 0.39351 | 0.36906 | 0.36984 | 0.37915 | 0.40166 | 0.38071 | 0.39274 | 0.371 | 0.39778 | 0.40593 | 0.39817 | 0.37655 | 0.38522 | 0.39429 | 0.37852 | 0.39192 | 0.38561 | 0.38364 | 0.39784 | 0.38483 | 0.39784 | 0.38798 | 0.39942 | 0.39429 | 0.40651 | 0.39074 | 0.38561 | 0.38088 | 0.37655 | 0.39823 | 0.37536 | 0.37931 | 0.40454 | 0.38798 | 0.414 | 0.37852 | 0.40139 | 0.40848 | 0.38088 | 0.38483 | 0.38956 | 0.39508 | 0.41124 | 0.39074 | 0.40572 | 0.38601 | 0.39942 | 0.40336 | 0.37457 | 0.39784 | 0.39547 | 0.39192 | 0.40651 | 0.38916 | 0.39271 | 0.40691 | 0.38956 | 0.38601 | 0.38837 | 0.39232 | 0.37931 | 0.37812 | 0.38916 | 0.39232 | 0.39508 | 0.40375 | 0.40888 | 0.3864 | 0.40375 | 0.39784 | 0.40454 | 0.38207 | 0.38916 | 0.38009 | 0.414 | 0.38128 | 0.4002 | 0.39311 | 0.4006 | 0.37497 | 0.40375 | 0.39074 | 0.40651 | 0.37931 | 0.37931 | 0.37457 | 0.40494 | 0.39468 | 0.41006 | 0.37457 | 0.3935 | 0.38049 | 0.3868 | 0.41322 | 0.40927 | 0.38522 | 0.38956 | 0.39113 | 0.37812 | 0.38009 | 0.38049 | 0.40494 | 0.40967 | 0.39508 | 0.3864 | 0.38285
ON_B5D_JCT | 499 | 230 | ON | 0.001263 | 499 | 24640 | 0.3112 | 0.3445 | 0.33207 | 0.32635 | 0.32534 | 0.32501 | 0.33442 | 0.34181 | 0.34585 | 0.32467 | 0.31929 | 0.3324 | 0.34383 | 0.32568 | 0.33879 | 0.34181 | 0.32702 | 0.324 | 0.34954 | 0.33005 | 0.33039 | 0.33072 | 0.32366 | 0.32635 | 0.33307 | 0.32467 | 0.32333 | 0.33375 | 0.34652 | 0.33341 | 0.3203 | 0.32938 | 0.324 | 0.33946 | 0.32534 | 0.33576 | 0.32837 | 0.3203 | 0.33039 | 0.34988 | 0.33072 | 0.32736 | 0.34618 | 0.31929 | 0.34215 | 0.33476 | 0.33039 | 0.34954 | 0.32266 | 0.37934 | 0.35327 | 0.35841 | 0.36318 | 0.3764 | 0.35951 | 0.36024 | 0.3562 | 0.38044 | 0.37567 | 0.35327 | 0.35216 | 0.35804 | 0.37089 | 0.37677 | 0.37787 | 0.38411 | 0.3573 | 0.36538 | 0.35841 | 0.37493 | 0.36795 | 0.36318 | 0.35143 | 0.36171 | 0.36281 | 0.36795 | 0.36245 | 0.35033 | 0.35069 | 0.34886 | 0.36318 | 0.37934 | 0.35547 | 0.36391 | 0.3518 | 0.35437 | 0.37126 | 0.36024 | 0.37163 | 0.38338 | 0.37897 | 0.37052 | 0.38558 | 0.36465 | 0.35914 | 0.35584 | 0.35069 | 0.36411 | 0.38763 | 0.3712 | 0.36859 | 0.37942 | 0.37867 | 0.37718 | 0.37718 | 0.36299 | 0.38465 | 0.38465 | 0.38017 | 0.35813 | 0.37568 | 0.38801 | 0.38465 | 0.36672 | 0.36261 | 0.39174 | 0.36822 | 0.38539 | 0.37643 | 0.35925 | 0.38054 | 0.36112 | 0.38614 | 0.36373 | 0.35477 | 0.38166 | 0.35813 | 0.36112 | 0.39174 | 0.36597 | 0.3671 | 0.36635 | 0.35701 | 0.38166 | 0.36299 | 0.37755 | 0.35477 | 0.36 | 0.37979 | 0.36934 | 0.38465 | 0.37979 | 0.38838 | 0.39212 | 0.36747 | 0.40418 | 0.3999 | 0.40807 | 0.40418 | 0.3715 | 0.38823 | 0.39912 | 0.38511 | 0.40573 | 0.40612 | 0.3715 | 0.39095 | 0.40729 | 0.39095 | 0.39756 | 0.39873 | 0.40301 | 0.37694 | 0.40029 | 0.389 | 0.38511 | 0.39289 | 0.39056 | 0.39912 | 0.38356 | 0.38045 | 0.40729 | 0.3999 | 0.39173 | 0.37228 | 0.39173 | 0.40612 | 0.38045 | 0.38706 | 0.38706 | 0.38589 | 0.37072 | 0.39445 | 0.36994 | 0.37072 | 0.38006 | 0.40262 | 0.38161 | 0.39367 | 0.37189 | 0.39873 | 0.4069 | 0.39912 | 0.37744 | 0.38614 | 0.39523 | 0.37942 | 0.39286 | 0.38653 | 0.38456 | 0.39879 | 0.38574 | 0.39879 | 0.3889 | 0.40037 | 0.39523 | 0.40748 | 0.39167 | 0.38653 | 0.38179 | 0.37744 | 0.39918 | 0.37626 | 0.38021 | 0.4055 | 0.3889 | 0.41499 | 0.37942 | 0.40234 | 0.40946 | 0.38179 | 0.38574 | 0.39049 | 0.39602 | 0.41222 | 0.39167 | 0.40669 | 0.38693 | 0.40037 | 0.40432 | 0.37547 | 0.39879 | 0.39641 | 0.39286 | 0.40748 | 0.39009 | 0.39365 | 0.40788 | 0.39049 | 0.38693 | 0.3893 | 0.39325 | 0.38021 | 0.37902 | 0.39009 | 0.39325 | 0.39602 | 0.40471 | 0.40985 | 0.38732 | 0.40471 | 0.39879 | 0.4055 | 0.38298 | 0.39009 | 0.381 | 0.41499 | 0.38219 | 0.40116 | 0.39404 | 0.40155 | 0.37586 | 0.40471 | 0.39167 | 0.40748 | 0.38021 | 0.38021 | 0.37547 | 0.4059 | 0.39562 | 0.41104 | 0.37547 | 0.39444 | 0.3814 | 0.38772 | 0.4142 | 0.41025 | 0.38614 | 0.39049 | 0.39207 | 0.37902 | 0.381 | 0.3814 | 0.4059 | 0.41064 | 0.39602 | 0.38732 | 0.38377
ON_BCA_TSS | 500 | 230 | ON | 0.001057 | 500 | 24640 | 0.26044 | 0.28831 | 0.27791 | 0.27312 | 0.27228 | 0.272 | 0.27987 | 0.28606 | 0.28944 | 0.27172 | 0.26722 | 0.27819 | 0.28775 | 0.27256 | 0.28353 | 0.28606 | 0.27369 | 0.27115 | 0.29253 | 0.27622 | 0.2765 | 0.27678 | 0.27087 | 0.27312 | 0.27875 | 0.27172 | 0.27059 | 0.27931 | 0.29 | 0.27903 | 0.26806 | 0.27565 | 0.27115 | 0.28409 | 0.27228 | 0.281 | 0.27481 | 0.26806 | 0.2765 | 0.29281 | 0.27678 | 0.27397 | 0.28972 | 0.26722 | 0.28634 | 0.28016 | 0.2765 | 0.29253 | 0.27003 | 0.31747 | 0.29565 | 0.29995 | 0.30394 | 0.31501 | 0.30087 | 0.30149 | 0.29811 | 0.31839 | 0.31439 | 0.29565 | 0.29472 | 0.29964 | 0.3104 | 0.31532 | 0.31624 | 0.32146 | 0.29903 | 0.30579 | 0.29995 | 0.31378 | 0.30794 | 0.30394 | 0.29411 | 0.30271 | 0.30364 | 0.30794 | 0.30333 | 0.29319 | 0.2935 | 0.29196 | 0.30394 | 0.31747 | 0.29749 | 0.30456 | 0.29442 | 0.29657 | 0.31071 | 0.30149 | 0.31101 | 0.32085 | 0.31716 | 0.31009 | 0.32269 | 0.30517 | 0.30056 | 0.2978 | 0.2935 | 0.30472 | 0.32441 | 0.31066 | 0.30847 | 0.31753 | 0.31691 | 0.31566 | 0.31566 | 0.30378 | 0.32191 | 0.32191 | 0.31816 | 0.29972 | 0.31441 | 0.32472 | 0.32191 | 0.30691 | 0.30347 | 0.32785 | 0.30816 | 0.32253 | 0.31503 | 0.30066 | 0.31847 | 0.30222 | 0.32316 | 0.30441 | 0.29691 | 0.31941 | 0.29972 | 0.30222 | 0.32785 | 0.30628 | 0.30722 | 0.3066 | 0.29878 | 0.31941 | 0.30378 | 0.31597 | 0.29691 | 0.30128 | 0.31785 | 0.3091 | 0.32191 | 0.31785 | 0.32504 | 0.32816 | 0.30753 | 0.33825 | 0.33467 | 0.34151 | 0.33825 | 0.31091 | 0.3249 | 0.33402 | 0.3223 | 0.33955 | 0.33988 | 0.31091 | 0.32718 | 0.34086 | 0.32718 | 0.33272 | 0.33369 | 0.33728 | 0.31546 | 0.335 | 0.32556 | 0.3223 | 0.32881 | 0.32686 | 0.33402 | 0.321 | 0.31839 | 0.34086 | 0.33467 | 0.32783 | 0.31156 | 0.32783 | 0.33988 | 0.31839 | 0.32393 | 0.32393 | 0.32295 | 0.31025 | 0.33011 | 0.3096 | 0.31025 | 0.31807 | 0.33695 | 0.31937 | 0.32946 | 0.31123 | 0.33369 | 0.34053 | 0.33402 | 0.31588 | 0.32316 | 0.33076 | 0.31753 | 0.32878 | 0.32349 | 0.32183 | 0.33374 | 0.32283 | 0.33374 | 0.32547 | 0.33506 | 0.33076 | 0.34102 | 0.32779 | 0.32349 | 0.31952 | 0.31588 | 0.33407 | 0.31489 | 0.3182 | 0.33936 | 0.32547 | 0.3473 | 0.31753 | 0.33672 | 0.34267 | 0.31952 | 0.32283 | 0.3268 | 0.33143 | 0.34499 | 0.32779 | 0.34036 | 0.32382 | 0.33506 | 0.33837 | 0.31423 | 0.33374 | 0.33176 | 0.32878 | 0.34102 | 0.32646 | 0.32944 | 0.34135 | 0.3268 | 0.32382 | 0.3258 | 0.32911 | 0.3182 | 0.3172 | 0.32646 | 0.32911 | 0.33143 | 0.3387 | 0.343 | 0.32415 | 0.3387 | 0.33374 | 0.33936 | 0.32051 | 0.32646 | 0.31886 | 0.3473 | 0.31985 | 0.33573 | 0.32977 | 0.33606 | 0.31456 | 0.3387 | 0.32779 | 0.34102 | 0.3182 | 0.3182 | 0.31423 | 0.3397 | 0.3311 | 0.344 | 0.31423 | 0.3301 | 0.31919 | 0.32448 | 0.34664 | 0.34333 | 0.32316 | 0.3268 | 0.32812 | 0.3172 | 0.31886 | 0.31919 | 0.3397 | 0.34366 | 0.33143 | 0.32415 | 0.32117
ON_BCB_SWS | 501 | 500 | ON | 0.002298 | 501 | 24640 | 0.56623 | 0.62681 | 0.60419 | 0.59379 | 0.59196 | 0.59135 | 0.60847 | 0.62192 | 0.62926 | 0.59073 | 0.58095 | 0.6048 | 0.62559 | 0.59257 | 0.61642 | 0.62192 | 0.59501 | 0.58951 | 0.63599 | 0.60052 | 0.60113 | 0.60174 | 0.5889 | 0.59379 | 0.60602 | 0.59073 | 0.58829 | 0.60724 | 0.63048 | 0.60663 | 0.58278 | 0.59929 | 0.58951 | 0.61764 | 0.59196 | 0.61091 | 0.59746 | 0.58278 | 0.60113 | 0.6366 | 0.60174 | 0.59563 | 0.62987 | 0.58095 | 0.62253 | 0.60908 | 0.60113 | 0.63599 | 0.58706 | 0.6902 | 0.64276 | 0.65211 | 0.6608 | 0.68485 | 0.65412 | 0.65545 | 0.6481 | 0.6922 | 0.68352 | 0.64276 | 0.64075 | 0.65144 | 0.67483 | 0.68552 | 0.68752 | 0.69888 | 0.65011 | 0.66481 | 0.65211 | 0.68218 | 0.66948 | 0.6608 | 0.63942 | 0.65813 | 0.66013 | 0.66948 | 0.65946 | 0.63741 | 0.63808 | 0.63474 | 0.6608 | 0.6902 | 0.64677 | 0.66213 | 0.64009 | 0.64476 | 0.6755 | 0.65545 | 0.67617 | 0.69755 | 0.68953 | 0.67416 | 0.70156 | 0.66347 | 0.65345 | 0.64744 | 0.63808 | 0.66249 | 0.70529 | 0.6754 | 0.67064 | 0.69034 | 0.68899 | 0.68627 | 0.68627 | 0.66045 | 0.69986 | 0.69986 | 0.6917 | 0.65161 | 0.68355 | 0.70597 | 0.69986 | 0.66724 | 0.65977 | 0.71277 | 0.66996 | 0.70122 | 0.68491 | 0.65365 | 0.69238 | 0.65705 | 0.70257 | 0.66181 | 0.6455 | 0.69442 | 0.65161 | 0.65705 | 0.71277 | 0.66588 | 0.66792 | 0.66656 | 0.64958 | 0.69442 | 0.66045 | 0.68695 | 0.6455 | 0.65501 | 0.69102 | 0.672 | 0.69986 | 0.69102 | 0.70665 | 0.71345 | 0.6686 | 0.73539 | 0.7276 | 0.74247 | 0.73539 | 0.67593 | 0.70637 | 0.72619 | 0.70071 | 0.73822 | 0.73893 | 0.67593 | 0.71132 | 0.74105 | 0.71132 | 0.72336 | 0.72548 | 0.73326 | 0.68584 | 0.72831 | 0.70778 | 0.70071 | 0.71486 | 0.71062 | 0.72619 | 0.69788 | 0.69221 | 0.74105 | 0.7276 | 0.71274 | 0.67735 | 0.71274 | 0.73893 | 0.69221 | 0.70425 | 0.70425 | 0.70212 | 0.67452 | 0.71769 | 0.6731 | 0.67452 | 0.6915 | 0.73256 | 0.69434 | 0.71628 | 0.67664 | 0.72548 | 0.74034 | 0.72619 | 0.68675 | 0.70257 | 0.71911 | 0.69034 | 0.71479 | 0.70329 | 0.69969 | 0.72558 | 0.70185 | 0.72558 | 0.7076 | 0.72846 | 0.71911 | 0.7414 | 0.71264 | 0.70329 | 0.69466 | 0.68675 | 0.7263 | 0.68459 | 0.69178 | 0.73781 | 0.7076 | 0.75506 | 0.69034 | 0.73205 | 0.745 | 0.69466 | 0.70185 | 0.71048 | 0.72055 | 0.75003 | 0.71264 | 0.73996 | 0.70401 | 0.72846 | 0.73565 | 0.68315 | 0.72558 | 0.72127 | 0.71479 | 0.7414 | 0.70976 | 0.71623 | 0.74212 | 0.71048 | 0.70401 | 0.70832 | 0.71551 | 0.69178 | 0.68963 | 0.70976 | 0.71551 | 0.72055 | 0.73637 | 0.74572 | 0.70473 | 0.73637 | 0.72558 | 0.73781 | 0.69682 | 0.70976 | 0.69322 | 0.75506 | 0.69538 | 0.7299 | 0.71695 | 0.73061 | 0.68387 | 0.73637 | 0.71264 | 0.7414 | 0.69178 | 0.69178 | 0.68315 | 0.73852 | 0.71983 | 0.74787 | 0.68315 | 0.71767 | 0.69394 | 0.70545 | 0.75363 | 0.74643 | 0.70257 | 0.71048 | 0.71336 | 0.68963 | 0.69322 | 0.69394 | 0.73852 | 0.74715 | 0.72055 | 0.70473 | 0.69825
ON_BCC_JCT | 502 | 500 | ON | 0.002298 | 502 | 24640 | 0.56623 | 0.62681 | 0.60419 | 0.59379 | 0.59196 | 0.59135 | 0.60847 | 0.62192 | 0.62926 | 0.59073 | 0.58095 | 0.6048 | 0.62559 | 0.59257 | 0.61642 | 0.62192 | 0.59501 | 0.58951 | 0.63599 | 0.60052 | 0.60113 | 0.60174 | 0.5889 | 0.59379 | 0.60602 | 0.59073 | 0.58829 | 0.60724 | 0.63048 | 0.60663 | 0.58278 | 0.59929 | 0.58951 | 0.61764 | 0.59196 | 0.61091 | 0.59746 | 0.58278 | 0.60113 | 0.6366 | 0.60174 | 0.59563 | 0.62987 | 0.58095 | 0.62253 | 0.60908 | 0.60113 | 0.63599 | 0.58706 | 0.6902 | 0.64276 | 0.65211 | 0.6608 | 0.68485 | 0.65412 | 0.65545 | 0.6481 | 0.6922 | 0.68352 | 0.64276 | 0.64075 | 0.65144 | 0.67483 | 0.68552 | 0.68752 | 0.69888 | 0.65011 | 0.66481 | 0.65211 | 0.68218 | 0.66948 | 0.6608 | 0.63942 | 0.65813 | 0.66013 | 0.66948 | 0.65946 | 0.63741 | 0.63808 | 0.63474 | 0.6608 | 0.6902 | 0.64677 | 0.66213 | 0.64009 | 0.64476 | 0.6755 | 0.65545 | 0.67617 | 0.69755 | 0.68953 | 0.67416 | 0.70156 | 0.66347 | 0.65345 | 0.64744 | 0.63808 | 0.66249 | 0.70529 | 0.6754 | 0.67064 | 0.69034 | 0.68899 | 0.68627 | 0.68627 | 0.66045 | 0.69986 | 0.69986 | 0.6917 | 0.65161 | 0.68355 | 0.70597 | 0.69986 | 0.66724 | 0.65977 | 0.71277 | 0.66996 | 0.70122 | 0.68491 | 0.65365 | 0.69238 | 0.65705 | 0.70257 | 0.66181 | 0.6455 | 0.69442 | 0.65161 | 0.65705 | 0.71277 | 0.66588 | 0.66792 | 0.66656 | 0.64958 | 0.69442 | 0.66045 | 0.68695 | 0.6455 | 0.65501 | 0.69102 | 0.672 | 0.69986 | 0.69102 | 0.70665 | 0.71345 | 0.6686 | 0.73539 | 0.7276 | 0.74247 | 0.73539 | 0.67593 | 0.70637 | 0.72619 | 0.70071 | 0.73822 | 0.73893 | 0.67593 | 0.71132 | 0.74105 | 0.71132 | 0.72336 | 0.72548 | 0.73326 | 0.68584 | 0.72831 | 0.70778 | 0.70071 | 0.71486 | 0.71062 | 0.72619 | 0.69788 | 0.69221 | 0.74105 | 0.7276 | 0.71274 | 0.67735 | 0.71274 | 0.73893 | 0.69221 | 0.70425 | 0.70425 | 0.70212 | 0.67452 | 0.71769 | 0.6731 | 0.67452 | 0.6915 | 0.73256 | 0.69434 | 0.71628 | 0.67664 | 0.72548 | 0.74034 | 0.72619 | 0.68675 | 0.70257 | 0.71911 | 0.69034 | 0.71479 | 0.70329 | 0.69969 | 0.72558 | 0.70185 | 0.72558 | 0.7076 | 0.72846 | 0.71911 | 0.7414 | 0.71264 | 0.70329 | 0.69466 | 0.68675 | 0.7263 | 0.68459 | 0.69178 | 0.73781 | 0.7076 | 0.75506 | 0.69034 | 0.73205 | 0.745 | 0.69466 | 0.70185 | 0.71048 | 0.72055 | 0.75003 | 0.71264 | 0.73996 | 0.70401 | 0.72846 | 0.73565 | 0.68315 | 0.72558 | 0.72127 | 0.71479 | 0.7414 | 0.70976 | 0.71623 | 0.74212 | 0.71048 | 0.70401 | 0.70832 | 0.71551 | 0.69178 | 0.68963 | 0.70976 | 0.71551 | 0.72055 | 0.73637 | 0.74572 | 0.70473 | 0.73637 | 0.72558 | 0.73781 | 0.69682 | 0.70976 | 0.69322 | 0.75506 | 0.69538 | 0.7299 | 0.71695 | 0.73061 | 0.68387 | 0.73637 | 0.71264 | 0.7414 | 0.69178 | 0.69178 | 0.68315 | 0.73852 | 0.71983 | 0.74787 | 0.68315 | 0.71767 | 0.69394 | 0.70545 | 0.75363 | 0.74643 | 0.70257 | 0.71048 | 0.71336 | 0.68963 | 0.69322 | 0.69394 | 0.73852 | 0.74715 | 0.72055 | 0.70473 | 0.69825
ON_BCH_DSS | 503 | 230 | ON | 0.002399 | 503 | 24640 | 0.59111 | 0.65436 | 0.63074 | 0.61989 | 0.61797 | 0.61734 | 0.63521 | 0.64926 | 0.65692 | 0.6167 | 0.60648 | 0.63138 | 0.65309 | 0.61861 | 0.64351 | 0.64926 | 0.62117 | 0.61542 | 0.66394 | 0.62691 | 0.62755 | 0.62819 | 0.61478 | 0.61989 | 0.63266 | 0.6167 | 0.61414 | 0.63393 | 0.65819 | 0.6333 | 0.6084 | 0.62563 | 0.61542 | 0.64479 | 0.61797 | 0.63776 | 0.62372 | 0.6084 | 0.62755 | 0.66458 | 0.62819 | 0.6218 | 0.65755 | 0.60648 | 0.64989 | 0.63585 | 0.62755 | 0.66394 | 0.61287 | 0.72053 | 0.67101 | 0.68077 | 0.68984 | 0.71495 | 0.68287 | 0.68426 | 0.67659 | 0.72262 | 0.71356 | 0.67101 | 0.66892 | 0.68008 | 0.70449 | 0.71565 | 0.71774 | 0.7296 | 0.67868 | 0.69403 | 0.68077 | 0.71216 | 0.69891 | 0.68984 | 0.66752 | 0.68705 | 0.68914 | 0.69891 | 0.68845 | 0.66543 | 0.66613 | 0.66264 | 0.68984 | 0.72053 | 0.67519 | 0.69124 | 0.66822 | 0.6731 | 0.70519 | 0.68426 | 0.70588 | 0.7282 | 0.71983 | 0.70379 | 0.73239 | 0.69263 | 0.68217 | 0.67589 | 0.66613 | 0.6916 | 0.73629 | 0.70508 | 0.70011 | 0.72069 | 0.71927 | 0.71643 | 0.71643 | 0.68947 | 0.73062 | 0.73062 | 0.7221 | 0.68025 | 0.71359 | 0.737 | 0.73062 | 0.69657 | 0.68877 | 0.74409 | 0.69941 | 0.73204 | 0.71501 | 0.68238 | 0.72281 | 0.68593 | 0.73345 | 0.69089 | 0.67387 | 0.72494 | 0.68025 | 0.68593 | 0.74409 | 0.69515 | 0.69728 | 0.69586 | 0.67813 | 0.72494 | 0.68947 | 0.71714 | 0.67387 | 0.6838 | 0.7214 | 0.70153 | 0.73062 | 0.7214 | 0.73771 | 0.7448 | 0.69799 | 0.76771 | 0.75958 | 0.7751 | 0.76771 | 0.70564 | 0.73741 | 0.7581 | 0.7315 | 0.77066 | 0.7714 | 0.70564 | 0.74259 | 0.77362 | 0.74259 | 0.75515 | 0.75736 | 0.76549 | 0.71599 | 0.76032 | 0.73889 | 0.7315 | 0.74628 | 0.74185 | 0.7581 | 0.72855 | 0.72264 | 0.77362 | 0.75958 | 0.74406 | 0.70712 | 0.74406 | 0.7714 | 0.72264 | 0.7352 | 0.7352 | 0.73298 | 0.70416 | 0.74924 | 0.70269 | 0.70416 | 0.7219 | 0.76475 | 0.72485 | 0.74776 | 0.70638 | 0.75736 | 0.77288 | 0.7581 | 0.71693 | 0.73345 | 0.75071 | 0.72069 | 0.74621 | 0.7342 | 0.73044 | 0.75747 | 0.7327 | 0.75747 | 0.7387 | 0.76047 | 0.75071 | 0.77399 | 0.74396 | 0.7342 | 0.72519 | 0.71693 | 0.75822 | 0.71468 | 0.72219 | 0.77023 | 0.7387 | 0.78825 | 0.72069 | 0.76423 | 0.77774 | 0.72519 | 0.7327 | 0.74171 | 0.75222 | 0.78299 | 0.74396 | 0.77248 | 0.73495 | 0.76047 | 0.76798 | 0.71318 | 0.75747 | 0.75297 | 0.74621 | 0.77399 | 0.74095 | 0.74771 | 0.77474 | 0.74171 | 0.73495 | 0.73945 | 0.74696 | 0.72219 | 0.71993 | 0.74095 | 0.74696 | 0.75222 | 0.76873 | 0.77849 | 0.7357 | 0.76873 | 0.75747 | 0.77023 | 0.72744 | 0.74095 | 0.72369 | 0.78825 | 0.72594 | 0.76197 | 0.74846 | 0.76273 | 0.71393 | 0.76873 | 0.74396 | 0.77399 | 0.72219 | 0.72219 | 0.71318 | 0.77098 | 0.75146 | 0.78074 | 0.71318 | 0.74921 | 0.72444 | 0.73645 | 0.78675 | 0.77924 | 0.73345 | 0.74171 | 0.74471 | 0.71993 | 0.72369 | 0.72444 | 0.77098 | 0.77999 | 0.75222 | 0.7357 | 0.72894
ON_BCR_JCT | 504 | 230 | ON | 0.002399 | 504 | 24640 | 0.59111 | 0.65436 | 0.63074 | 0.61989 | 0.61797 | 0.61734 | 0.63521 | 0.64926 | 0.65692 | 0.6167 | 0.60648 | 0.63138 | 0.65309 | 0.61861 | 0.64351 | 0.64926 | 0.62117 | 0.61542 | 0.66394 | 0.62691 | 0.62755 | 0.62819 | 0.61478 | 0.61989 | 0.63266 | 0.6167 | 0.61414 | 0.63393 | 0.65819 | 0.6333 | 0.6084 | 0.62563 | 0.61542 | 0.64479 | 0.61797 | 0.63776 | 0.62372 | 0.6084 | 0.62755 | 0.66458 | 0.62819 | 0.6218 | 0.65755 | 0.60648 | 0.64989 | 0.63585 | 0.62755 | 0.66394 | 0.61287 | 0.72053 | 0.67101 | 0.68077 | 0.68984 | 0.71495 | 0.68287 | 0.68426 | 0.67659 | 0.72262 | 0.71356 | 0.67101 | 0.66892 | 0.68008 | 0.70449 | 0.71565 | 0.71774 | 0.7296 | 0.67868 | 0.69403 | 0.68077 | 0.71216 | 0.69891 | 0.68984 | 0.66752 | 0.68705 | 0.68914 | 0.69891 | 0.68845 | 0.66543 | 0.66613 | 0.66264 | 0.68984 | 0.72053 | 0.67519 | 0.69124 | 0.66822 | 0.6731 | 0.70519 | 0.68426 | 0.70588 | 0.7282 | 0.71983 | 0.70379 | 0.73239 | 0.69263 | 0.68217 | 0.67589 | 0.66613 | 0.6916 | 0.73629 | 0.70508 | 0.70011 | 0.72069 | 0.71927 | 0.71643 | 0.71643 | 0.68947 | 0.73062 | 0.73062 | 0.7221 | 0.68025 | 0.71359 | 0.737 | 0.73062 | 0.69657 | 0.68877 | 0.74409 | 0.69941 | 0.73204 | 0.71501 | 0.68238 | 0.72281 | 0.68593 | 0.73345 | 0.69089 | 0.67387 | 0.72494 | 0.68025 | 0.68593 | 0.74409 | 0.69515 | 0.69728 | 0.69586 | 0.67813 | 0.72494 | 0.68947 | 0.71714 | 0.67387 | 0.6838 | 0.7214 | 0.70153 | 0.73062 | 0.7214 | 0.73771 | 0.7448 | 0.69799 | 0.76771 | 0.75958 | 0.7751 | 0.76771 | 0.70564 | 0.73741 | 0.7581 | 0.7315 | 0.77066 | 0.7714 | 0.70564 | 0.74259 | 0.77362 | 0.74259 | 0.75515 | 0.75736 | 0.76549 | 0.71599 | 0.76032 | 0.73889 | 0.7315 | 0.74628 | 0.74185 | 0.7581 | 0.72855 | 0.72264 | 0.77362 | 0.75958 | 0.74406 | 0.70712 | 0.74406 | 0.7714 | 0.72264 | 0.7352 | 0.7352 | 0.73298 | 0.70416 | 0.74924 | 0.70269 | 0.70416 | 0.7219 | 0.76475 | 0.72485 | 0.74776 | 0.70638 | 0.75736 | 0.77288 | 0.7581 | 0.71693 | 0.73345 | 0.75071 | 0.72069 | 0.74621 | 0.7342 | 0.73044 | 0.75747 | 0.7327 | 0.75747 | 0.7387 | 0.76047 | 0.75071 | 0.77399 | 0.74396 | 0.7342 | 0.72519 | 0.71693 | 0.75822 | 0.71468 | 0.72219 | 0.77023 | 0.7387 | 0.78825 | 0.72069 | 0.76423 | 0.77774 | 0.72519 | 0.7327 | 0.74171 | 0.75222 | 0.78299 | 0.74396 | 0.77248 | 0.73495 | 0.76047 | 0.76798 | 0.71318 | 0.75747 | 0.75297 | 0.74621 | 0.77399 | 0.74095 | 0.74771 | 0.77474 | 0.74171 | 0.73495 | 0.73945 | 0.74696 | 0.72219 | 0.71993 | 0.74095 | 0.74696 | 0.75222 | 0.76873 | 0.77849 | 0.7357 | 0.76873 | 0.75747 | 0.77023 | 0.72744 | 0.74095 | 0.72369 | 0.78825 | 0.72594 | 0.76197 | 0.74846 | 0.76273 | 0.71393 | 0.76873 | 0.74396 | 0.77399 | 0.72219 | 0.72219 | 0.71318 | 0.77098 | 0.75146 | 0.78074 | 0.71318 | 0.74921 | 0.72444 | 0.73645 | 0.78675 | 0.77924 | 0.73345 | 0.74171 | 0.74471 | 0.71993 | 0.72369 | 0.72444 | 0.77098 | 0.77999 | 0.75222 | 0.7357 | 0.72894
ON_BCW_ISS | 505 | 230 | ON | 0.001057 | 505 | 24640 | 0.26044 | 0.28831 | 0.27791 | 0.27312 | 0.27228 | 0.272 | 0.27987 | 0.28606 | 0.28944 | 0.27172 | 0.26722 | 0.27819 | 0.28775 | 0.27256 | 0.28353 | 0.28606 | 0.27369 | 0.27115 | 0.29253 | 0.27622 | 0.2765 | 0.27678 | 0.27087 | 0.27312 | 0.27875 | 0.27172 | 0.27059 | 0.27931 | 0.29 | 0.27903 | 0.26806 | 0.27565 | 0.27115 | 0.28409 | 0.27228 | 0.281 | 0.27481 | 0.26806 | 0.2765 | 0.29281 | 0.27678 | 0.27397 | 0.28972 | 0.26722 | 0.28634 | 0.28016 | 0.2765 | 0.29253 | 0.27003 | 0.31747 | 0.29565 | 0.29995 | 0.30394 | 0.31501 | 0.30087 | 0.30149 | 0.29811 | 0.31839 | 0.31439 | 0.29565 | 0.29472 | 0.29964 | 0.3104 | 0.31532 | 0.31624 | 0.32146 | 0.29903 | 0.30579 | 0.29995 | 0.31378 | 0.30794 | 0.30394 | 0.29411 | 0.30271 | 0.30364 | 0.30794 | 0.30333 | 0.29319 | 0.2935 | 0.29196 | 0.30394 | 0.31747 | 0.29749 | 0.30456 | 0.29442 | 0.29657 | 0.31071 | 0.30149 | 0.31101 | 0.32085 | 0.31716 | 0.31009 | 0.32269 | 0.30517 | 0.30056 | 0.2978 | 0.2935 | 0.30472 | 0.32441 | 0.31066 | 0.30847 | 0.31753 | 0.31691 | 0.31566 | 0.31566 | 0.30378 | 0.32191 | 0.32191 | 0.31816 | 0.29972 | 0.31441 | 0.32472 | 0.32191 | 0.30691 | 0.30347 | 0.32785 | 0.30816 | 0.32253 | 0.31503 | 0.30066 | 0.31847 | 0.30222 | 0.32316 | 0.30441 | 0.29691 | 0.31941 | 0.29972 | 0.30222 | 0.32785 | 0.30628 | 0.30722 | 0.3066 | 0.29878 | 0.31941 | 0.30378 | 0.31597 | 0.29691 | 0.30128 | 0.31785 | 0.3091 | 0.32191 | 0.31785 | 0.32504 | 0.32816 | 0.30753 | 0.33825 | 0.33467 | 0.34151 | 0.33825 | 0.31091 | 0.3249 | 0.33402 | 0.3223 | 0.33955 | 0.33988 | 0.31091 | 0.32718 | 0.34086 | 0.32718 | 0.33272 | 0.33369 | 0.33728 | 0.31546 | 0.335 | 0.32556 | 0.3223 | 0.32881 | 0.32686 | 0.33402 | 0.321 | 0.31839 | 0.34086 | 0.33467 | 0.32783 | 0.31156 | 0.32783 | 0.33988 | 0.31839 | 0.32393 | 0.32393 | 0.32295 | 0.31025 | 0.33011 | 0.3096 | 0.31025 | 0.31807 | 0.33695 | 0.31937 | 0.32946 | 0.31123 | 0.33369 | 0.34053 | 0.33402 | 0.31588 | 0.32316 | 0.33076 | 0.31753 | 0.32878 | 0.32349 | 0.32183 | 0.33374 | 0.32283 | 0.33374 | 0.32547 | 0.33506 | 0.33076 | 0.34102 | 0.32779 | 0.32349 | 0.31952 | 0.31588 | 0.33407 | 0.31489 | 0.3182 | 0.33936 | 0.32547 | 0.3473 | 0.31753 | 0.33672 | 0.34267 | 0.31952 | 0.32283 | 0.3268 | 0.33143 | 0.34499 | 0.32779 | 0.34036 | 0.32382 | 0.33506 | 0.33837 | 0.31423 | 0.33374 | 0.33176 | 0.32878 | 0.34102 | 0.32646 | 0.32944 | 0.34135 | 0.3268 | 0.32382 | 0.3258 | 0.32911 | 0.3182 | 0.3172 | 0.32646 | 0.32911 | 0.33143 | 0.3387 | 0.343 | 0.32415 | 0.3387 | 0.33374 | 0.33936 | 0.32051 | 0.32646 | 0.31886 | 0.3473 | 0.31985 | 0.33573 | 0.32977 | 0.33606 | 0.31456 | 0.3387 | 0.32779 | 0.34102 | 0.3182 | 0.3182 | 0.31423 | 0.3397 | 0.3311 | 0.344 | 0.31423 | 0.3301 | 0.31919 | 0.32448 | 0.34664 | 0.34333 | 0.32316 | 0.3268 | 0.32812 | 0.3172 | 0.31886 | 0.31919 | 0.3397 | 0.34366 | 0.33143 | 0.32415 | 0.32117
ON_BK2_TSS | 506 | 230 | ON | 0.002237 | 506 | 24640 | 0.5512 | 0.61017 | 0.58815 | 0.57803 | 0.57624 | 0.57565 | 0.59232 | 0.60541 | 0.61256 | 0.57505 | 0.56553 | 0.58874 | 0.60898 | 0.57684 | 0.60005 | 0.60541 | 0.57922 | 0.57386 | 0.6191 | 0.58458 | 0.58517 | 0.58577 | 0.57327 | 0.57803 | 0.58993 | 0.57505 | 0.57267 | 0.59113 | 0.61375 | 0.59053 | 0.56731 | 0.58339 | 0.57386 | 0.60125 | 0.57624 | 0.5947 | 0.5816 | 0.56731 | 0.58517 | 0.6197 | 0.58577 | 0.57981 | 0.61315 | 0.56553 | 0.60601 | 0.59291 | 0.58517 | 0.6191 | 0.57148 | 0.67188 | 0.6257 | 0.6348 | 0.64326 | 0.66667 | 0.63675 | 0.63805 | 0.6309 | 0.67383 | 0.66537 | 0.6257 | 0.62375 | 0.63415 | 0.65692 | 0.66732 | 0.66927 | 0.68033 | 0.63285 | 0.64716 | 0.6348 | 0.66407 | 0.65171 | 0.64326 | 0.62244 | 0.64066 | 0.64261 | 0.65171 | 0.64196 | 0.62049 | 0.62114 | 0.61789 | 0.64326 | 0.67188 | 0.6296 | 0.64456 | 0.62309 | 0.62765 | 0.65757 | 0.63805 | 0.65822 | 0.67903 | 0.67123 | 0.65627 | 0.68293 | 0.64586 | 0.6361 | 0.63025 | 0.62114 | 0.6449 | 0.68657 | 0.65747 | 0.65284 | 0.67202 | 0.6707 | 0.66805 | 0.66805 | 0.64292 | 0.68128 | 0.68128 | 0.67334 | 0.63432 | 0.6654 | 0.68723 | 0.68128 | 0.64953 | 0.64225 | 0.69385 | 0.65218 | 0.6826 | 0.66673 | 0.6363 | 0.674 | 0.63961 | 0.68392 | 0.64424 | 0.62836 | 0.67599 | 0.63432 | 0.63961 | 0.69385 | 0.64821 | 0.65019 | 0.64887 | 0.63233 | 0.67599 | 0.64292 | 0.66871 | 0.62836 | 0.63762 | 0.67268 | 0.65416 | 0.68128 | 0.67268 | 0.68789 | 0.69451 | 0.65085 | 0.71587 | 0.70829 | 0.72276 | 0.71587 | 0.65799 | 0.68762 | 0.70691 | 0.68211 | 0.71862 | 0.71931 | 0.65799 | 0.69244 | 0.72138 | 0.69244 | 0.70415 | 0.70622 | 0.7138 | 0.66764 | 0.70898 | 0.689 | 0.68211 | 0.69589 | 0.69175 | 0.70691 | 0.67935 | 0.67384 | 0.72138 | 0.70829 | 0.69382 | 0.65937 | 0.69382 | 0.71931 | 0.67384 | 0.68555 | 0.68555 | 0.68348 | 0.65661 | 0.69864 | 0.65524 | 0.65661 | 0.67315 | 0.71311 | 0.67591 | 0.69726 | 0.65868 | 0.70622 | 0.72069 | 0.70691 | 0.66852 | 0.68392 | 0.70002 | 0.67202 | 0.69582 | 0.68462 | 0.68112 | 0.70632 | 0.68322 | 0.70632 | 0.68882 | 0.70912 | 0.70002 | 0.72172 | 0.69372 | 0.68462 | 0.67622 | 0.66852 | 0.70702 | 0.66642 | 0.67342 | 0.71822 | 0.68882 | 0.73502 | 0.67202 | 0.71262 | 0.72522 | 0.67622 | 0.68322 | 0.69162 | 0.70142 | 0.73012 | 0.69372 | 0.72032 | 0.68532 | 0.70912 | 0.71612 | 0.66502 | 0.70632 | 0.70212 | 0.69582 | 0.72172 | 0.69092 | 0.69722 | 0.72242 | 0.69162 | 0.68532 | 0.68952 | 0.69652 | 0.67342 | 0.67132 | 0.69092 | 0.69652 | 0.70142 | 0.71682 | 0.72592 | 0.68602 | 0.71682 | 0.70632 | 0.71822 | 0.67832 | 0.69092 | 0.67482 | 0.73502 | 0.67692 | 0.71052 | 0.69792 | 0.71122 | 0.66572 | 0.71682 | 0.69372 | 0.72172 | 0.67342 | 0.67342 | 0.66502 | 0.71892 | 0.70072 | 0.72802 | 0.66502 | 0.69862 | 0.67552 | 0.68672 | 0.73362 | 0.72662 | 0.68392 | 0.69162 | 0.69442 | 0.67132 | 0.67482 | 0.67552 | 0.71892 | 0.72732 | 0.70142 | 0.68602 | 0.67972
ON_BKP_GSS | 507 | 230 | ON | 0.002237 | 507 | 24640 | 0.5512 | 0.61017 | 0.58815 | 0.57803 | 0.57624 | 0.57565 | 0.59232 | 0.60541 | 0.61256 | 0.57505 | 0.56553 | 0.58874 | 0.60898 | 0.57684 | 0.60005 | 0.60541 | 0.57922 | 0.57386 | 0.6191 | 0.58458 | 0.58517 | 0.58577 | 0.57327 | 0.57803 | 0.58993 | 0.57505 | 0.57267 | 0.59113 | 0.61375 | 0.59053 | 0.56731 | 0.58339 | 0.57386 | 0.60125 | 0.57624 | 0.5947 | 0.5816 | 0.56731 | 0.58517 | 0.6197 | 0.58577 | 0.57981 | 0.61315 | 0.56553 | 0.60601 | 0.59291 | 0.58517 | 0.6191 | 0.57148 | 0.67188 | 0.6257 | 0.6348 | 0.64326 | 0.66667 | 0.63675 | 0.63805 | 0.6309 | 0.67383 | 0.66537 | 0.6257 | 0.62375 | 0.63415 | 0.65692 | 0.66732 | 0.66927 | 0.68033 | 0.63285 | 0.64716 | 0.6348 | 0.66407 | 0.65171 | 0.64326 | 0.62244 | 0.64066 | 0.64261 | 0.65171 | 0.64196 | 0.62049 | 0.62114 | 0.61789 | 0.64326 | 0.67188 | 0.6296 | 0.64456 | 0.62309 | 0.62765 | 0.65757 | 0.63805 | 0.65822 | 0.67903 | 0.67123 | 0.65627 | 0.68293 | 0.64586 | 0.6361 | 0.63025 | 0.62114 | 0.6449 | 0.68657 | 0.65747 | 0.65284 | 0.67202 | 0.6707 | 0.66805 | 0.66805 | 0.64292 | 0.68128 | 0.68128 | 0.67334 | 0.63432 | 0.6654 | 0.68723 | 0.68128 | 0.64953 | 0.64225 | 0.69385 | 0.65218 | 0.6826 | 0.66673 | 0.6363 | 0.674 | 0.63961 | 0.68392 | 0.64424 | 0.62836 | 0.67599 | 0.63432 | 0.63961 | 0.69385 | 0.64821 | 0.65019 | 0.64887 | 0.63233 | 0.67599 | 0.64292 | 0.66871 | 0.62836 | 0.63762 | 0.67268 | 0.65416 | 0.68128 | 0.67268 | 0.68789 | 0.69451 | 0.65085 | 0.71587 | 0.70829 | 0.72276 | 0.71587 | 0.65799 | 0.68762 | 0.70691 | 0.68211 | 0.71862 | 0.71931 | 0.65799 | 0.69244 | 0.72138 | 0.69244 | 0.70415 | 0.70622 | 0.7138 | 0.66764 | 0.70898 | 0.689 | 0.68211 | 0.69589 | 0.69175 | 0.70691 | 0.67935 | 0.67384 | 0.72138 | 0.70829 | 0.69382 | 0.65937 | 0.69382 | 0.71931 | 0.67384 | 0.68555 | 0.68555 | 0.68348 | 0.65661 | 0.69864 | 0.65524 | 0.65661 | 0.67315 | 0.71311 | 0.67591 | 0.69726 | 0.65868 | 0.70622 | 0.72069 | 0.70691 | 0.66852 | 0.68392 | 0.70002 | 0.67202 | 0.69582 | 0.68462 | 0.68112 | 0.70632 | 0.68322 | 0.70632 | 0.68882 | 0.70912 | 0.70002 | 0.72172 | 0.69372 | 0.68462 | 0.67622 | 0.66852 | 0.70702 | 0.66642 | 0.67342 | 0.71822 | 0.68882 | 0.73502 | 0.67202 | 0.71262 | 0.72522 | 0.67622 | 0.68322 | 0.69162 | 0.70142 | 0.73012 | 0.69372 | 0.72032 | 0.68532 | 0.70912 | 0.71612 | 0.66502 | 0.70632 | 0.70212 | 0.69582 | 0.72172 | 0.69092 | 0.69722 | 0.72242 | 0.69162 | 0.68532 | 0.68952 | 0.69652 | 0.67342 | 0.67132 | 0.69092 | 0.69652 | 0.70142 | 0.71682 | 0.72592 | 0.68602 | 0.71682 | 0.70632 | 0.71822 | 0.67832 | 0.69092 | 0.67482 | 0.73502 | 0.67692 | 0.71052 | 0.69792 | 0.71122 | 0.66572 | 0.71682 | 0.69372 | 0.72172 | 0.67342 | 0.67342 | 0.66502 | 0.71892 | 0.70072 | 0.72802 | 0.66502 | 0.69862 | 0.67552 | 0.68672 | 0.73362 | 0.72662 | 0.68392 | 0.69162 | 0.69442 | 0.67132 | 0.67482 | 0.67552 | 0.71892 | 0.72732 | 0.70142 | 0.68602 | 0.67972
ON_BL2_JCT | 508 | 230 | ON | 0.00213 | 508 | 24640 | 0.52483 | 0.58099 | 0.56002 | 0.55038 | 0.54868 | 0.54811 | 0.56398 | 0.57645 | 0.58326 | 0.54755 | 0.53848 | 0.56058 | 0.57986 | 0.54925 | 0.57135 | 0.57645 | 0.55151 | 0.54641 | 0.58949 | 0.55662 | 0.55718 | 0.55775 | 0.54585 | 0.55038 | 0.56172 | 0.54755 | 0.54528 | 0.56285 | 0.58439 | 0.56228 | 0.54018 | 0.55548 | 0.54641 | 0.57249 | 0.54868 | 0.56625 | 0.55378 | 0.54018 | 0.55718 | 0.59006 | 0.55775 | 0.55208 | 0.58382 | 0.53848 | 0.57702 | 0.56455 | 0.55718 | 0.58949 | 0.54415 | 0.63974 | 0.59577 | 0.60444 | 0.61249 | 0.63478 | 0.6063 | 0.60754 | 0.60072 | 0.6416 | 0.63355 | 0.59577 | 0.59391 | 0.60382 | 0.62549 | 0.6354 | 0.63726 | 0.64779 | 0.60258 | 0.61621 | 0.60444 | 0.63231 | 0.62054 | 0.61249 | 0.59267 | 0.61001 | 0.61187 | 0.62054 | 0.61125 | 0.59081 | 0.59143 | 0.58834 | 0.61249 | 0.63974 | 0.59948 | 0.61373 | 0.59329 | 0.59763 | 0.62611 | 0.60754 | 0.62673 | 0.64655 | 0.63912 | 0.62488 | 0.65027 | 0.61497 | 0.60568 | 0.6001 | 0.59143 | 0.61405 | 0.65373 | 0.62602 | 0.62161 | 0.63988 | 0.63862 | 0.6361 | 0.6361 | 0.61216 | 0.64869 | 0.64869 | 0.64113 | 0.60398 | 0.63358 | 0.65436 | 0.64869 | 0.61846 | 0.61153 | 0.66066 | 0.62098 | 0.64995 | 0.63484 | 0.60587 | 0.64176 | 0.60902 | 0.65121 | 0.61342 | 0.59831 | 0.64365 | 0.60398 | 0.60902 | 0.66066 | 0.6172 | 0.61909 | 0.61783 | 0.60209 | 0.64365 | 0.61216 | 0.63673 | 0.59831 | 0.60713 | 0.6405 | 0.62287 | 0.64869 | 0.6405 | 0.65499 | 0.66129 | 0.61972 | 0.68163 | 0.67441 | 0.68819 | 0.68163 | 0.62652 | 0.65473 | 0.6731 | 0.64948 | 0.68425 | 0.68491 | 0.62652 | 0.65932 | 0.68687 | 0.65932 | 0.67047 | 0.67244 | 0.67966 | 0.6357 | 0.67507 | 0.65604 | 0.64948 | 0.6626 | 0.65866 | 0.6731 | 0.64686 | 0.64161 | 0.68687 | 0.67441 | 0.66063 | 0.62783 | 0.66063 | 0.68491 | 0.64161 | 0.65276 | 0.65276 | 0.65079 | 0.62521 | 0.66522 | 0.62389 | 0.62521 | 0.64095 | 0.679 | 0.64358 | 0.66391 | 0.62717 | 0.67244 | 0.68622 | 0.6731 | 0.63654 | 0.65121 | 0.66654 | 0.63988 | 0.66254 | 0.65187 | 0.64854 | 0.67254 | 0.65054 | 0.67254 | 0.65587 | 0.6752 | 0.66654 | 0.6872 | 0.66054 | 0.65187 | 0.64387 | 0.63654 | 0.6732 | 0.63454 | 0.64121 | 0.68387 | 0.65587 | 0.69986 | 0.63988 | 0.67853 | 0.69053 | 0.64387 | 0.65054 | 0.65854 | 0.66787 | 0.6952 | 0.66054 | 0.68587 | 0.65254 | 0.6752 | 0.68187 | 0.63321 | 0.67254 | 0.66854 | 0.66254 | 0.6872 | 0.65787 | 0.66387 | 0.68787 | 0.65854 | 0.65254 | 0.65654 | 0.6632 | 0.64121 | 0.63921 | 0.65787 | 0.6632 | 0.66787 | 0.68253 | 0.6912 | 0.65321 | 0.68253 | 0.67254 | 0.68387 | 0.64587 | 0.65787 | 0.64254 | 0.69986 | 0.64454 | 0.67653 | 0.66454 | 0.6772 | 0.63388 | 0.68253 | 0.66054 | 0.6872 | 0.64121 | 0.64121 | 0.63321 | 0.68453 | 0.6672 | 0.6932 | 0.63321 | 0.6652 | 0.64321 | 0.65387 | 0.69853 | 0.69187 | 0.65121 | 0.65854 | 0.6612 | 0.63921 | 0.64254 | 0.64321 | 0.68453 | 0.69253 | 0.66787 | 0.65321 | 0.64721
ON_BLR_GSS | 509 | 230 | ON | 0.00213 | 509 | 24640 | 0.52483 | 0.58099 | 0.56002 | 0.55038 | 0.54868 | 0.54811 | 0.56398 | 0.57645 | 0.58326 | 0.54755 | 0.53848 | 0.56058 | 0.57986 | 0.54925 | 0.57135 | 0.57645 | 0.55151 | 0.54641 | 0.58949 | 0.55662 | 0.55718 | 0.55775 | 0.54585 | 0.55038 | 0.56172 | 0.54755 | 0.54528 | 0.56285 | 0.58439 | 0.56228 | 0.54018 | 0.55548 | 0.54641 | 0.57249 | 0.54868 | 0.56625 | 0.55378 | 0.54018 | 0.55718 | 0.59006 | 0.55775 | 0.55208 | 0.58382 | 0.53848 | 0.57702 | 0.56455 | 0.55718 | 0.58949 | 0.54415 | 0.63974 | 0.59577 | 0.60444 | 0.61249 | 0.63478 | 0.6063 | 0.60754 | 0.60072 | 0.6416 | 0.63355 | 0.59577 | 0.59391 | 0.60382 | 0.62549 | 0.6354 | 0.63726 | 0.64779 | 0.60258 | 0.61621 | 0.60444 | 0.63231 | 0.62054 | 0.61249 | 0.59267 | 0.61001 | 0.61187 | 0.62054 | 0.61125 | 0.59081 | 0.59143 | 0.58834 | 0.61249 | 0.63974 | 0.59948 | 0.61373 | 0.59329 | 0.59763 | 0.62611 | 0.60754 | 0.62673 | 0.64655 | 0.63912 | 0.62488 | 0.65027 | 0.61497 | 0.60568 | 0.6001 | 0.59143 | 0.61405 | 0.65373 | 0.62602 | 0.62161 | 0.63988 | 0.63862 | 0.6361 | 0.6361 | 0.61216 | 0.64869 | 0.64869 | 0.64113 | 0.60398 | 0.63358 | 0.65436 | 0.64869 | 0.61846 | 0.61153 | 0.66066 | 0.62098 | 0.64995 | 0.63484 | 0.60587 | 0.64176 | 0.60902 | 0.65121 | 0.61342 | 0.59831 | 0.64365 | 0.60398 | 0.60902 | 0.66066 | 0.6172 | 0.61909 | 0.61783 | 0.60209 | 0.64365 | 0.61216 | 0.63673 | 0.59831 | 0.60713 | 0.6405 | 0.62287 | 0.64869 | 0.6405 | 0.65499 | 0.66129 | 0.61972 | 0.68163 | 0.67441 | 0.68819 | 0.68163 | 0.62652 | 0.65473 | 0.6731 | 0.64948 | 0.68425 | 0.68491 | 0.62652 | 0.65932 | 0.68687 | 0.65932 | 0.67047 | 0.67244 | 0.67966 | 0.6357 | 0.67507 | 0.65604 | 0.64948 | 0.6626 | 0.65866 | 0.6731 | 0.64686 | 0.64161 | 0.68687 | 0.67441 | 0.66063 | 0.62783 | 0.66063 | 0.68491 | 0.64161 | 0.65276 | 0.65276 | 0.65079 | 0.62521 | 0.66522 | 0.62389 | 0.62521 | 0.64095 | 0.679 | 0.64358 | 0.66391 | 0.62717 | 0.67244 | 0.68622 | 0.6731 | 0.63654 | 0.65121 | 0.66654 | 0.63988 | 0.66254 | 0.65187 | 0.64854 | 0.67254 | 0.65054 | 0.67254 | 0.65587 | 0.6752 | 0.66654 | 0.6872 | 0.66054 | 0.65187 | 0.64387 | 0.63654 | 0.6732 | 0.63454 | 0.64121 | 0.68387 | 0.65587 | 0.69986 | 0.63988 | 0.67853 | 0.69053 | 0.64387 | 0.65054 | 0.65854 | 0.66787 | 0.6952 | 0.66054 | 0.68587 | 0.65254 | 0.6752 | 0.68187 | 0.63321 | 0.67254 | 0.66854 | 0.66254 | 0.6872 | 0.65787 | 0.66387 | 0.68787 | 0.65854 | 0.65254 | 0.65654 | 0.6632 | 0.64121 | 0.63921 | 0.65787 | 0.6632 | 0.66787 | 0.68253 | 0.6912 | 0.65321 | 0.68253 | 0.67254 | 0.68387 | 0.64587 | 0.65787 | 0.64254 | 0.69986 | 0.64454 | 0.67653 | 0.66454 | 0.6772 | 0.63388 | 0.68253 | 0.66054 | 0.6872 | 0.64121 | 0.64121 | 0.63321 | 0.68453 | 0.6672 | 0.6932 | 0.63321 | 0.6652 | 0.64321 | 0.65387 | 0.69853 | 0.69187 | 0.65121 | 0.65854 | 0.6612 | 0.63921 | 0.64254 | 0.64321 | 0.68453 | 0.69253 | 0.66787 | 0.65321 | 0.64721
ON_BLV_DSS | 510 | 230 | ON | 0.001391 | 510 | 24640 | 0.34274 | 0.37942 | 0.36572 | 0.35943 | 0.35832 | 0.35795 | 0.36831 | 0.37645 | 0.3809 | 0.35758 | 0.35165 | 0.36609 | 0.37868 | 0.35869 | 0.37312 | 0.37645 | 0.36017 | 0.35684 | 0.38497 | 0.3635 | 0.36387 | 0.36424 | 0.35647 | 0.35943 | 0.36683 | 0.35758 | 0.3561 | 0.36757 | 0.38164 | 0.3672 | 0.35276 | 0.36276 | 0.35684 | 0.37386 | 0.35832 | 0.36979 | 0.36165 | 0.35276 | 0.36387 | 0.38534 | 0.36424 | 0.36054 | 0.38127 | 0.35165 | 0.37682 | 0.36868 | 0.36387 | 0.38497 | 0.35536 | 0.41778 | 0.38907 | 0.39473 | 0.39999 | 0.41455 | 0.39594 | 0.39675 | 0.3923 | 0.419 | 0.41374 | 0.38907 | 0.38785 | 0.39433 | 0.40848 | 0.41495 | 0.41616 | 0.42304 | 0.39352 | 0.40241 | 0.39473 | 0.41293 | 0.40524 | 0.39999 | 0.38705 | 0.39837 | 0.39958 | 0.40524 | 0.39918 | 0.38583 | 0.38624 | 0.38421 | 0.39999 | 0.41778 | 0.39149 | 0.4008 | 0.38745 | 0.39028 | 0.40888 | 0.39675 | 0.40929 | 0.42223 | 0.41738 | 0.40808 | 0.42466 | 0.4016 | 0.39554 | 0.3919 | 0.38624 | 0.40101 | 0.42692 | 0.40882 | 0.40594 | 0.41787 | 0.41705 | 0.4154 | 0.4154 | 0.39977 | 0.42363 | 0.42363 | 0.41869 | 0.39443 | 0.41376 | 0.42733 | 0.42363 | 0.40389 | 0.39936 | 0.43144 | 0.40553 | 0.42445 | 0.41458 | 0.39566 | 0.41911 | 0.39772 | 0.42527 | 0.4006 | 0.39073 | 0.42034 | 0.39443 | 0.39772 | 0.43144 | 0.40307 | 0.4043 | 0.40348 | 0.39319 | 0.42034 | 0.39977 | 0.41582 | 0.39073 | 0.39648 | 0.41828 | 0.40677 | 0.42363 | 0.41828 | 0.42774 | 0.43186 | 0.40471 | 0.44514 | 0.44042 | 0.44942 | 0.44514 | 0.40915 | 0.42757 | 0.43957 | 0.42414 | 0.44685 | 0.44728 | 0.40915 | 0.43057 | 0.44856 | 0.43057 | 0.43785 | 0.43914 | 0.44385 | 0.41515 | 0.44085 | 0.42843 | 0.42414 | 0.43271 | 0.43014 | 0.43957 | 0.42243 | 0.419 | 0.44856 | 0.44042 | 0.43143 | 0.41001 | 0.43143 | 0.44728 | 0.419 | 0.42629 | 0.42629 | 0.425 | 0.40829 | 0.43443 | 0.40744 | 0.40829 | 0.41857 | 0.44342 | 0.42029 | 0.43357 | 0.40958 | 0.43914 | 0.44814 | 0.43957 | 0.4157 | 0.42527 | 0.43528 | 0.41787 | 0.43267 | 0.42571 | 0.42353 | 0.4392 | 0.42484 | 0.4392 | 0.42832 | 0.44094 | 0.43528 | 0.44878 | 0.43137 | 0.42571 | 0.42048 | 0.4157 | 0.43964 | 0.41439 | 0.41874 | 0.4466 | 0.42832 | 0.45705 | 0.41787 | 0.44312 | 0.45095 | 0.42048 | 0.42484 | 0.43006 | 0.43615 | 0.454 | 0.43137 | 0.44791 | 0.42614 | 0.44094 | 0.44529 | 0.41352 | 0.4392 | 0.43659 | 0.43267 | 0.44878 | 0.42962 | 0.43354 | 0.44921 | 0.43006 | 0.42614 | 0.42875 | 0.43311 | 0.41874 | 0.41744 | 0.42962 | 0.43311 | 0.43615 | 0.44573 | 0.45139 | 0.42658 | 0.44573 | 0.4392 | 0.4466 | 0.42179 | 0.42962 | 0.41961 | 0.45705 | 0.42092 | 0.44181 | 0.43398 | 0.44225 | 0.41395 | 0.44573 | 0.43137 | 0.44878 | 0.41874 | 0.41874 | 0.41352 | 0.44704 | 0.43572 | 0.45269 | 0.41352 | 0.43441 | 0.42005 | 0.42701 | 0.45618 | 0.45182 | 0.42527 | 0.43006 | 0.4318 | 0.41744 | 0.41961 | 0.42005 | 0.44704 | 0.45226 | 0.43615 | 0.42658 | 0.42266
ON_BMD_DSS | 511 | 230 | ON | 0.004533 | 511 | 24640 | 1.1169 | 1.2364 | 1.1918 | 1.1713 | 1.1677 | 1.1665 | 1.2003 | 1.2268 | 1.2413 | 1.1653 | 1.146 | 1.193 | 1.234 | 1.1689 | 1.2159 | 1.2268 | 1.1737 | 1.1629 | 1.2545 | 1.1846 | 1.1858 | 1.187 | 1.1617 | 1.1713 | 1.1954 | 1.1653 | 1.1604 | 1.1978 | 1.2437 | 1.1966 | 1.1496 | 1.1822 | 1.1629 | 1.2183 | 1.1677 | 1.2051 | 1.1785 | 1.1496 | 1.1858 | 1.2557 | 1.187 | 1.1749 | 1.2425 | 1.146 | 1.228 | 1.2015 | 1.1858 | 1.2545 | 1.158 | 1.3615 | 1.2679 | 1.2863 | 1.3035 | 1.3509 | 1.2903 | 1.2929 | 1.2784 | 1.3654 | 1.3483 | 1.2679 | 1.2639 | 1.285 | 1.3312 | 1.3522 | 1.3562 | 1.3786 | 1.2824 | 1.3114 | 1.2863 | 1.3457 | 1.3206 | 1.3035 | 1.2613 | 1.2982 | 1.3022 | 1.3206 | 1.3008 | 1.2574 | 1.2587 | 1.2521 | 1.3035 | 1.3615 | 1.2758 | 1.3061 | 1.2626 | 1.2718 | 1.3325 | 1.2929 | 1.3338 | 1.376 | 1.3602 | 1.3298 | 1.3839 | 1.3088 | 1.289 | 1.2771 | 1.2587 | 1.3068 | 1.3912 | 1.3323 | 1.3229 | 1.3618 | 1.3591 | 1.3537 | 1.3537 | 1.3028 | 1.3805 | 1.3805 | 1.3644 | 1.2854 | 1.3484 | 1.3926 | 1.3805 | 1.3162 | 1.3014 | 1.406 | 1.3216 | 1.3832 | 1.351 | 1.2894 | 1.3658 | 1.2961 | 1.3859 | 1.3055 | 1.2733 | 1.3698 | 1.2854 | 1.2961 | 1.406 | 1.3135 | 1.3175 | 1.3149 | 1.2813 | 1.3698 | 1.3028 | 1.3551 | 1.2733 | 1.2921 | 1.3631 | 1.3256 | 1.3805 | 1.3631 | 1.3939 | 1.4073 | 1.3189 | 1.4506 | 1.4353 | 1.4646 | 1.4506 | 1.3333 | 1.3934 | 1.4325 | 1.3822 | 1.4562 | 1.4576 | 1.3333 | 1.4031 | 1.4618 | 1.4031 | 1.4269 | 1.4311 | 1.4464 | 1.3529 | 1.4367 | 1.3962 | 1.3822 | 1.4101 | 1.4017 | 1.4325 | 1.3766 | 1.3654 | 1.4618 | 1.4353 | 1.4059 | 1.3361 | 1.4059 | 1.4576 | 1.3654 | 1.3892 | 1.3892 | 1.385 | 1.3305 | 1.4157 | 1.3278 | 1.3305 | 1.3641 | 1.445 | 1.3696 | 1.4129 | 1.3347 | 1.4311 | 1.4604 | 1.4325 | 1.3547 | 1.3859 | 1.4185 | 1.3618 | 1.41 | 1.3873 | 1.3802 | 1.4313 | 1.3845 | 1.4313 | 1.3958 | 1.4369 | 1.4185 | 1.4625 | 1.4057 | 1.3873 | 1.3703 | 1.3547 | 1.4327 | 1.3504 | 1.3646 | 1.4554 | 1.3958 | 1.4894 | 1.3618 | 1.444 | 1.4696 | 1.3703 | 1.3845 | 1.4015 | 1.4213 | 1.4795 | 1.4057 | 1.4596 | 1.3887 | 1.4369 | 1.4511 | 1.3476 | 1.4313 | 1.4228 | 1.41 | 1.4625 | 1.4001 | 1.4128 | 1.4639 | 1.4015 | 1.3887 | 1.3972 | 1.4114 | 1.3646 | 1.3603 | 1.4001 | 1.4114 | 1.4213 | 1.4525 | 1.471 | 1.3901 | 1.4525 | 1.4313 | 1.4554 | 1.3745 | 1.4001 | 1.3674 | 1.4894 | 1.3717 | 1.4398 | 1.4142 | 1.4412 | 1.349 | 1.4525 | 1.4057 | 1.4625 | 1.3646 | 1.3646 | 1.3476 | 1.4568 | 1.4199 | 1.4752 | 1.3476 | 1.4157 | 1.3689 | 1.3916 | 1.4866 | 1.4724 | 1.3859 | 1.4015 | 1.4072 | 1.3603 | 1.3674 | 1.3689 | 1.4568 | 1.4738 | 1.4213 | 1.3901 | 1.3774
ON_BML_DSS | 512 | 230 | ON | 0.003487 | 512 | 24640 | 0.8592 | 0.95113 | 0.9168 | 0.90102 | 0.89824 | 0.89731 | 0.92329 | 0.94371 | 0.95484 | 0.89638 | 0.88154 | 0.91773 | 0.94927 | 0.89917 | 0.93536 | 0.94371 | 0.90288 | 0.89453 | 0.96505 | 0.91123 | 0.91216 | 0.91309 | 0.8936 | 0.90102 | 0.91958 | 0.89638 | 0.89267 | 0.92144 | 0.9567 | 0.92051 | 0.88432 | 0.90937 | 0.89453 | 0.93721 | 0.89824 | 0.927 | 0.90659 | 0.88432 | 0.91216 | 0.96598 | 0.91309 | 0.90381 | 0.95577 | 0.88154 | 0.94464 | 0.92422 | 0.91216 | 0.96505 | 0.89082 | 1.0473 | 0.97533 | 0.98952 | 1.0027 | 1.0392 | 0.99256 | 0.99459 | 0.98344 | 1.0504 | 1.0372 | 0.97533 | 0.97228 | 0.98851 | 1.024 | 1.0402 | 1.0433 | 1.0605 | 0.98648 | 1.0088 | 0.98952 | 1.0351 | 1.0159 | 1.0027 | 0.97026 | 0.99864 | 1.0017 | 1.0159 | 1.0007 | 0.96722 | 0.96823 | 0.96316 | 1.0027 | 1.0473 | 0.98141 | 1.0047 | 0.97127 | 0.97837 | 1.025 | 0.99459 | 1.026 | 1.0585 | 1.0463 | 1.023 | 1.0645 | 1.0068 | 0.99155 | 0.98242 | 0.96823 | 1.0053 | 1.0702 | 1.0248 | 1.0176 | 1.0475 | 1.0455 | 1.0413 | 1.0413 | 1.0022 | 1.062 | 1.062 | 1.0496 | 0.98876 | 1.0372 | 1.0712 | 1.062 | 1.0125 | 1.0011 | 1.0816 | 1.0166 | 1.064 | 1.0393 | 0.99186 | 1.0506 | 0.99701 | 1.0661 | 1.0042 | 0.97948 | 1.0537 | 0.98876 | 0.99701 | 1.0816 | 1.0104 | 1.0135 | 1.0114 | 0.98567 | 1.0537 | 1.0022 | 1.0424 | 0.97948 | 0.99392 | 1.0486 | 1.0197 | 1.062 | 1.0486 | 1.0723 | 1.0826 | 1.0145 | 1.1159 | 1.1041 | 1.1266 | 1.1159 | 1.0257 | 1.0718 | 1.1019 | 1.0633 | 1.1202 | 1.1213 | 1.0257 | 1.0794 | 1.1245 | 1.0794 | 1.0976 | 1.1008 | 1.1127 | 1.0407 | 1.1051 | 1.074 | 1.0633 | 1.0847 | 1.0783 | 1.1019 | 1.059 | 1.0504 | 1.1245 | 1.1041 | 1.0815 | 1.0278 | 1.0815 | 1.1213 | 1.0504 | 1.0686 | 1.0686 | 1.0654 | 1.0235 | 1.089 | 1.0214 | 1.0235 | 1.0493 | 1.1116 | 1.0536 | 1.0869 | 1.0267 | 1.1008 | 1.1234 | 1.1019 | 1.0421 | 1.0661 | 1.0912 | 1.0475 | 1.0846 | 1.0672 | 1.0617 | 1.101 | 1.065 | 1.101 | 1.0737 | 1.1054 | 1.0912 | 1.125 | 1.0814 | 1.0672 | 1.0541 | 1.0421 | 1.1021 | 1.0388 | 1.0497 | 1.1196 | 1.0737 | 1.1457 | 1.0475 | 1.1108 | 1.1305 | 1.0541 | 1.065 | 1.0781 | 1.0934 | 1.1381 | 1.0814 | 1.1228 | 1.0683 | 1.1054 | 1.1163 | 1.0366 | 1.101 | 1.0945 | 1.0846 | 1.125 | 1.077 | 1.0868 | 1.1261 | 1.0781 | 1.0683 | 1.0748 | 1.0857 | 1.0497 | 1.0464 | 1.077 | 1.0857 | 1.0934 | 1.1174 | 1.1316 | 1.0694 | 1.1174 | 1.101 | 1.1196 | 1.0574 | 1.077 | 1.0519 | 1.1457 | 1.0552 | 1.1075 | 1.0879 | 1.1086 | 1.0377 | 1.1174 | 1.0814 | 1.125 | 1.0497 | 1.0497 | 1.0366 | 1.1206 | 1.0923 | 1.1348 | 1.0366 | 1.089 | 1.053 | 1.0704 | 1.1436 | 1.1326 | 1.0661 | 1.0781 | 1.0825 | 1.0464 | 1.0519 | 1.053 | 1.1206 | 1.1337 | 1.0934 | 1.0694 | 1.0595
ON_BNK_JCT | 513 | 230 | ON | 0.001391 | 513 | 24640 | 0.34274 | 0.37942 | 0.36572 | 0.35943 | 0.35832 | 0.35795 | 0.36831 | 0.37645 | 0.3809 | 0.35758 | 0.35165 | 0.36609 | 0.37868 | 0.35869 | 0.37312 | 0.37645 | 0.36017 | 0.35684 | 0.38497 | 0.3635 | 0.36387 | 0.36424 | 0.35647 | 0.35943 | 0.36683 | 0.35758 | 0.3561 | 0.36757 | 0.38164 | 0.3672 | 0.35276 | 0.36276 | 0.35684 | 0.37386 | 0.35832 | 0.36979 | 0.36165 | 0.35276 | 0.36387 | 0.38534 | 0.36424 | 0.36054 | 0.38127 | 0.35165 | 0.37682 | 0.36868 | 0.36387 | 0.38497 | 0.35536 | 0.41778 | 0.38907 | 0.39473 | 0.39999 | 0.41455 | 0.39594 | 0.39675 | 0.3923 | 0.419 | 0.41374 | 0.38907 | 0.38785 | 0.39433 | 0.40848 | 0.41495 | 0.41616 | 0.42304 | 0.39352 | 0.40241 | 0.39473 | 0.41293 | 0.40524 | 0.39999 | 0.38705 | 0.39837 | 0.39958 | 0.40524 | 0.39918 | 0.38583 | 0.38624 | 0.38421 | 0.39999 | 0.41778 | 0.39149 | 0.4008 | 0.38745 | 0.39028 | 0.40888 | 0.39675 | 0.40929 | 0.42223 | 0.41738 | 0.40808 | 0.42466 | 0.4016 | 0.39554 | 0.3919 | 0.38624 | 0.40101 | 0.42692 | 0.40882 | 0.40594 | 0.41787 | 0.41705 | 0.4154 | 0.4154 | 0.39977 | 0.42363 | 0.42363 | 0.41869 | 0.39443 | 0.41376 | 0.42733 | 0.42363 | 0.40389 | 0.39936 | 0.43144 | 0.40553 | 0.42445 | 0.41458 | 0.39566 | 0.41911 | 0.39772 | 0.42527 | 0.4006 | 0.39073 | 0.42034 | 0.39443 | 0.39772 | 0.43144 | 0.40307 | 0.4043 | 0.40348 | 0.39319 | 0.42034 | 0.39977 | 0.41582 | 0.39073 | 0.39648 | 0.41828 | 0.40677 | 0.42363 | 0.41828 | 0.42774 | 0.43186 | 0.40471 | 0.44514 | 0.44042 | 0.44942 | 0.44514 | 0.40915 | 0.42757 | 0.43957 | 0.42414 | 0.44685 | 0.44728 | 0.40915 | 0.43057 | 0.44856 | 0.43057 | 0.43785 | 0.43914 | 0.44385 | 0.41515 | 0.44085 | 0.42843 | 0.42414 | 0.43271 | 0.43014 | 0.43957 | 0.42243 | 0.419 | 0.44856 | 0.44042 | 0.43143 | 0.41001 | 0.43143 | 0.44728 | 0.419 | 0.42629 | 0.42629 | 0.425 | 0.40829 | 0.43443 | 0.40744 | 0.40829 | 0.41857 | 0.44342 | 0.42029 | 0.43357 | 0.40958 | 0.43914 | 0.44814 | 0.43957 | 0.4157 | 0.42527 | 0.43528 | 0.41787 | 0.43267 | 0.42571 | 0.42353 | 0.4392 | 0.42484 | 0.4392 | 0.42832 | 0.44094 | 0.43528 | 0.44878 | 0.43137 | 0.42571 | 0.42048 | 0.4157 | 0.43964 | 0.41439 | 0.41874 | 0.4466 | 0.42832 | 0.45705 | 0.41787 | 0.44312 | 0.45095 | 0.42048 | 0.42484 | 0.43006 | 0.43615 | 0.454 | 0.43137 | 0.44791 | 0.42614 | 0.44094 | 0.44529 | 0.41352 | 0.4392 | 0.43659 | 0.43267 | 0.44878 | 0.42962 | 0.43354 | 0.44921 | 0.43006 | 0.42614 | 0.42875 | 0.43311 | 0.41874 | 0.41744 | 0.42962 | 0.43311 | 0.43615 | 0.44573 | 0.45139 | 0.42658 | 0.44573 | 0.4392 | 0.4466 | 0.42179 | 0.42962 | 0.41961 | 0.45705 | 0.42092 | 0.44181 | 0.43398 | 0.44225 | 0.41395 | 0.44573 | 0.43137 | 0.44878 | 0.41874 | 0.41874 | 0.41352 | 0.44704 | 0.43572 | 0.45269 | 0.41352 | 0.43441 | 0.42005 | 0.42701 | 0.45618 | 0.45182 | 0.42527 | 0.43006 | 0.4318 | 0.41744 | 0.41961 | 0.42005 | 0.44704 | 0.45226 | 0.43615 | 0.42658 | 0.42266
ON_BOS_JCT | 514 | 230 | ON | 0.002278 | 514 | 24640 | 0.5613 | 0.62136 | 0.59893 | 0.58862 | 0.5868 | 0.5862 | 0.60317 | 0.61651 | 0.62378 | 0.58559 | 0.57589 | 0.59953 | 0.62015 | 0.58741 | 0.61105 | 0.61651 | 0.58984 | 0.58438 | 0.63045 | 0.59529 | 0.5959 | 0.5965 | 0.58377 | 0.58862 | 0.60075 | 0.58559 | 0.58317 | 0.60196 | 0.625 | 0.60135 | 0.57771 | 0.59408 | 0.58438 | 0.61227 | 0.5868 | 0.6056 | 0.59226 | 0.57771 | 0.5959 | 0.63106 | 0.5965 | 0.59044 | 0.62439 | 0.57589 | 0.61711 | 0.60378 | 0.5959 | 0.63045 | 0.58196 | 0.68419 | 0.63716 | 0.64644 | 0.65505 | 0.67889 | 0.64842 | 0.64975 | 0.64246 | 0.68618 | 0.67757 | 0.63716 | 0.63518 | 0.64577 | 0.66896 | 0.67955 | 0.68154 | 0.6928 | 0.64445 | 0.65902 | 0.64644 | 0.67624 | 0.66366 | 0.65505 | 0.63385 | 0.6524 | 0.65439 | 0.66366 | 0.65372 | 0.63187 | 0.63253 | 0.62922 | 0.65505 | 0.68419 | 0.64114 | 0.65637 | 0.63452 | 0.63915 | 0.66962 | 0.64975 | 0.67028 | 0.69148 | 0.68353 | 0.66829 | 0.69545 | 0.6577 | 0.64776 | 0.6418 | 0.63253 | 0.65672 | 0.69915 | 0.66952 | 0.6648 | 0.68434 | 0.68299 | 0.68029 | 0.68029 | 0.6547 | 0.69377 | 0.69377 | 0.68568 | 0.64594 | 0.6776 | 0.69983 | 0.69377 | 0.66143 | 0.65403 | 0.70656 | 0.66413 | 0.69511 | 0.67895 | 0.64796 | 0.68636 | 0.65133 | 0.69646 | 0.65605 | 0.63988 | 0.68838 | 0.64594 | 0.65133 | 0.70656 | 0.66009 | 0.66211 | 0.66076 | 0.64392 | 0.68838 | 0.6547 | 0.68097 | 0.63988 | 0.64931 | 0.68501 | 0.66615 | 0.69377 | 0.68501 | 0.7005 | 0.70724 | 0.66278 | 0.72899 | 0.72127 | 0.736 | 0.72899 | 0.67005 | 0.70022 | 0.71987 | 0.69461 | 0.73179 | 0.7325 | 0.67005 | 0.70513 | 0.7346 | 0.70513 | 0.71706 | 0.71916 | 0.72688 | 0.67987 | 0.72197 | 0.70162 | 0.69461 | 0.70864 | 0.70443 | 0.71987 | 0.6918 | 0.68619 | 0.7346 | 0.72127 | 0.70654 | 0.67145 | 0.70654 | 0.7325 | 0.68619 | 0.69812 | 0.69812 | 0.69601 | 0.66865 | 0.71145 | 0.66724 | 0.66865 | 0.68549 | 0.72618 | 0.68829 | 0.71004 | 0.67075 | 0.71916 | 0.7339 | 0.71987 | 0.68077 | 0.69645 | 0.71285 | 0.68434 | 0.70857 | 0.69717 | 0.6936 | 0.71927 | 0.69574 | 0.71927 | 0.70144 | 0.72212 | 0.71285 | 0.73495 | 0.70643 | 0.69717 | 0.68861 | 0.68077 | 0.71998 | 0.67863 | 0.68576 | 0.73138 | 0.70144 | 0.74849 | 0.68434 | 0.72568 | 0.73851 | 0.68861 | 0.69574 | 0.7043 | 0.71428 | 0.7435 | 0.70643 | 0.73352 | 0.69788 | 0.72212 | 0.72925 | 0.67721 | 0.71927 | 0.71499 | 0.70857 | 0.73495 | 0.70358 | 0.71 | 0.73566 | 0.7043 | 0.69788 | 0.70216 | 0.70929 | 0.68576 | 0.68362 | 0.70358 | 0.70929 | 0.71428 | 0.72996 | 0.73923 | 0.69859 | 0.72996 | 0.71927 | 0.73138 | 0.69075 | 0.70358 | 0.68719 | 0.74849 | 0.68933 | 0.72354 | 0.71071 | 0.72426 | 0.67792 | 0.72996 | 0.70643 | 0.73495 | 0.68576 | 0.68576 | 0.67721 | 0.7321 | 0.71356 | 0.74136 | 0.67721 | 0.71142 | 0.6879 | 0.69931 | 0.74707 | 0.73994 | 0.69645 | 0.7043 | 0.70715 | 0.68362 | 0.68719 | 0.6879 | 0.7321 | 0.74065 | 0.71428 | 0.69859 | 0.69218
ON_BOW_SWS | 515 | 500 | ON | 0.005654 | 515 | 24640 | 1.3931 | 1.5422 | 1.4865 | 1.461 | 1.4565 | 1.4549 | 1.4971 | 1.5302 | 1.5482 | 1.4534 | 1.4294 | 1.488 | 1.5392 | 1.458 | 1.5166 | 1.5302 | 1.464 | 1.4504 | 1.5648 | 1.4775 | 1.479 | 1.4805 | 1.4489 | 1.461 | 1.4911 | 1.4534 | 1.4474 | 1.4941 | 1.5512 | 1.4926 | 1.4339 | 1.4745 | 1.4504 | 1.5196 | 1.4565 | 1.5031 | 1.47 | 1.4339 | 1.479 | 1.5663 | 1.4805 | 1.4655 | 1.5497 | 1.4294 | 1.5317 | 1.4986 | 1.479 | 1.5648 | 1.4444 | 1.6982 | 1.5814 | 1.6045 | 1.6258 | 1.685 | 1.6094 | 1.6127 | 1.5946 | 1.7031 | 1.6817 | 1.5814 | 1.5765 | 1.6028 | 1.6604 | 1.6867 | 1.6916 | 1.7195 | 1.5995 | 1.6357 | 1.6045 | 1.6784 | 1.6472 | 1.6258 | 1.5732 | 1.6193 | 1.6242 | 1.6472 | 1.6225 | 1.5683 | 1.5699 | 1.5617 | 1.6258 | 1.6982 | 1.5913 | 1.6291 | 1.5749 | 1.5864 | 1.662 | 1.6127 | 1.6636 | 1.7162 | 1.6965 | 1.6587 | 1.7261 | 1.6324 | 1.6077 | 1.593 | 1.5699 | 1.63 | 1.7353 | 1.6617 | 1.65 | 1.6985 | 1.6952 | 1.6885 | 1.6885 | 1.625 | 1.7219 | 1.7219 | 1.7019 | 1.6032 | 1.6818 | 1.737 | 1.7219 | 1.6417 | 1.6233 | 1.7537 | 1.6484 | 1.7253 | 1.6851 | 1.6082 | 1.7035 | 1.6166 | 1.7286 | 1.6283 | 1.5882 | 1.7086 | 1.6032 | 1.6166 | 1.7537 | 1.6383 | 1.6434 | 1.64 | 1.5982 | 1.7086 | 1.625 | 1.6902 | 1.5882 | 1.6116 | 1.7002 | 1.6534 | 1.7219 | 1.7002 | 1.7386 | 1.7554 | 1.645 | 1.8093 | 1.7902 | 1.8268 | 1.8093 | 1.6631 | 1.7379 | 1.7867 | 1.724 | 1.8163 | 1.8181 | 1.6631 | 1.7501 | 1.8233 | 1.7501 | 1.7797 | 1.785 | 1.8041 | 1.6874 | 1.7919 | 1.7414 | 1.724 | 1.7588 | 1.7484 | 1.7867 | 1.7171 | 1.7031 | 1.8233 | 1.7902 | 1.7536 | 1.6666 | 1.7536 | 1.8181 | 1.7031 | 1.7327 | 1.7327 | 1.7275 | 1.6596 | 1.7658 | 1.6561 | 1.6596 | 1.7014 | 1.8024 | 1.7083 | 1.7623 | 1.6648 | 1.785 | 1.8215 | 1.7867 | 1.6897 | 1.7286 | 1.7693 | 1.6985 | 1.7587 | 1.7304 | 1.7215 | 1.7852 | 1.7268 | 1.7852 | 1.741 | 1.7923 | 1.7693 | 1.8241 | 1.7534 | 1.7304 | 1.7091 | 1.6897 | 1.787 | 1.6844 | 1.7021 | 1.8153 | 1.741 | 1.8578 | 1.6985 | 1.8011 | 1.833 | 1.7091 | 1.7268 | 1.7481 | 1.7728 | 1.8454 | 1.7534 | 1.8206 | 1.7321 | 1.7923 | 1.81 | 1.6808 | 1.7852 | 1.7746 | 1.7587 | 1.8241 | 1.7463 | 1.7622 | 1.8259 | 1.7481 | 1.7321 | 1.7428 | 1.7604 | 1.7021 | 1.6968 | 1.7463 | 1.7604 | 1.7728 | 1.8118 | 1.8348 | 1.7339 | 1.8118 | 1.7852 | 1.8153 | 1.7144 | 1.7463 | 1.7056 | 1.8578 | 1.7109 | 1.7958 | 1.764 | 1.7976 | 1.6826 | 1.8118 | 1.7534 | 1.8241 | 1.7021 | 1.7021 | 1.6808 | 1.8171 | 1.7711 | 1.8401 | 1.6808 | 1.7658 | 1.7074 | 1.7357 | 1.8542 | 1.8365 | 1.7286 | 1.7481 | 1.7551 | 1.6968 | 1.7056 | 1.7074 | 1.8171 | 1.8383 | 1.7728 | 1.7339 | 1.718
ON_BRA_DSS | 516 | 230 | ON | 0.001017 | 516 | 24640 | 0.25059 | 0.2774 | 0.26739 | 0.26279 | 0.26198 | 0.2617 | 0.26928 | 0.27524 | 0.27848 | 0.26143 | 0.2571 | 0.26766 | 0.27686 | 0.26225 | 0.2728 | 0.27524 | 0.26333 | 0.26089 | 0.28146 | 0.26576 | 0.26604 | 0.26631 | 0.26062 | 0.26279 | 0.2682 | 0.26143 | 0.26035 | 0.26874 | 0.27903 | 0.26847 | 0.25792 | 0.26522 | 0.26089 | 0.27334 | 0.26198 | 0.27037 | 0.26441 | 0.25792 | 0.26604 | 0.28173 | 0.26631 | 0.2636 | 0.27875 | 0.2571 | 0.27551 | 0.26955 | 0.26604 | 0.28146 | 0.25981 | 0.30545 | 0.28446 | 0.2886 | 0.29244 | 0.30309 | 0.28949 | 0.29008 | 0.28682 | 0.30634 | 0.3025 | 0.28446 | 0.28357 | 0.2883 | 0.29865 | 0.30338 | 0.30427 | 0.3093 | 0.28771 | 0.29422 | 0.2886 | 0.3019 | 0.29629 | 0.29244 | 0.28298 | 0.29126 | 0.29215 | 0.29629 | 0.29185 | 0.28209 | 0.28239 | 0.28091 | 0.29244 | 0.30545 | 0.28623 | 0.29303 | 0.28328 | 0.28535 | 0.29895 | 0.29008 | 0.29924 | 0.30871 | 0.30516 | 0.29836 | 0.31048 | 0.29362 | 0.28919 | 0.28653 | 0.28239 | 0.29319 | 0.31213 | 0.2989 | 0.2968 | 0.30552 | 0.30492 | 0.30371 | 0.30371 | 0.29229 | 0.30973 | 0.30973 | 0.30612 | 0.28838 | 0.30251 | 0.31243 | 0.30973 | 0.29529 | 0.29199 | 0.31544 | 0.2965 | 0.31033 | 0.30311 | 0.28928 | 0.30642 | 0.29078 | 0.31093 | 0.29289 | 0.28567 | 0.30732 | 0.28838 | 0.29078 | 0.31544 | 0.29469 | 0.29559 | 0.29499 | 0.28748 | 0.30732 | 0.29229 | 0.30401 | 0.28567 | 0.28988 | 0.30582 | 0.2974 | 0.30973 | 0.30582 | 0.31273 | 0.31574 | 0.2959 | 0.32545 | 0.32201 | 0.32858 | 0.32545 | 0.29914 | 0.31261 | 0.32138 | 0.3101 | 0.32671 | 0.32702 | 0.29914 | 0.3148 | 0.32796 | 0.3148 | 0.32013 | 0.32107 | 0.32451 | 0.30353 | 0.32232 | 0.31324 | 0.3101 | 0.31637 | 0.31449 | 0.32138 | 0.30885 | 0.30634 | 0.32796 | 0.32201 | 0.31543 | 0.29977 | 0.31543 | 0.32702 | 0.30634 | 0.31167 | 0.31167 | 0.31073 | 0.29851 | 0.31762 | 0.29789 | 0.29851 | 0.30603 | 0.3242 | 0.30728 | 0.31699 | 0.29945 | 0.32107 | 0.32764 | 0.32138 | 0.30393 | 0.31093 | 0.31825 | 0.30552 | 0.31634 | 0.31125 | 0.30966 | 0.32111 | 0.31061 | 0.32111 | 0.31316 | 0.32238 | 0.31825 | 0.32811 | 0.31538 | 0.31125 | 0.30743 | 0.30393 | 0.32143 | 0.30297 | 0.30615 | 0.32652 | 0.31316 | 0.33416 | 0.30552 | 0.32398 | 0.3297 | 0.30743 | 0.31061 | 0.31443 | 0.31888 | 0.33193 | 0.31538 | 0.32748 | 0.31156 | 0.32238 | 0.32557 | 0.30234 | 0.32111 | 0.3192 | 0.31634 | 0.32811 | 0.31411 | 0.31697 | 0.32843 | 0.31443 | 0.31156 | 0.31347 | 0.31666 | 0.30615 | 0.3052 | 0.31411 | 0.31666 | 0.31888 | 0.32589 | 0.33002 | 0.31188 | 0.32589 | 0.32111 | 0.32652 | 0.30838 | 0.31411 | 0.30679 | 0.33416 | 0.30775 | 0.32302 | 0.31729 | 0.32334 | 0.30265 | 0.32589 | 0.31538 | 0.32811 | 0.30615 | 0.30615 | 0.30234 | 0.32684 | 0.31857 | 0.33098 | 0.30234 | 0.31761 | 0.30711 | 0.3122 | 0.33352 | 0.33034 | 0.31093 | 0.31443 | 0.3157 | 0.3052 | 0.30679 | 0.30711 | 0.32684 | 0.33066 | 0.31888 | 0.31188 | 0.30902
ON_BRA_JCT | 517 | 230 | ON | 0.001017 | 517 | 24640 | 0.25059 | 0.2774 | 0.26739 | 0.26279 | 0.26198 | 0.2617 | 0.26928 | 0.27524 | 0.27848 | 0.26143 | 0.2571 | 0.26766 | 0.27686 | 0.26225 | 0.2728 | 0.27524 | 0.26333 | 0.26089 | 0.28146 | 0.26576 | 0.26604 | 0.26631 | 0.26062 | 0.26279 | 0.2682 | 0.26143 | 0.26035 | 0.26874 | 0.27903 | 0.26847 | 0.25792 | 0.26522 | 0.26089 | 0.27334 | 0.26198 | 0.27037 | 0.26441 | 0.25792 | 0.26604 | 0.28173 | 0.26631 | 0.2636 | 0.27875 | 0.2571 | 0.27551 | 0.26955 | 0.26604 | 0.28146 | 0.25981 | 0.30545 | 0.28446 | 0.2886 | 0.29244 | 0.30309 | 0.28949 | 0.29008 | 0.28682 | 0.30634 | 0.3025 | 0.28446 | 0.28357 | 0.2883 | 0.29865 | 0.30338 | 0.30427 | 0.3093 | 0.28771 | 0.29422 | 0.2886 | 0.3019 | 0.29629 | 0.29244 | 0.28298 | 0.29126 | 0.29215 | 0.29629 | 0.29185 | 0.28209 | 0.28239 | 0.28091 | 0.29244 | 0.30545 | 0.28623 | 0.29303 | 0.28328 | 0.28535 | 0.29895 | 0.29008 | 0.29924 | 0.30871 | 0.30516 | 0.29836 | 0.31048 | 0.29362 | 0.28919 | 0.28653 | 0.28239 | 0.29319 | 0.31213 | 0.2989 | 0.2968 | 0.30552 | 0.30492 | 0.30371 | 0.30371 | 0.29229 | 0.30973 | 0.30973 | 0.30612 | 0.28838 | 0.30251 | 0.31243 | 0.30973 | 0.29529 | 0.29199 | 0.31544 | 0.2965 | 0.31033 | 0.30311 | 0.28928 | 0.30642 | 0.29078 | 0.31093 | 0.29289 | 0.28567 | 0.30732 | 0.28838 | 0.29078 | 0.31544 | 0.29469 | 0.29559 | 0.29499 | 0.28748 | 0.30732 | 0.29229 | 0.30401 | 0.28567 | 0.28988 | 0.30582 | 0.2974 | 0.30973 | 0.30582 | 0.31273 | 0.31574 | 0.2959 | 0.32545 | 0.32201 | 0.32858 | 0.32545 | 0.29914 | 0.31261 | 0.32138 | 0.3101 | 0.32671 | 0.32702 | 0.29914 | 0.3148 | 0.32796 | 0.3148 | 0.32013 | 0.32107 | 0.32451 | 0.30353 | 0.32232 | 0.31324 | 0.3101 | 0.31637 | 0.31449 | 0.32138 | 0.30885 | 0.30634 | 0.32796 | 0.32201 | 0.31543 | 0.29977 | 0.31543 | 0.32702 | 0.30634 | 0.31167 | 0.31167 | 0.31073 | 0.29851 | 0.31762 | 0.29789 | 0.29851 | 0.30603 | 0.3242 | 0.30728 | 0.31699 | 0.29945 | 0.32107 | 0.32764 | 0.32138 | 0.30393 | 0.31093 | 0.31825 | 0.30552 | 0.31634 | 0.31125 | 0.30966 | 0.32111 | 0.31061 | 0.32111 | 0.31316 | 0.32238 | 0.31825 | 0.32811 | 0.31538 | 0.31125 | 0.30743 | 0.30393 | 0.32143 | 0.30297 | 0.30615 | 0.32652 | 0.31316 | 0.33416 | 0.30552 | 0.32398 | 0.3297 | 0.30743 | 0.31061 | 0.31443 | 0.31888 | 0.33193 | 0.31538 | 0.32748 | 0.31156 | 0.32238 | 0.32557 | 0.30234 | 0.32111 | 0.3192 | 0.31634 | 0.32811 | 0.31411 | 0.31697 | 0.32843 | 0.31443 | 0.31156 | 0.31347 | 0.31666 | 0.30615 | 0.3052 | 0.31411 | 0.31666 | 0.31888 | 0.32589 | 0.33002 | 0.31188 | 0.32589 | 0.32111 | 0.32652 | 0.30838 | 0.31411 | 0.30679 | 0.33416 | 0.30775 | 0.32302 | 0.31729 | 0.32334 | 0.30265 | 0.32589 | 0.31538 | 0.32811 | 0.30615 | 0.30615 | 0.30234 | 0.32684 | 0.31857 | 0.33098 | 0.30234 | 0.31761 | 0.30711 | 0.3122 | 0.33352 | 0.33034 | 0.31093 | 0.31443 | 0.3157 | 0.3052 | 0.30679 | 0.30711 | 0.32684 | 0.33066 | 0.31888 | 0.31188 | 0.30902
ON_BRF_DSS | 518 | 230 | ON | 0.001387 | 518 | 24640 | 0.34176 | 0.37832 | 0.36467 | 0.35839 | 0.35729 | 0.35692 | 0.36725 | 0.37537 | 0.3798 | 0.35655 | 0.35064 | 0.36504 | 0.37759 | 0.35766 | 0.37205 | 0.37537 | 0.35913 | 0.35581 | 0.38386 | 0.36245 | 0.36282 | 0.36319 | 0.35544 | 0.35839 | 0.36578 | 0.35655 | 0.35507 | 0.36651 | 0.38054 | 0.36614 | 0.35175 | 0.36172 | 0.35581 | 0.37279 | 0.35729 | 0.36873 | 0.36061 | 0.35175 | 0.36282 | 0.38423 | 0.36319 | 0.3595 | 0.38017 | 0.35064 | 0.37574 | 0.36762 | 0.36282 | 0.38386 | 0.35433 | 0.41658 | 0.38795 | 0.39359 | 0.39884 | 0.41335 | 0.3948 | 0.39561 | 0.39117 | 0.41779 | 0.41255 | 0.38795 | 0.38674 | 0.39319 | 0.40731 | 0.41376 | 0.41497 | 0.42182 | 0.39238 | 0.40126 | 0.39359 | 0.41174 | 0.40408 | 0.39884 | 0.38593 | 0.39722 | 0.39843 | 0.40408 | 0.39803 | 0.38472 | 0.38513 | 0.38311 | 0.39884 | 0.41658 | 0.39037 | 0.39964 | 0.38634 | 0.38916 | 0.40771 | 0.39561 | 0.40811 | 0.42102 | 0.41618 | 0.4069 | 0.42344 | 0.40045 | 0.3944 | 0.39077 | 0.38513 | 0.39986 | 0.42569 | 0.40765 | 0.40478 | 0.41667 | 0.41585 | 0.41421 | 0.41421 | 0.39863 | 0.42241 | 0.42241 | 0.41749 | 0.39329 | 0.41257 | 0.4261 | 0.42241 | 0.40273 | 0.39822 | 0.4302 | 0.40437 | 0.42323 | 0.41339 | 0.39452 | 0.4179 | 0.39657 | 0.42405 | 0.39945 | 0.3896 | 0.41913 | 0.39329 | 0.39657 | 0.4302 | 0.40191 | 0.40314 | 0.40232 | 0.39206 | 0.41913 | 0.39863 | 0.41462 | 0.3896 | 0.39534 | 0.41708 | 0.4056 | 0.42241 | 0.41708 | 0.42651 | 0.43061 | 0.40355 | 0.44386 | 0.43916 | 0.44813 | 0.44386 | 0.40797 | 0.42634 | 0.4383 | 0.42292 | 0.44557 | 0.44599 | 0.40797 | 0.42933 | 0.44727 | 0.42933 | 0.43659 | 0.43788 | 0.44258 | 0.41395 | 0.43958 | 0.4272 | 0.42292 | 0.43147 | 0.4289 | 0.4383 | 0.42122 | 0.4178 | 0.44727 | 0.43916 | 0.43019 | 0.40883 | 0.43019 | 0.44599 | 0.4178 | 0.42506 | 0.42506 | 0.42378 | 0.40712 | 0.43318 | 0.40626 | 0.40712 | 0.41737 | 0.44215 | 0.41908 | 0.43232 | 0.4084 | 0.43788 | 0.44685 | 0.4383 | 0.4145 | 0.42405 | 0.43403 | 0.41667 | 0.43143 | 0.42448 | 0.42231 | 0.43794 | 0.42361 | 0.43794 | 0.42709 | 0.43967 | 0.43403 | 0.44749 | 0.43012 | 0.42448 | 0.41927 | 0.4145 | 0.43837 | 0.4132 | 0.41754 | 0.44532 | 0.42709 | 0.45573 | 0.41667 | 0.44184 | 0.44966 | 0.41927 | 0.42361 | 0.42882 | 0.4349 | 0.45269 | 0.43012 | 0.44662 | 0.42492 | 0.43967 | 0.44401 | 0.41233 | 0.43794 | 0.43533 | 0.43143 | 0.44749 | 0.42839 | 0.4323 | 0.44792 | 0.42882 | 0.42492 | 0.42752 | 0.43186 | 0.41754 | 0.41624 | 0.42839 | 0.43186 | 0.4349 | 0.44445 | 0.45009 | 0.42535 | 0.44445 | 0.43794 | 0.44532 | 0.42058 | 0.42839 | 0.41841 | 0.45573 | 0.41971 | 0.44054 | 0.43273 | 0.44098 | 0.41276 | 0.44445 | 0.43012 | 0.44749 | 0.41754 | 0.41754 | 0.41233 | 0.44575 | 0.43447 | 0.45139 | 0.41233 | 0.43316 | 0.41884 | 0.42578 | 0.45486 | 0.45052 | 0.42405 | 0.42882 | 0.43056 | 0.41624 | 0.41841 | 0.41884 | 0.44575 | 0.45096 | 0.4349 | 0.42535 | 0.42144
ON_BRO_DSS | 519 | 230 | ON | 0.001216 | 519 | 24640 | 0.29962 | 0.33168 | 0.31971 | 0.31421 | 0.31324 | 0.31291 | 0.32197 | 0.32909 | 0.33298 | 0.31259 | 0.30741 | 0.32003 | 0.33103 | 0.31356 | 0.32618 | 0.32909 | 0.31486 | 0.31194 | 0.33654 | 0.31777 | 0.31809 | 0.31841 | 0.31162 | 0.31421 | 0.32068 | 0.31259 | 0.3113 | 0.32133 | 0.33362 | 0.321 | 0.30838 | 0.31712 | 0.31194 | 0.32683 | 0.31324 | 0.32327 | 0.31615 | 0.30838 | 0.31809 | 0.33686 | 0.31841 | 0.31518 | 0.3333 | 0.30741 | 0.32942 | 0.3223 | 0.31809 | 0.33654 | 0.31065 | 0.36522 | 0.34012 | 0.34507 | 0.34967 | 0.36239 | 0.34613 | 0.34684 | 0.34295 | 0.36628 | 0.36169 | 0.34012 | 0.33906 | 0.34472 | 0.35709 | 0.36275 | 0.36381 | 0.36982 | 0.34401 | 0.35179 | 0.34507 | 0.36098 | 0.35426 | 0.34967 | 0.33835 | 0.34825 | 0.34931 | 0.35426 | 0.34896 | 0.33729 | 0.33764 | 0.33588 | 0.34967 | 0.36522 | 0.34224 | 0.35037 | 0.33871 | 0.34118 | 0.35744 | 0.34684 | 0.3578 | 0.36911 | 0.36487 | 0.35674 | 0.37123 | 0.35108 | 0.34578 | 0.34259 | 0.33764 | 0.35056 | 0.37321 | 0.35739 | 0.35487 | 0.3653 | 0.36458 | 0.36314 | 0.36314 | 0.34948 | 0.37033 | 0.37033 | 0.36602 | 0.34481 | 0.3617 | 0.37357 | 0.37033 | 0.35308 | 0.34912 | 0.37716 | 0.35451 | 0.37105 | 0.36242 | 0.34588 | 0.36638 | 0.34768 | 0.37177 | 0.3502 | 0.34157 | 0.36746 | 0.34481 | 0.34768 | 0.37716 | 0.35236 | 0.35343 | 0.35272 | 0.34373 | 0.36746 | 0.34948 | 0.3635 | 0.34157 | 0.3466 | 0.36566 | 0.35559 | 0.37033 | 0.36566 | 0.37393 | 0.37752 | 0.35379 | 0.38913 | 0.38501 | 0.39288 | 0.38913 | 0.35767 | 0.37378 | 0.38427 | 0.37078 | 0.39063 | 0.39101 | 0.35767 | 0.3764 | 0.39213 | 0.3764 | 0.38277 | 0.38389 | 0.38801 | 0.36292 | 0.38539 | 0.37453 | 0.37078 | 0.37827 | 0.37603 | 0.38427 | 0.36928 | 0.36629 | 0.39213 | 0.38501 | 0.37715 | 0.35842 | 0.37715 | 0.39101 | 0.36629 | 0.37266 | 0.37266 | 0.37153 | 0.35693 | 0.37977 | 0.35618 | 0.35693 | 0.36591 | 0.38764 | 0.36741 | 0.37902 | 0.35805 | 0.38389 | 0.39176 | 0.38427 | 0.3634 | 0.37177 | 0.38052 | 0.3653 | 0.37824 | 0.37215 | 0.37025 | 0.38395 | 0.37139 | 0.38395 | 0.37443 | 0.38547 | 0.38052 | 0.39232 | 0.3771 | 0.37215 | 0.36758 | 0.3634 | 0.38433 | 0.36226 | 0.36606 | 0.39041 | 0.37443 | 0.39955 | 0.3653 | 0.38737 | 0.39422 | 0.36758 | 0.37139 | 0.37595 | 0.38128 | 0.39688 | 0.3771 | 0.39156 | 0.37253 | 0.38547 | 0.38927 | 0.36149 | 0.38395 | 0.38166 | 0.37824 | 0.39232 | 0.37557 | 0.379 | 0.3927 | 0.37595 | 0.37253 | 0.37481 | 0.37862 | 0.36606 | 0.36492 | 0.37557 | 0.37862 | 0.38128 | 0.38965 | 0.3946 | 0.37291 | 0.38965 | 0.38395 | 0.39041 | 0.36872 | 0.37557 | 0.36682 | 0.39955 | 0.36796 | 0.38623 | 0.37938 | 0.38661 | 0.36187 | 0.38965 | 0.3771 | 0.39232 | 0.36606 | 0.36606 | 0.36149 | 0.39079 | 0.3809 | 0.39574 | 0.36149 | 0.37976 | 0.3672 | 0.37329 | 0.39879 | 0.39498 | 0.37177 | 0.37595 | 0.37748 | 0.36492 | 0.36682 | 0.3672 | 0.39079 | 0.39536 | 0.38128 | 0.37291 | 0.36949
ON_BRW_DSS | 520 | 230 | ON | 0.003203 | 520 | 24640 | 0.78922 | 0.87367 | 0.84213 | 0.82764 | 0.82508 | 0.82423 | 0.84809 | 0.86685 | 0.87708 | 0.82338 | 0.80974 | 0.84298 | 0.87196 | 0.82593 | 0.85918 | 0.86685 | 0.82934 | 0.82167 | 0.88645 | 0.83701 | 0.83787 | 0.83872 | 0.82082 | 0.82764 | 0.84469 | 0.82338 | 0.81997 | 0.84639 | 0.87878 | 0.84554 | 0.8123 | 0.83531 | 0.82167 | 0.86088 | 0.82508 | 0.8515 | 0.83275 | 0.8123 | 0.83787 | 0.8873 | 0.83872 | 0.8302 | 0.87793 | 0.80974 | 0.8677 | 0.84895 | 0.83787 | 0.88645 | 0.81826 | 0.96201 | 0.89589 | 0.90893 | 0.92103 | 0.95456 | 0.91172 | 0.91358 | 0.90334 | 0.9648 | 0.9527 | 0.89589 | 0.8931 | 0.908 | 0.94059 | 0.95549 | 0.95829 | 0.97412 | 0.90613 | 0.92662 | 0.90893 | 0.95084 | 0.93314 | 0.92103 | 0.89123 | 0.91731 | 0.9201 | 0.93314 | 0.91917 | 0.88844 | 0.88937 | 0.88471 | 0.92103 | 0.96201 | 0.90148 | 0.9229 | 0.89216 | 0.89868 | 0.94152 | 0.91358 | 0.94245 | 0.97225 | 0.96108 | 0.93966 | 0.97784 | 0.92476 | 0.91079 | 0.90241 | 0.88937 | 0.92339 | 0.98305 | 0.94138 | 0.93475 | 0.96222 | 0.96032 | 0.95653 | 0.95653 | 0.92055 | 0.97547 | 0.97547 | 0.96411 | 0.90823 | 0.95275 | 0.984 | 0.97547 | 0.93002 | 0.9196 | 0.99347 | 0.9338 | 0.97737 | 0.95464 | 0.91107 | 0.96506 | 0.91581 | 0.97926 | 0.92244 | 0.89971 | 0.9679 | 0.90823 | 0.91581 | 0.99347 | 0.92812 | 0.93096 | 0.92907 | 0.90539 | 0.9679 | 0.92055 | 0.95748 | 0.89971 | 0.91297 | 0.96316 | 0.93665 | 0.97547 | 0.96316 | 0.98495 | 0.99442 | 0.93191 | 1.025 | 1.0141 | 1.0349 | 1.025 | 0.94213 | 0.98455 | 1.0122 | 0.97666 | 1.0289 | 1.0299 | 0.94213 | 0.99146 | 1.0329 | 0.99146 | 1.0082 | 1.0112 | 1.022 | 0.95594 | 1.0151 | 0.98652 | 0.97666 | 0.99639 | 0.99047 | 1.0122 | 0.97271 | 0.96482 | 1.0329 | 1.0141 | 0.99343 | 0.9441 | 0.99343 | 1.0299 | 0.96482 | 0.98159 | 0.98159 | 0.97863 | 0.94016 | 1.0003 | 0.93818 | 0.94016 | 0.96383 | 1.0211 | 0.96778 | 0.99836 | 0.94312 | 1.0112 | 1.0319 | 1.0122 | 0.9572 | 0.97926 | 1.0023 | 0.96222 | 0.99629 | 0.98026 | 0.97525 | 1.0113 | 0.97825 | 1.0113 | 0.98627 | 1.0153 | 1.0023 | 1.0334 | 0.99329 | 0.98026 | 0.96823 | 0.9572 | 1.0123 | 0.9542 | 0.96422 | 1.0284 | 0.98627 | 1.0524 | 0.96222 | 1.0203 | 1.0384 | 0.96823 | 0.97825 | 0.99028 | 1.0043 | 1.0454 | 0.99329 | 1.0314 | 0.98126 | 1.0153 | 1.0254 | 0.95219 | 1.0113 | 1.0053 | 0.99629 | 1.0334 | 0.98928 | 0.9983 | 1.0344 | 0.99028 | 0.98126 | 0.98727 | 0.9973 | 0.96422 | 0.96121 | 0.98928 | 0.9973 | 1.0043 | 1.0264 | 1.0394 | 0.98226 | 1.0264 | 1.0113 | 1.0284 | 0.97124 | 0.98928 | 0.96623 | 1.0524 | 0.96923 | 1.0173 | 0.9993 | 1.0183 | 0.9532 | 1.0264 | 0.99329 | 1.0334 | 0.96422 | 0.96422 | 0.95219 | 1.0294 | 1.0033 | 1.0424 | 0.95219 | 1.0003 | 0.96723 | 0.98326 | 1.0504 | 1.0404 | 0.97926 | 0.99028 | 0.99429 | 0.96121 | 0.96623 | 0.96723 | 1.0294 | 1.0414 | 1.0043 | 0.98226 | 0.97324
ON_BTH_DSS | 521 | 230 | ON | 0.004533 | 521 | 24640 | 1.1169 | 1.2364 | 1.1918 | 1.1713 | 1.1677 | 1.1665 | 1.2003 | 1.2268 | 1.2413 | 1.1653 | 1.146 | 1.193 | 1.234 | 1.1689 | 1.2159 | 1.2268 | 1.1737 | 1.1629 | 1.2545 | 1.1846 | 1.1858 | 1.187 | 1.1617 | 1.1713 | 1.1954 | 1.1653 | 1.1604 | 1.1978 | 1.2437 | 1.1966 | 1.1496 | 1.1822 | 1.1629 | 1.2183 | 1.1677 | 1.2051 | 1.1785 | 1.1496 | 1.1858 | 1.2557 | 1.187 | 1.1749 | 1.2425 | 1.146 | 1.228 | 1.2015 | 1.1858 | 1.2545 | 1.158 | 1.3615 | 1.2679 | 1.2863 | 1.3035 | 1.3509 | 1.2903 | 1.2929 | 1.2784 | 1.3654 | 1.3483 | 1.2679 | 1.2639 | 1.285 | 1.3312 | 1.3522 | 1.3562 | 1.3786 | 1.2824 | 1.3114 | 1.2863 | 1.3457 | 1.3206 | 1.3035 | 1.2613 | 1.2982 | 1.3022 | 1.3206 | 1.3008 | 1.2574 | 1.2587 | 1.2521 | 1.3035 | 1.3615 | 1.2758 | 1.3061 | 1.2626 | 1.2718 | 1.3325 | 1.2929 | 1.3338 | 1.376 | 1.3602 | 1.3298 | 1.3839 | 1.3088 | 1.289 | 1.2771 | 1.2587 | 1.3068 | 1.3912 | 1.3323 | 1.3229 | 1.3618 | 1.3591 | 1.3537 | 1.3537 | 1.3028 | 1.3805 | 1.3805 | 1.3644 | 1.2854 | 1.3484 | 1.3926 | 1.3805 | 1.3162 | 1.3014 | 1.406 | 1.3216 | 1.3832 | 1.351 | 1.2894 | 1.3658 | 1.2961 | 1.3859 | 1.3055 | 1.2733 | 1.3698 | 1.2854 | 1.2961 | 1.406 | 1.3135 | 1.3175 | 1.3149 | 1.2813 | 1.3698 | 1.3028 | 1.3551 | 1.2733 | 1.2921 | 1.3631 | 1.3256 | 1.3805 | 1.3631 | 1.3939 | 1.4073 | 1.3189 | 1.4506 | 1.4353 | 1.4646 | 1.4506 | 1.3333 | 1.3934 | 1.4325 | 1.3822 | 1.4562 | 1.4576 | 1.3333 | 1.4031 | 1.4618 | 1.4031 | 1.4269 | 1.4311 | 1.4464 | 1.3529 | 1.4367 | 1.3962 | 1.3822 | 1.4101 | 1.4017 | 1.4325 | 1.3766 | 1.3654 | 1.4618 | 1.4353 | 1.4059 | 1.3361 | 1.4059 | 1.4576 | 1.3654 | 1.3892 | 1.3892 | 1.385 | 1.3305 | 1.4157 | 1.3278 | 1.3305 | 1.3641 | 1.445 | 1.3696 | 1.4129 | 1.3347 | 1.4311 | 1.4604 | 1.4325 | 1.3547 | 1.3859 | 1.4185 | 1.3618 | 1.41 | 1.3873 | 1.3802 | 1.4313 | 1.3845 | 1.4313 | 1.3958 | 1.4369 | 1.4185 | 1.4625 | 1.4057 | 1.3873 | 1.3703 | 1.3547 | 1.4327 | 1.3504 | 1.3646 | 1.4554 | 1.3958 | 1.4894 | 1.3618 | 1.444 | 1.4696 | 1.3703 | 1.3845 | 1.4015 | 1.4213 | 1.4795 | 1.4057 | 1.4596 | 1.3887 | 1.4369 | 1.4511 | 1.3476 | 1.4313 | 1.4228 | 1.41 | 1.4625 | 1.4001 | 1.4128 | 1.4639 | 1.4015 | 1.3887 | 1.3972 | 1.4114 | 1.3646 | 1.3603 | 1.4001 | 1.4114 | 1.4213 | 1.4525 | 1.471 | 1.3901 | 1.4525 | 1.4313 | 1.4554 | 1.3745 | 1.4001 | 1.3674 | 1.4894 | 1.3717 | 1.4398 | 1.4142 | 1.4412 | 1.349 | 1.4525 | 1.4057 | 1.4625 | 1.3646 | 1.3646 | 1.3476 | 1.4568 | 1.4199 | 1.4752 | 1.3476 | 1.4157 | 1.3689 | 1.3916 | 1.4866 | 1.4724 | 1.3859 | 1.4015 | 1.4072 | 1.3603 | 1.3674 | 1.3689 | 1.4568 | 1.4738 | 1.4213 | 1.3901 | 1.3774
ON_BTH_JCT | 522 | 230 | ON | 0.004533 | 522 | 24640 | 1.1169 | 1.2364 | 1.1918 | 1.1713 | 1.1677 | 1.1665 | 1.2003 | 1.2268 | 1.2413 | 1.1653 | 1.146 | 1.193 | 1.234 | 1.1689 | 1.2159 | 1.2268 | 1.1737 | 1.1629 | 1.2545 | 1.1846 | 1.1858 | 1.187 | 1.1617 | 1.1713 | 1.1954 | 1.1653 | 1.1604 | 1.1978 | 1.2437 | 1.1966 | 1.1496 | 1.1822 | 1.1629 | 1.2183 | 1.1677 | 1.2051 | 1.1785 | 1.1496 | 1.1858 | 1.2557 | 1.187 | 1.1749 | 1.2425 | 1.146 | 1.228 | 1.2015 | 1.1858 | 1.2545 | 1.158 | 1.3615 | 1.2679 | 1.2863 | 1.3035 | 1.3509 | 1.2903 | 1.2929 | 1.2784 | 1.3654 | 1.3483 | 1.2679 | 1.2639 | 1.285 | 1.3312 | 1.3522 | 1.3562 | 1.3786 | 1.2824 | 1.3114 | 1.2863 | 1.3457 | 1.3206 | 1.3035 | 1.2613 | 1.2982 | 1.3022 | 1.3206 | 1.3008 | 1.2574 | 1.2587 | 1.2521 | 1.3035 | 1.3615 | 1.2758 | 1.3061 | 1.2626 | 1.2718 | 1.3325 | 1.2929 | 1.3338 | 1.376 | 1.3602 | 1.3298 | 1.3839 | 1.3088 | 1.289 | 1.2771 | 1.2587 | 1.3068 | 1.3912 | 1.3323 | 1.3229 | 1.3618 | 1.3591 | 1.3537 | 1.3537 | 1.3028 | 1.3805 | 1.3805 | 1.3644 | 1.2854 | 1.3484 | 1.3926 | 1.3805 | 1.3162 | 1.3014 | 1.406 | 1.3216 | 1.3832 | 1.351 | 1.2894 | 1.3658 | 1.2961 | 1.3859 | 1.3055 | 1.2733 | 1.3698 | 1.2854 | 1.2961 | 1.406 | 1.3135 | 1.3175 | 1.3149 | 1.2813 | 1.3698 | 1.3028 | 1.3551 | 1.2733 | 1.2921 | 1.3631 | 1.3256 | 1.3805 | 1.3631 | 1.3939 | 1.4073 | 1.3189 | 1.4506 | 1.4353 | 1.4646 | 1.4506 | 1.3333 | 1.3934 | 1.4325 | 1.3822 | 1.4562 | 1.4576 | 1.3333 | 1.4031 | 1.4618 | 1.4031 | 1.4269 | 1.4311 | 1.4464 | 1.3529 | 1.4367 | 1.3962 | 1.3822 | 1.4101 | 1.4017 | 1.4325 | 1.3766 | 1.3654 | 1.4618 | 1.4353 | 1.4059 | 1.3361 | 1.4059 | 1.4576 | 1.3654 | 1.3892 | 1.3892 | 1.385 | 1.3305 | 1.4157 | 1.3278 | 1.3305 | 1.3641 | 1.445 | 1.3696 | 1.4129 | 1.3347 | 1.4311 | 1.4604 | 1.4325 | 1.3547 | 1.3859 | 1.4185 | 1.3618 | 1.41 | 1.3873 | 1.3802 | 1.4313 | 1.3845 | 1.4313 | 1.3958 | 1.4369 | 1.4185 | 1.4625 | 1.4057 | 1.3873 | 1.3703 | 1.3547 | 1.4327 | 1.3504 | 1.3646 | 1.4554 | 1.3958 | 1.4894 | 1.3618 | 1.444 | 1.4696 | 1.3703 | 1.3845 | 1.4015 | 1.4213 | 1.4795 | 1.4057 | 1.4596 | 1.3887 | 1.4369 | 1.4511 | 1.3476 | 1.4313 | 1.4228 | 1.41 | 1.4625 | 1.4001 | 1.4128 | 1.4639 | 1.4015 | 1.3887 | 1.3972 | 1.4114 | 1.3646 | 1.3603 | 1.4001 | 1.4114 | 1.4213 | 1.4525 | 1.471 | 1.3901 | 1.4525 | 1.4313 | 1.4554 | 1.3745 | 1.4001 | 1.3674 | 1.4894 | 1.3717 | 1.4398 | 1.4142 | 1.4412 | 1.349 | 1.4525 | 1.4057 | 1.4625 | 1.3646 | 1.3646 | 1.3476 | 1.4568 | 1.4199 | 1.4752 | 1.3476 | 1.4157 | 1.3689 | 1.3916 | 1.4866 | 1.4724 | 1.3859 | 1.4015 | 1.4072 | 1.3603 | 1.3674 | 1.3689 | 1.4568 | 1.4738 | 1.4213 | 1.3901 | 1.3774
ON_BTN_JCT | 523 | 230 | ON | 0.00213 | 523 | 24640 | 0.52483 | 0.58099 | 0.56002 | 0.55038 | 0.54868 | 0.54811 | 0.56398 | 0.57645 | 0.58326 | 0.54755 | 0.53848 | 0.56058 | 0.57986 | 0.54925 | 0.57135 | 0.57645 | 0.55151 | 0.54641 | 0.58949 | 0.55662 | 0.55718 | 0.55775 | 0.54585 | 0.55038 | 0.56172 | 0.54755 | 0.54528 | 0.56285 | 0.58439 | 0.56228 | 0.54018 | 0.55548 | 0.54641 | 0.57249 | 0.54868 | 0.56625 | 0.55378 | 0.54018 | 0.55718 | 0.59006 | 0.55775 | 0.55208 | 0.58382 | 0.53848 | 0.57702 | 0.56455 | 0.55718 | 0.58949 | 0.54415 | 0.63974 | 0.59577 | 0.60444 | 0.61249 | 0.63478 | 0.6063 | 0.60754 | 0.60072 | 0.6416 | 0.63355 | 0.59577 | 0.59391 | 0.60382 | 0.62549 | 0.6354 | 0.63726 | 0.64779 | 0.60258 | 0.61621 | 0.60444 | 0.63231 | 0.62054 | 0.61249 | 0.59267 | 0.61001 | 0.61187 | 0.62054 | 0.61125 | 0.59081 | 0.59143 | 0.58834 | 0.61249 | 0.63974 | 0.59948 | 0.61373 | 0.59329 | 0.59763 | 0.62611 | 0.60754 | 0.62673 | 0.64655 | 0.63912 | 0.62488 | 0.65027 | 0.61497 | 0.60568 | 0.6001 | 0.59143 | 0.61405 | 0.65373 | 0.62602 | 0.62161 | 0.63988 | 0.63862 | 0.6361 | 0.6361 | 0.61216 | 0.64869 | 0.64869 | 0.64113 | 0.60398 | 0.63358 | 0.65436 | 0.64869 | 0.61846 | 0.61153 | 0.66066 | 0.62098 | 0.64995 | 0.63484 | 0.60587 | 0.64176 | 0.60902 | 0.65121 | 0.61342 | 0.59831 | 0.64365 | 0.60398 | 0.60902 | 0.66066 | 0.6172 | 0.61909 | 0.61783 | 0.60209 | 0.64365 | 0.61216 | 0.63673 | 0.59831 | 0.60713 | 0.6405 | 0.62287 | 0.64869 | 0.6405 | 0.65499 | 0.66129 | 0.61972 | 0.68163 | 0.67441 | 0.68819 | 0.68163 | 0.62652 | 0.65473 | 0.6731 | 0.64948 | 0.68425 | 0.68491 | 0.62652 | 0.65932 | 0.68687 | 0.65932 | 0.67047 | 0.67244 | 0.67966 | 0.6357 | 0.67507 | 0.65604 | 0.64948 | 0.6626 | 0.65866 | 0.6731 | 0.64686 | 0.64161 | 0.68687 | 0.67441 | 0.66063 | 0.62783 | 0.66063 | 0.68491 | 0.64161 | 0.65276 | 0.65276 | 0.65079 | 0.62521 | 0.66522 | 0.62389 | 0.62521 | 0.64095 | 0.679 | 0.64358 | 0.66391 | 0.62717 | 0.67244 | 0.68622 | 0.6731 | 0.63654 | 0.65121 | 0.66654 | 0.63988 | 0.66254 | 0.65187 | 0.64854 | 0.67254 | 0.65054 | 0.67254 | 0.65587 | 0.6752 | 0.66654 | 0.6872 | 0.66054 | 0.65187 | 0.64387 | 0.63654 | 0.6732 | 0.63454 | 0.64121 | 0.68387 | 0.65587 | 0.69986 | 0.63988 | 0.67853 | 0.69053 | 0.64387 | 0.65054 | 0.65854 | 0.66787 | 0.6952 | 0.66054 | 0.68587 | 0.65254 | 0.6752 | 0.68187 | 0.63321 | 0.67254 | 0.66854 | 0.66254 | 0.6872 | 0.65787 | 0.66387 | 0.68787 | 0.65854 | 0.65254 | 0.65654 | 0.6632 | 0.64121 | 0.63921 | 0.65787 | 0.6632 | 0.66787 | 0.68253 | 0.6912 | 0.65321 | 0.68253 | 0.67254 | 0.68387 | 0.64587 | 0.65787 | 0.64254 | 0.69986 | 0.64454 | 0.67653 | 0.66454 | 0.6772 | 0.63388 | 0.68253 | 0.66054 | 0.6872 | 0.64121 | 0.64121 | 0.63321 | 0.68453 | 0.6672 | 0.6932 | 0.63321 | 0.6652 | 0.64321 | 0.65387 | 0.69853 | 0.69187 | 0.65121 | 0.65854 | 0.6612 | 0.63921 | 0.64254 | 0.64321 | 0.68453 | 0.69253 | 0.66787 | 0.65321 | 0.64721
ON_BUC_DSS | 524 | 230 | ON | 0.002278 | 524 | 24640 | 0.5613 | 0.62136 | 0.59893 | 0.58862 | 0.5868 | 0.5862 | 0.60317 | 0.61651 | 0.62378 | 0.58559 | 0.57589 | 0.59953 | 0.62015 | 0.58741 | 0.61105 | 0.61651 | 0.58984 | 0.58438 | 0.63045 | 0.59529 | 0.5959 | 0.5965 | 0.58377 | 0.58862 | 0.60075 | 0.58559 | 0.58317 | 0.60196 | 0.625 | 0.60135 | 0.57771 | 0.59408 | 0.58438 | 0.61227 | 0.5868 | 0.6056 | 0.59226 | 0.57771 | 0.5959 | 0.63106 | 0.5965 | 0.59044 | 0.62439 | 0.57589 | 0.61711 | 0.60378 | 0.5959 | 0.63045 | 0.58196 | 0.68419 | 0.63716 | 0.64644 | 0.65505 | 0.67889 | 0.64842 | 0.64975 | 0.64246 | 0.68618 | 0.67757 | 0.63716 | 0.63518 | 0.64577 | 0.66896 | 0.67955 | 0.68154 | 0.6928 | 0.64445 | 0.65902 | 0.64644 | 0.67624 | 0.66366 | 0.65505 | 0.63385 | 0.6524 | 0.65439 | 0.66366 | 0.65372 | 0.63187 | 0.63253 | 0.62922 | 0.65505 | 0.68419 | 0.64114 | 0.65637 | 0.63452 | 0.63915 | 0.66962 | 0.64975 | 0.67028 | 0.69148 | 0.68353 | 0.66829 | 0.69545 | 0.6577 | 0.64776 | 0.6418 | 0.63253 | 0.65672 | 0.69915 | 0.66952 | 0.6648 | 0.68434 | 0.68299 | 0.68029 | 0.68029 | 0.6547 | 0.69377 | 0.69377 | 0.68568 | 0.64594 | 0.6776 | 0.69983 | 0.69377 | 0.66143 | 0.65403 | 0.70656 | 0.66413 | 0.69511 | 0.67895 | 0.64796 | 0.68636 | 0.65133 | 0.69646 | 0.65605 | 0.63988 | 0.68838 | 0.64594 | 0.65133 | 0.70656 | 0.66009 | 0.66211 | 0.66076 | 0.64392 | 0.68838 | 0.6547 | 0.68097 | 0.63988 | 0.64931 | 0.68501 | 0.66615 | 0.69377 | 0.68501 | 0.7005 | 0.70724 | 0.66278 | 0.72899 | 0.72127 | 0.736 | 0.72899 | 0.67005 | 0.70022 | 0.71987 | 0.69461 | 0.73179 | 0.7325 | 0.67005 | 0.70513 | 0.7346 | 0.70513 | 0.71706 | 0.71916 | 0.72688 | 0.67987 | 0.72197 | 0.70162 | 0.69461 | 0.70864 | 0.70443 | 0.71987 | 0.6918 | 0.68619 | 0.7346 | 0.72127 | 0.70654 | 0.67145 | 0.70654 | 0.7325 | 0.68619 | 0.69812 | 0.69812 | 0.69601 | 0.66865 | 0.71145 | 0.66724 | 0.66865 | 0.68549 | 0.72618 | 0.68829 | 0.71004 | 0.67075 | 0.71916 | 0.7339 | 0.71987 | 0.68077 | 0.69645 | 0.71285 | 0.68434 | 0.70857 | 0.69717 | 0.6936 | 0.71927 | 0.69574 | 0.71927 | 0.70144 | 0.72212 | 0.71285 | 0.73495 | 0.70643 | 0.69717 | 0.68861 | 0.68077 | 0.71998 | 0.67863 | 0.68576 | 0.73138 | 0.70144 | 0.74849 | 0.68434 | 0.72568 | 0.73851 | 0.68861 | 0.69574 | 0.7043 | 0.71428 | 0.7435 | 0.70643 | 0.73352 | 0.69788 | 0.72212 | 0.72925 | 0.67721 | 0.71927 | 0.71499 | 0.70857 | 0.73495 | 0.70358 | 0.71 | 0.73566 | 0.7043 | 0.69788 | 0.70216 | 0.70929 | 0.68576 | 0.68362 | 0.70358 | 0.70929 | 0.71428 | 0.72996 | 0.73923 | 0.69859 | 0.72996 | 0.71927 | 0.73138 | 0.69075 | 0.70358 | 0.68719 | 0.74849 | 0.68933 | 0.72354 | 0.71071 | 0.72426 | 0.67792 | 0.72996 | 0.70643 | 0.73495 | 0.68576 | 0.68576 | 0.67721 | 0.7321 | 0.71356 | 0.74136 | 0.67721 | 0.71142 | 0.6879 | 0.69931 | 0.74707 | 0.73994 | 0.69645 | 0.7043 | 0.70715 | 0.68362 | 0.68719 | 0.6879 | 0.7321 | 0.74065 | 0.71428 | 0.69859 | 0.69218
ON_BUR_DSS | 525 | 230 | ON | 0.002444 | 525 | 24640 | 0.6022 | 0.66664 | 0.64257 | 0.63152 | 0.62957 | 0.62892 | 0.64713 | 0.66143 | 0.66924 | 0.62826 | 0.61786 | 0.64322 | 0.66534 | 0.63022 | 0.65558 | 0.66143 | 0.63282 | 0.62696 | 0.67639 | 0.63867 | 0.63932 | 0.63997 | 0.62631 | 0.63152 | 0.64452 | 0.62826 | 0.62566 | 0.64583 | 0.67054 | 0.64517 | 0.61981 | 0.63737 | 0.62696 | 0.65688 | 0.62957 | 0.64973 | 0.63542 | 0.61981 | 0.63932 | 0.67704 | 0.63997 | 0.63347 | 0.66989 | 0.61786 | 0.66208 | 0.64778 | 0.63932 | 0.67639 | 0.62436 | 0.73405 | 0.6836 | 0.69354 | 0.70278 | 0.72836 | 0.69568 | 0.6971 | 0.68928 | 0.73618 | 0.72694 | 0.6836 | 0.68146 | 0.69283 | 0.7177 | 0.72907 | 0.73121 | 0.74329 | 0.69141 | 0.70704 | 0.69354 | 0.72552 | 0.71202 | 0.70278 | 0.68004 | 0.69994 | 0.70207 | 0.71202 | 0.70136 | 0.67791 | 0.67862 | 0.67507 | 0.70278 | 0.73405 | 0.68786 | 0.7042 | 0.68075 | 0.68573 | 0.71841 | 0.6971 | 0.71913 | 0.74186 | 0.73334 | 0.71699 | 0.74613 | 0.70562 | 0.69496 | 0.68857 | 0.67862 | 0.70458 | 0.7501 | 0.71831 | 0.71325 | 0.7342 | 0.73276 | 0.72987 | 0.72987 | 0.70241 | 0.74432 | 0.74432 | 0.73565 | 0.69301 | 0.72698 | 0.75082 | 0.74432 | 0.70963 | 0.70169 | 0.75805 | 0.71252 | 0.74577 | 0.72842 | 0.69518 | 0.73637 | 0.69879 | 0.74721 | 0.70385 | 0.68651 | 0.73854 | 0.69301 | 0.69879 | 0.75805 | 0.70819 | 0.71036 | 0.70891 | 0.69085 | 0.73854 | 0.70241 | 0.73059 | 0.68651 | 0.69663 | 0.73493 | 0.71469 | 0.74432 | 0.73493 | 0.75155 | 0.75877 | 0.71108 | 0.78211 | 0.77383 | 0.78964 | 0.78211 | 0.71888 | 0.75125 | 0.77232 | 0.74522 | 0.78512 | 0.78587 | 0.71888 | 0.75652 | 0.78813 | 0.75652 | 0.76931 | 0.77157 | 0.77985 | 0.72942 | 0.77458 | 0.75275 | 0.74522 | 0.76028 | 0.75576 | 0.77232 | 0.74221 | 0.73619 | 0.78813 | 0.77383 | 0.75802 | 0.72038 | 0.75802 | 0.78587 | 0.73619 | 0.74899 | 0.74899 | 0.74673 | 0.71737 | 0.76329 | 0.71587 | 0.71737 | 0.73544 | 0.7791 | 0.73845 | 0.76179 | 0.71963 | 0.77157 | 0.78738 | 0.77232 | 0.73038 | 0.74721 | 0.7648 | 0.7342 | 0.76021 | 0.74797 | 0.74415 | 0.77168 | 0.74644 | 0.77168 | 0.75256 | 0.77474 | 0.7648 | 0.7885 | 0.75791 | 0.74797 | 0.73879 | 0.73038 | 0.77244 | 0.72809 | 0.73573 | 0.78468 | 0.75256 | 0.80304 | 0.7342 | 0.77856 | 0.79233 | 0.73879 | 0.74644 | 0.75562 | 0.76633 | 0.79768 | 0.75791 | 0.78698 | 0.74874 | 0.77474 | 0.78239 | 0.72656 | 0.77168 | 0.76709 | 0.76021 | 0.7885 | 0.75485 | 0.76174 | 0.78927 | 0.75562 | 0.74874 | 0.75332 | 0.76097 | 0.73573 | 0.73344 | 0.75485 | 0.76097 | 0.76633 | 0.78315 | 0.79309 | 0.7495 | 0.78315 | 0.77168 | 0.78468 | 0.74109 | 0.75485 | 0.73726 | 0.80304 | 0.73956 | 0.77627 | 0.7625 | 0.77703 | 0.72732 | 0.78315 | 0.75791 | 0.7885 | 0.73573 | 0.73573 | 0.72656 | 0.78545 | 0.76556 | 0.79539 | 0.72656 | 0.76327 | 0.73803 | 0.75026 | 0.80151 | 0.79386 | 0.74721 | 0.75562 | 0.75868 | 0.73344 | 0.73726 | 0.73803 | 0.78545 | 0.79462 | 0.76633 | 0.7495 | 0.74262
ON_BUT_DSS | 526 | 230 | ON | 0.003203 | 526 | 24640 | 0.78922 | 0.87367 | 0.84213 | 0.82764 | 0.82508 | 0.82423 | 0.84809 | 0.86685 | 0.87708 | 0.82338 | 0.80974 | 0.84298 | 0.87196 | 0.82593 | 0.85918 | 0.86685 | 0.82934 | 0.82167 | 0.88645 | 0.83701 | 0.83787 | 0.83872 | 0.82082 | 0.82764 | 0.84469 | 0.82338 | 0.81997 | 0.84639 | 0.87878 | 0.84554 | 0.8123 | 0.83531 | 0.82167 | 0.86088 | 0.82508 | 0.8515 | 0.83275 | 0.8123 | 0.83787 | 0.8873 | 0.83872 | 0.8302 | 0.87793 | 0.80974 | 0.8677 | 0.84895 | 0.83787 | 0.88645 | 0.81826 | 0.96201 | 0.89589 | 0.90893 | 0.92103 | 0.95456 | 0.91172 | 0.91358 | 0.90334 | 0.9648 | 0.9527 | 0.89589 | 0.8931 | 0.908 | 0.94059 | 0.95549 | 0.95829 | 0.97412 | 0.90613 | 0.92662 | 0.90893 | 0.95084 | 0.93314 | 0.92103 | 0.89123 | 0.91731 | 0.9201 | 0.93314 | 0.91917 | 0.88844 | 0.88937 | 0.88471 | 0.92103 | 0.96201 | 0.90148 | 0.9229 | 0.89216 | 0.89868 | 0.94152 | 0.91358 | 0.94245 | 0.97225 | 0.96108 | 0.93966 | 0.97784 | 0.92476 | 0.91079 | 0.90241 | 0.88937 | 0.92339 | 0.98305 | 0.94138 | 0.93475 | 0.96222 | 0.96032 | 0.95653 | 0.95653 | 0.92055 | 0.97547 | 0.97547 | 0.96411 | 0.90823 | 0.95275 | 0.984 | 0.97547 | 0.93002 | 0.9196 | 0.99347 | 0.9338 | 0.97737 | 0.95464 | 0.91107 | 0.96506 | 0.91581 | 0.97926 | 0.92244 | 0.89971 | 0.9679 | 0.90823 | 0.91581 | 0.99347 | 0.92812 | 0.93096 | 0.92907 | 0.90539 | 0.9679 | 0.92055 | 0.95748 | 0.89971 | 0.91297 | 0.96316 | 0.93665 | 0.97547 | 0.96316 | 0.98495 | 0.99442 | 0.93191 | 1.025 | 1.0141 | 1.0349 | 1.025 | 0.94213 | 0.98455 | 1.0122 | 0.97666 | 1.0289 | 1.0299 | 0.94213 | 0.99146 | 1.0329 | 0.99146 | 1.0082 | 1.0112 | 1.022 | 0.95594 | 1.0151 | 0.98652 | 0.97666 | 0.99639 | 0.99047 | 1.0122 | 0.97271 | 0.96482 | 1.0329 | 1.0141 | 0.99343 | 0.9441 | 0.99343 | 1.0299 | 0.96482 | 0.98159 | 0.98159 | 0.97863 | 0.94016 | 1.0003 | 0.93818 | 0.94016 | 0.96383 | 1.0211 | 0.96778 | 0.99836 | 0.94312 | 1.0112 | 1.0319 | 1.0122 | 0.9572 | 0.97926 | 1.0023 | 0.96222 | 0.99629 | 0.98026 | 0.97525 | 1.0113 | 0.97825 | 1.0113 | 0.98627 | 1.0153 | 1.0023 | 1.0334 | 0.99329 | 0.98026 | 0.96823 | 0.9572 | 1.0123 | 0.9542 | 0.96422 | 1.0284 | 0.98627 | 1.0524 | 0.96222 | 1.0203 | 1.0384 | 0.96823 | 0.97825 | 0.99028 | 1.0043 | 1.0454 | 0.99329 | 1.0314 | 0.98126 | 1.0153 | 1.0254 | 0.95219 | 1.0113 | 1.0053 | 0.99629 | 1.0334 | 0.98928 | 0.9983 | 1.0344 | 0.99028 | 0.98126 | 0.98727 | 0.9973 | 0.96422 | 0.96121 | 0.98928 | 0.9973 | 1.0043 | 1.0264 | 1.0394 | 0.98226 | 1.0264 | 1.0113 | 1.0284 | 0.97124 | 0.98928 | 0.96623 | 1.0524 | 0.96923 | 1.0173 | 0.9993 | 1.0183 | 0.9532 | 1.0264 | 0.99329 | 1.0334 | 0.96422 | 0.96422 | 0.95219 | 1.0294 | 1.0033 | 1.0424 | 0.95219 | 1.0003 | 0.96723 | 0.98326 | 1.0504 | 1.0404 | 0.97926 | 0.99028 | 0.99429 | 0.96121 | 0.96623 | 0.96723 | 1.0294 | 1.0414 | 1.0043 | 0.98226 | 0.97324
ON_BVR_JCT | 527 | 230 | ON | 0.002601 | 527 | 24640 | 0.64089 | 0.70946 | 0.68385 | 0.67208 | 0.67001 | 0.66932 | 0.6887 | 0.70392 | 0.71223 | 0.66862 | 0.65755 | 0.68454 | 0.70808 | 0.6707 | 0.69769 | 0.70392 | 0.67347 | 0.66724 | 0.71984 | 0.6797 | 0.68039 | 0.68108 | 0.66655 | 0.67208 | 0.68593 | 0.66862 | 0.66586 | 0.68731 | 0.71361 | 0.68662 | 0.65963 | 0.67831 | 0.66724 | 0.69908 | 0.67001 | 0.69147 | 0.67624 | 0.65963 | 0.68039 | 0.72054 | 0.68108 | 0.67416 | 0.71292 | 0.65755 | 0.70462 | 0.68939 | 0.68039 | 0.71984 | 0.66447 | 0.7812 | 0.72751 | 0.7381 | 0.74793 | 0.77515 | 0.74036 | 0.74188 | 0.73356 | 0.78347 | 0.77364 | 0.72751 | 0.72524 | 0.73734 | 0.76381 | 0.77591 | 0.77818 | 0.79103 | 0.73583 | 0.75246 | 0.7381 | 0.77213 | 0.75776 | 0.74793 | 0.72373 | 0.7449 | 0.74717 | 0.75776 | 0.74641 | 0.72146 | 0.72221 | 0.71843 | 0.74793 | 0.7812 | 0.73205 | 0.74944 | 0.72448 | 0.72978 | 0.76456 | 0.74188 | 0.76532 | 0.78952 | 0.78045 | 0.76305 | 0.79406 | 0.75095 | 0.73961 | 0.7328 | 0.72221 | 0.74984 | 0.79829 | 0.76445 | 0.75907 | 0.78137 | 0.77983 | 0.77675 | 0.77675 | 0.74753 | 0.79214 | 0.79214 | 0.78291 | 0.73753 | 0.77368 | 0.79906 | 0.79214 | 0.75522 | 0.74676 | 0.80675 | 0.7583 | 0.79367 | 0.77522 | 0.73984 | 0.78368 | 0.74368 | 0.79521 | 0.74907 | 0.73061 | 0.78598 | 0.73753 | 0.74368 | 0.80675 | 0.75368 | 0.75599 | 0.75445 | 0.73522 | 0.78598 | 0.74753 | 0.77752 | 0.73061 | 0.74138 | 0.78214 | 0.7606 | 0.79214 | 0.78214 | 0.79983 | 0.80752 | 0.75676 | 0.83235 | 0.82354 | 0.84036 | 0.83235 | 0.76506 | 0.79951 | 0.82194 | 0.7931 | 0.83556 | 0.83636 | 0.76506 | 0.80511 | 0.83876 | 0.80511 | 0.81873 | 0.82114 | 0.82995 | 0.77627 | 0.82434 | 0.80111 | 0.7931 | 0.80912 | 0.80431 | 0.82194 | 0.78989 | 0.78348 | 0.83876 | 0.82354 | 0.80672 | 0.76666 | 0.80672 | 0.83636 | 0.78348 | 0.7971 | 0.7971 | 0.7947 | 0.76346 | 0.81232 | 0.76185 | 0.76346 | 0.78268 | 0.82915 | 0.78589 | 0.81072 | 0.76586 | 0.82114 | 0.83796 | 0.82194 | 0.7773 | 0.79521 | 0.81393 | 0.78137 | 0.80904 | 0.79602 | 0.79195 | 0.82125 | 0.79439 | 0.82125 | 0.8009 | 0.82451 | 0.81393 | 0.83916 | 0.8066 | 0.79602 | 0.78625 | 0.7773 | 0.82206 | 0.77486 | 0.783 | 0.83509 | 0.8009 | 0.85462 | 0.78137 | 0.82858 | 0.84323 | 0.78625 | 0.79439 | 0.80416 | 0.81555 | 0.84892 | 0.8066 | 0.83753 | 0.79683 | 0.82451 | 0.83265 | 0.77323 | 0.82125 | 0.81637 | 0.80904 | 0.83916 | 0.80334 | 0.81067 | 0.83997 | 0.80416 | 0.79683 | 0.80172 | 0.80986 | 0.783 | 0.78055 | 0.80334 | 0.80986 | 0.81555 | 0.83346 | 0.84404 | 0.79765 | 0.83346 | 0.82125 | 0.83509 | 0.78869 | 0.80334 | 0.78462 | 0.85462 | 0.78707 | 0.82613 | 0.81148 | 0.82695 | 0.77404 | 0.83346 | 0.8066 | 0.83916 | 0.783 | 0.783 | 0.77323 | 0.8359 | 0.81474 | 0.84648 | 0.77323 | 0.8123 | 0.78544 | 0.79846 | 0.85299 | 0.84485 | 0.79521 | 0.80416 | 0.80741 | 0.78055 | 0.78462 | 0.78544 | 0.8359 | 0.84567 | 0.81555 | 0.79765 | 0.79032
ON_BVT_DSS | 528 | 230 | ON | 0.002601 | 528 | 24640 | 0.64089 | 0.70946 | 0.68385 | 0.67208 | 0.67001 | 0.66932 | 0.6887 | 0.70392 | 0.71223 | 0.66862 | 0.65755 | 0.68454 | 0.70808 | 0.6707 | 0.69769 | 0.70392 | 0.67347 | 0.66724 | 0.71984 | 0.6797 | 0.68039 | 0.68108 | 0.66655 | 0.67208 | 0.68593 | 0.66862 | 0.66586 | 0.68731 | 0.71361 | 0.68662 | 0.65963 | 0.67831 | 0.66724 | 0.69908 | 0.67001 | 0.69147 | 0.67624 | 0.65963 | 0.68039 | 0.72054 | 0.68108 | 0.67416 | 0.71292 | 0.65755 | 0.70462 | 0.68939 | 0.68039 | 0.71984 | 0.66447 | 0.7812 | 0.72751 | 0.7381 | 0.74793 | 0.77515 | 0.74036 | 0.74188 | 0.73356 | 0.78347 | 0.77364 | 0.72751 | 0.72524 | 0.73734 | 0.76381 | 0.77591 | 0.77818 | 0.79103 | 0.73583 | 0.75246 | 0.7381 | 0.77213 | 0.75776 | 0.74793 | 0.72373 | 0.7449 | 0.74717 | 0.75776 | 0.74641 | 0.72146 | 0.72221 | 0.71843 | 0.74793 | 0.7812 | 0.73205 | 0.74944 | 0.72448 | 0.72978 | 0.76456 | 0.74188 | 0.76532 | 0.78952 | 0.78045 | 0.76305 | 0.79406 | 0.75095 | 0.73961 | 0.7328 | 0.72221 | 0.74984 | 0.79829 | 0.76445 | 0.75907 | 0.78137 | 0.77983 | 0.77675 | 0.77675 | 0.74753 | 0.79214 | 0.79214 | 0.78291 | 0.73753 | 0.77368 | 0.79906 | 0.79214 | 0.75522 | 0.74676 | 0.80675 | 0.7583 | 0.79367 | 0.77522 | 0.73984 | 0.78368 | 0.74368 | 0.79521 | 0.74907 | 0.73061 | 0.78598 | 0.73753 | 0.74368 | 0.80675 | 0.75368 | 0.75599 | 0.75445 | 0.73522 | 0.78598 | 0.74753 | 0.77752 | 0.73061 | 0.74138 | 0.78214 | 0.7606 | 0.79214 | 0.78214 | 0.79983 | 0.80752 | 0.75676 | 0.83235 | 0.82354 | 0.84036 | 0.83235 | 0.76506 | 0.79951 | 0.82194 | 0.7931 | 0.83556 | 0.83636 | 0.76506 | 0.80511 | 0.83876 | 0.80511 | 0.81873 | 0.82114 | 0.82995 | 0.77627 | 0.82434 | 0.80111 | 0.7931 | 0.80912 | 0.80431 | 0.82194 | 0.78989 | 0.78348 | 0.83876 | 0.82354 | 0.80672 | 0.76666 | 0.80672 | 0.83636 | 0.78348 | 0.7971 | 0.7971 | 0.7947 | 0.76346 | 0.81232 | 0.76185 | 0.76346 | 0.78268 | 0.82915 | 0.78589 | 0.81072 | 0.76586 | 0.82114 | 0.83796 | 0.82194 | 0.7773 | 0.79521 | 0.81393 | 0.78137 | 0.80904 | 0.79602 | 0.79195 | 0.82125 | 0.79439 | 0.82125 | 0.8009 | 0.82451 | 0.81393 | 0.83916 | 0.8066 | 0.79602 | 0.78625 | 0.7773 | 0.82206 | 0.77486 | 0.783 | 0.83509 | 0.8009 | 0.85462 | 0.78137 | 0.82858 | 0.84323 | 0.78625 | 0.79439 | 0.80416 | 0.81555 | 0.84892 | 0.8066 | 0.83753 | 0.79683 | 0.82451 | 0.83265 | 0.77323 | 0.82125 | 0.81637 | 0.80904 | 0.83916 | 0.80334 | 0.81067 | 0.83997 | 0.80416 | 0.79683 | 0.80172 | 0.80986 | 0.783 | 0.78055 | 0.80334 | 0.80986 | 0.81555 | 0.83346 | 0.84404 | 0.79765 | 0.83346 | 0.82125 | 0.83509 | 0.78869 | 0.80334 | 0.78462 | 0.85462 | 0.78707 | 0.82613 | 0.81148 | 0.82695 | 0.77404 | 0.83346 | 0.8066 | 0.83916 | 0.783 | 0.783 | 0.77323 | 0.8359 | 0.81474 | 0.84648 | 0.77323 | 0.8123 | 0.78544 | 0.79846 | 0.85299 | 0.84485 | 0.79521 | 0.80416 | 0.80741 | 0.78055 | 0.78462 | 0.78544 | 0.8359 | 0.84567 | 0.81555 | 0.79765 | 0.79032
ON_BVT_JCT | 529 | 230 | ON | 0.002601 | 529 | 24640 | 0.64089 | 0.70946 | 0.68385 | 0.67208 | 0.67001 | 0.66932 | 0.6887 | 0.70392 | 0.71223 | 0.66862 | 0.65755 | 0.68454 | 0.70808 | 0.6707 | 0.69769 | 0.70392 | 0.67347 | 0.66724 | 0.71984 | 0.6797 | 0.68039 | 0.68108 | 0.66655 | 0.67208 | 0.68593 | 0.66862 | 0.66586 | 0.68731 | 0.71361 | 0.68662 | 0.65963 | 0.67831 | 0.66724 | 0.69908 | 0.67001 | 0.69147 | 0.67624 | 0.65963 | 0.68039 | 0.72054 | 0.68108 | 0.67416 | 0.71292 | 0.65755 | 0.70462 | 0.68939 | 0.68039 | 0.71984 | 0.66447 | 0.7812 | 0.72751 | 0.7381 | 0.74793 | 0.77515 | 0.74036 | 0.74188 | 0.73356 | 0.78347 | 0.77364 | 0.72751 | 0.72524 | 0.73734 | 0.76381 | 0.77591 | 0.77818 | 0.79103 | 0.73583 | 0.75246 | 0.7381 | 0.77213 | 0.75776 | 0.74793 | 0.72373 | 0.7449 | 0.74717 | 0.75776 | 0.74641 | 0.72146 | 0.72221 | 0.71843 | 0.74793 | 0.7812 | 0.73205 | 0.74944 | 0.72448 | 0.72978 | 0.76456 | 0.74188 | 0.76532 | 0.78952 | 0.78045 | 0.76305 | 0.79406 | 0.75095 | 0.73961 | 0.7328 | 0.72221 | 0.74984 | 0.79829 | 0.76445 | 0.75907 | 0.78137 | 0.77983 | 0.77675 | 0.77675 | 0.74753 | 0.79214 | 0.79214 | 0.78291 | 0.73753 | 0.77368 | 0.79906 | 0.79214 | 0.75522 | 0.74676 | 0.80675 | 0.7583 | 0.79367 | 0.77522 | 0.73984 | 0.78368 | 0.74368 | 0.79521 | 0.74907 | 0.73061 | 0.78598 | 0.73753 | 0.74368 | 0.80675 | 0.75368 | 0.75599 | 0.75445 | 0.73522 | 0.78598 | 0.74753 | 0.77752 | 0.73061 | 0.74138 | 0.78214 | 0.7606 | 0.79214 | 0.78214 | 0.79983 | 0.80752 | 0.75676 | 0.83235 | 0.82354 | 0.84036 | 0.83235 | 0.76506 | 0.79951 | 0.82194 | 0.7931 | 0.83556 | 0.83636 | 0.76506 | 0.80511 | 0.83876 | 0.80511 | 0.81873 | 0.82114 | 0.82995 | 0.77627 | 0.82434 | 0.80111 | 0.7931 | 0.80912 | 0.80431 | 0.82194 | 0.78989 | 0.78348 | 0.83876 | 0.82354 | 0.80672 | 0.76666 | 0.80672 | 0.83636 | 0.78348 | 0.7971 | 0.7971 | 0.7947 | 0.76346 | 0.81232 | 0.76185 | 0.76346 | 0.78268 | 0.82915 | 0.78589 | 0.81072 | 0.76586 | 0.82114 | 0.83796 | 0.82194 | 0.7773 | 0.79521 | 0.81393 | 0.78137 | 0.80904 | 0.79602 | 0.79195 | 0.82125 | 0.79439 | 0.82125 | 0.8009 | 0.82451 | 0.81393 | 0.83916 | 0.8066 | 0.79602 | 0.78625 | 0.7773 | 0.82206 | 0.77486 | 0.783 | 0.83509 | 0.8009 | 0.85462 | 0.78137 | 0.82858 | 0.84323 | 0.78625 | 0.79439 | 0.80416 | 0.81555 | 0.84892 | 0.8066 | 0.83753 | 0.79683 | 0.82451 | 0.83265 | 0.77323 | 0.82125 | 0.81637 | 0.80904 | 0.83916 | 0.80334 | 0.81067 | 0.83997 | 0.80416 | 0.79683 | 0.80172 | 0.80986 | 0.783 | 0.78055 | 0.80334 | 0.80986 | 0.81555 | 0.83346 | 0.84404 | 0.79765 | 0.83346 | 0.82125 | 0.83509 | 0.78869 | 0.80334 | 0.78462 | 0.85462 | 0.78707 | 0.82613 | 0.81148 | 0.82695 | 0.77404 | 0.83346 | 0.8066 | 0.83916 | 0.783 | 0.783 | 0.77323 | 0.8359 | 0.81474 | 0.84648 | 0.77323 | 0.8123 | 0.78544 | 0.79846 | 0.85299 | 0.84485 | 0.79521 | 0.80416 | 0.80741 | 0.78055 | 0.78462 | 0.78544 | 0.8359 | 0.84567 | 0.81555 | 0.79765 | 0.79032
ON_CAL_DSS | 530 | 230 | ON | 0.001273 | 530 | 24640 | 0.31367 | 0.34723 | 0.3347 | 0.32894 | 0.32792 | 0.32758 | 0.33707 | 0.34452 | 0.34858 | 0.32724 | 0.32182 | 0.33503 | 0.34655 | 0.32826 | 0.34147 | 0.34452 | 0.32961 | 0.32657 | 0.35231 | 0.33266 | 0.333 | 0.33334 | 0.32623 | 0.32894 | 0.33571 | 0.32724 | 0.32589 | 0.33639 | 0.34926 | 0.33605 | 0.32284 | 0.33199 | 0.32657 | 0.34215 | 0.32792 | 0.33842 | 0.33097 | 0.32284 | 0.333 | 0.35265 | 0.33334 | 0.32995 | 0.34892 | 0.32182 | 0.34486 | 0.33741 | 0.333 | 0.35231 | 0.32521 | 0.38234 | 0.35606 | 0.36124 | 0.36606 | 0.37938 | 0.36235 | 0.36309 | 0.35902 | 0.38345 | 0.37864 | 0.35606 | 0.35495 | 0.36087 | 0.37383 | 0.37975 | 0.38086 | 0.38715 | 0.36013 | 0.36828 | 0.36124 | 0.3779 | 0.37087 | 0.36606 | 0.35421 | 0.36458 | 0.36569 | 0.37087 | 0.36532 | 0.3531 | 0.35347 | 0.35162 | 0.36606 | 0.38234 | 0.35828 | 0.3668 | 0.35458 | 0.35717 | 0.3742 | 0.36309 | 0.37457 | 0.38641 | 0.38197 | 0.37346 | 0.38863 | 0.36754 | 0.36198 | 0.35865 | 0.35347 | 0.36699 | 0.3907 | 0.37414 | 0.37151 | 0.38242 | 0.38167 | 0.38016 | 0.38016 | 0.36586 | 0.38769 | 0.38769 | 0.38318 | 0.36097 | 0.37866 | 0.39108 | 0.38769 | 0.36963 | 0.36549 | 0.39484 | 0.37113 | 0.38845 | 0.37941 | 0.3621 | 0.38355 | 0.36398 | 0.3892 | 0.36661 | 0.35758 | 0.38468 | 0.36097 | 0.36398 | 0.39484 | 0.36887 | 0.37 | 0.36925 | 0.35984 | 0.38468 | 0.36586 | 0.38054 | 0.35758 | 0.36285 | 0.3828 | 0.37226 | 0.38769 | 0.3828 | 0.39146 | 0.39522 | 0.37038 | 0.40738 | 0.40306 | 0.4113 | 0.40738 | 0.37444 | 0.3913 | 0.40228 | 0.38816 | 0.40894 | 0.40934 | 0.37444 | 0.39404 | 0.41051 | 0.39404 | 0.40071 | 0.40189 | 0.4062 | 0.37993 | 0.40345 | 0.39208 | 0.38816 | 0.396 | 0.39365 | 0.40228 | 0.38659 | 0.38346 | 0.41051 | 0.40306 | 0.39483 | 0.37522 | 0.39483 | 0.40934 | 0.38346 | 0.39012 | 0.39012 | 0.38895 | 0.37366 | 0.39757 | 0.37287 | 0.37366 | 0.38307 | 0.40581 | 0.38463 | 0.39679 | 0.37483 | 0.40189 | 0.41012 | 0.40228 | 0.38043 | 0.3892 | 0.39836 | 0.38242 | 0.39597 | 0.38959 | 0.3876 | 0.40194 | 0.3888 | 0.40194 | 0.39198 | 0.40354 | 0.39836 | 0.41071 | 0.39477 | 0.38959 | 0.38481 | 0.38043 | 0.40234 | 0.37924 | 0.38322 | 0.40871 | 0.39198 | 0.41828 | 0.38242 | 0.40553 | 0.4127 | 0.38481 | 0.3888 | 0.39358 | 0.39915 | 0.41549 | 0.39477 | 0.40991 | 0.38999 | 0.40354 | 0.40752 | 0.37844 | 0.40194 | 0.39955 | 0.39597 | 0.41071 | 0.39318 | 0.39676 | 0.4111 | 0.39358 | 0.38999 | 0.39238 | 0.39637 | 0.38322 | 0.38202 | 0.39318 | 0.39637 | 0.39915 | 0.40792 | 0.4131 | 0.39039 | 0.40792 | 0.40194 | 0.40871 | 0.38601 | 0.39318 | 0.38402 | 0.41828 | 0.38521 | 0.40433 | 0.39716 | 0.40473 | 0.37884 | 0.40792 | 0.39477 | 0.41071 | 0.38322 | 0.38322 | 0.37844 | 0.40911 | 0.39876 | 0.41429 | 0.37844 | 0.39756 | 0.38441 | 0.39079 | 0.41748 | 0.41349 | 0.3892 | 0.39358 | 0.39517 | 0.38202 | 0.38402 | 0.38441 | 0.40911 | 0.41389 | 0.39915 | 0.39039 | 0.3868
ON_CAL_JCT | 531 | 230 | ON | 0.001273 | 531 | 24640 | 0.31367 | 0.34723 | 0.3347 | 0.32894 | 0.32792 | 0.32758 | 0.33707 | 0.34452 | 0.34858 | 0.32724 | 0.32182 | 0.33503 | 0.34655 | 0.32826 | 0.34147 | 0.34452 | 0.32961 | 0.32657 | 0.35231 | 0.33266 | 0.333 | 0.33334 | 0.32623 | 0.32894 | 0.33571 | 0.32724 | 0.32589 | 0.33639 | 0.34926 | 0.33605 | 0.32284 | 0.33199 | 0.32657 | 0.34215 | 0.32792 | 0.33842 | 0.33097 | 0.32284 | 0.333 | 0.35265 | 0.33334 | 0.32995 | 0.34892 | 0.32182 | 0.34486 | 0.33741 | 0.333 | 0.35231 | 0.32521 | 0.38234 | 0.35606 | 0.36124 | 0.36606 | 0.37938 | 0.36235 | 0.36309 | 0.35902 | 0.38345 | 0.37864 | 0.35606 | 0.35495 | 0.36087 | 0.37383 | 0.37975 | 0.38086 | 0.38715 | 0.36013 | 0.36828 | 0.36124 | 0.3779 | 0.37087 | 0.36606 | 0.35421 | 0.36458 | 0.36569 | 0.37087 | 0.36532 | 0.3531 | 0.35347 | 0.35162 | 0.36606 | 0.38234 | 0.35828 | 0.3668 | 0.35458 | 0.35717 | 0.3742 | 0.36309 | 0.37457 | 0.38641 | 0.38197 | 0.37346 | 0.38863 | 0.36754 | 0.36198 | 0.35865 | 0.35347 | 0.36699 | 0.3907 | 0.37414 | 0.37151 | 0.38242 | 0.38167 | 0.38016 | 0.38016 | 0.36586 | 0.38769 | 0.38769 | 0.38318 | 0.36097 | 0.37866 | 0.39108 | 0.38769 | 0.36963 | 0.36549 | 0.39484 | 0.37113 | 0.38845 | 0.37941 | 0.3621 | 0.38355 | 0.36398 | 0.3892 | 0.36661 | 0.35758 | 0.38468 | 0.36097 | 0.36398 | 0.39484 | 0.36887 | 0.37 | 0.36925 | 0.35984 | 0.38468 | 0.36586 | 0.38054 | 0.35758 | 0.36285 | 0.3828 | 0.37226 | 0.38769 | 0.3828 | 0.39146 | 0.39522 | 0.37038 | 0.40738 | 0.40306 | 0.4113 | 0.40738 | 0.37444 | 0.3913 | 0.40228 | 0.38816 | 0.40894 | 0.40934 | 0.37444 | 0.39404 | 0.41051 | 0.39404 | 0.40071 | 0.40189 | 0.4062 | 0.37993 | 0.40345 | 0.39208 | 0.38816 | 0.396 | 0.39365 | 0.40228 | 0.38659 | 0.38346 | 0.41051 | 0.40306 | 0.39483 | 0.37522 | 0.39483 | 0.40934 | 0.38346 | 0.39012 | 0.39012 | 0.38895 | 0.37366 | 0.39757 | 0.37287 | 0.37366 | 0.38307 | 0.40581 | 0.38463 | 0.39679 | 0.37483 | 0.40189 | 0.41012 | 0.40228 | 0.38043 | 0.3892 | 0.39836 | 0.38242 | 0.39597 | 0.38959 | 0.3876 | 0.40194 | 0.3888 | 0.40194 | 0.39198 | 0.40354 | 0.39836 | 0.41071 | 0.39477 | 0.38959 | 0.38481 | 0.38043 | 0.40234 | 0.37924 | 0.38322 | 0.40871 | 0.39198 | 0.41828 | 0.38242 | 0.40553 | 0.4127 | 0.38481 | 0.3888 | 0.39358 | 0.39915 | 0.41549 | 0.39477 | 0.40991 | 0.38999 | 0.40354 | 0.40752 | 0.37844 | 0.40194 | 0.39955 | 0.39597 | 0.41071 | 0.39318 | 0.39676 | 0.4111 | 0.39358 | 0.38999 | 0.39238 | 0.39637 | 0.38322 | 0.38202 | 0.39318 | 0.39637 | 0.39915 | 0.40792 | 0.4131 | 0.39039 | 0.40792 | 0.40194 | 0.40871 | 0.38601 | 0.39318 | 0.38402 | 0.41828 | 0.38521 | 0.40433 | 0.39716 | 0.40473 | 0.37884 | 0.40792 | 0.39477 | 0.41071 | 0.38322 | 0.38322 | 0.37844 | 0.40911 | 0.39876 | 0.41429 | 0.37844 | 0.39756 | 0.38441 | 0.39079 | 0.41748 | 0.41349 | 0.3892 | 0.39358 | 0.39517 | 0.38202 | 0.38402 | 0.38441 | 0.40911 | 0.41389 | 0.39915 | 0.39039 | 0.3868
ON_CAQ_JCT | 532 | 230 | ON | 0.002237 | 532 | 24640 | 0.5512 | 0.61017 | 0.58815 | 0.57803 | 0.57624 | 0.57565 | 0.59232 | 0.60541 | 0.61256 | 0.57505 | 0.56553 | 0.58874 | 0.60898 | 0.57684 | 0.60005 | 0.60541 | 0.57922 | 0.57386 | 0.6191 | 0.58458 | 0.58517 | 0.58577 | 0.57327 | 0.57803 | 0.58993 | 0.57505 | 0.57267 | 0.59113 | 0.61375 | 0.59053 | 0.56731 | 0.58339 | 0.57386 | 0.60125 | 0.57624 | 0.5947 | 0.5816 | 0.56731 | 0.58517 | 0.6197 | 0.58577 | 0.57981 | 0.61315 | 0.56553 | 0.60601 | 0.59291 | 0.58517 | 0.6191 | 0.57148 | 0.67188 | 0.6257 | 0.6348 | 0.64326 | 0.66667 | 0.63675 | 0.63805 | 0.6309 | 0.67383 | 0.66537 | 0.6257 | 0.62375 | 0.63415 | 0.65692 | 0.66732 | 0.66927 | 0.68033 | 0.63285 | 0.64716 | 0.6348 | 0.66407 | 0.65171 | 0.64326 | 0.62244 | 0.64066 | 0.64261 | 0.65171 | 0.64196 | 0.62049 | 0.62114 | 0.61789 | 0.64326 | 0.67188 | 0.6296 | 0.64456 | 0.62309 | 0.62765 | 0.65757 | 0.63805 | 0.65822 | 0.67903 | 0.67123 | 0.65627 | 0.68293 | 0.64586 | 0.6361 | 0.63025 | 0.62114 | 0.6449 | 0.68657 | 0.65747 | 0.65284 | 0.67202 | 0.6707 | 0.66805 | 0.66805 | 0.64292 | 0.68128 | 0.68128 | 0.67334 | 0.63432 | 0.6654 | 0.68723 | 0.68128 | 0.64953 | 0.64225 | 0.69385 | 0.65218 | 0.6826 | 0.66673 | 0.6363 | 0.674 | 0.63961 | 0.68392 | 0.64424 | 0.62836 | 0.67599 | 0.63432 | 0.63961 | 0.69385 | 0.64821 | 0.65019 | 0.64887 | 0.63233 | 0.67599 | 0.64292 | 0.66871 | 0.62836 | 0.63762 | 0.67268 | 0.65416 | 0.68128 | 0.67268 | 0.68789 | 0.69451 | 0.65085 | 0.71587 | 0.70829 | 0.72276 | 0.71587 | 0.65799 | 0.68762 | 0.70691 | 0.68211 | 0.71862 | 0.71931 | 0.65799 | 0.69244 | 0.72138 | 0.69244 | 0.70415 | 0.70622 | 0.7138 | 0.66764 | 0.70898 | 0.689 | 0.68211 | 0.69589 | 0.69175 | 0.70691 | 0.67935 | 0.67384 | 0.72138 | 0.70829 | 0.69382 | 0.65937 | 0.69382 | 0.71931 | 0.67384 | 0.68555 | 0.68555 | 0.68348 | 0.65661 | 0.69864 | 0.65524 | 0.65661 | 0.67315 | 0.71311 | 0.67591 | 0.69726 | 0.65868 | 0.70622 | 0.72069 | 0.70691 | 0.66852 | 0.68392 | 0.70002 | 0.67202 | 0.69582 | 0.68462 | 0.68112 | 0.70632 | 0.68322 | 0.70632 | 0.68882 | 0.70912 | 0.70002 | 0.72172 | 0.69372 | 0.68462 | 0.67622 | 0.66852 | 0.70702 | 0.66642 | 0.67342 | 0.71822 | 0.68882 | 0.73502 | 0.67202 | 0.71262 | 0.72522 | 0.67622 | 0.68322 | 0.69162 | 0.70142 | 0.73012 | 0.69372 | 0.72032 | 0.68532 | 0.70912 | 0.71612 | 0.66502 | 0.70632 | 0.70212 | 0.69582 | 0.72172 | 0.69092 | 0.69722 | 0.72242 | 0.69162 | 0.68532 | 0.68952 | 0.69652 | 0.67342 | 0.67132 | 0.69092 | 0.69652 | 0.70142 | 0.71682 | 0.72592 | 0.68602 | 0.71682 | 0.70632 | 0.71822 | 0.67832 | 0.69092 | 0.67482 | 0.73502 | 0.67692 | 0.71052 | 0.69792 | 0.71122 | 0.66572 | 0.71682 | 0.69372 | 0.72172 | 0.67342 | 0.67342 | 0.66502 | 0.71892 | 0.70072 | 0.72802 | 0.66502 | 0.69862 | 0.67552 | 0.68672 | 0.73362 | 0.72662 | 0.68392 | 0.69162 | 0.69442 | 0.67132 | 0.67482 | 0.67552 | 0.71892 | 0.72732 | 0.70142 | 0.68602 | 0.67972
ON_CBL_DSS | 533 | 230 | ON | 0.001701 | 533 | 24640 | 0.41913 | 0.46397 | 0.44722 | 0.43953 | 0.43817 | 0.43772 | 0.45039 | 0.46035 | 0.46578 | 0.43727 | 0.43002 | 0.44768 | 0.46307 | 0.43862 | 0.45628 | 0.46035 | 0.44043 | 0.43636 | 0.47076 | 0.44451 | 0.44496 | 0.44541 | 0.43591 | 0.43953 | 0.44858 | 0.43727 | 0.43546 | 0.44949 | 0.46669 | 0.44904 | 0.43138 | 0.4436 | 0.43636 | 0.45718 | 0.43817 | 0.4522 | 0.44225 | 0.43138 | 0.44496 | 0.47122 | 0.44541 | 0.44089 | 0.46624 | 0.43002 | 0.4608 | 0.45085 | 0.44496 | 0.47076 | 0.43455 | 0.51089 | 0.47578 | 0.4827 | 0.48913 | 0.50693 | 0.48418 | 0.48517 | 0.47973 | 0.51237 | 0.50594 | 0.47578 | 0.47429 | 0.4822 | 0.49951 | 0.50743 | 0.50891 | 0.51732 | 0.48122 | 0.4921 | 0.4827 | 0.50496 | 0.49556 | 0.48913 | 0.4733 | 0.48715 | 0.48863 | 0.49556 | 0.48814 | 0.47182 | 0.47231 | 0.46984 | 0.48913 | 0.51089 | 0.47874 | 0.49012 | 0.4738 | 0.47726 | 0.50001 | 0.48517 | 0.5005 | 0.51633 | 0.5104 | 0.49902 | 0.5193 | 0.49111 | 0.48369 | 0.47924 | 0.47231 | 0.49038 | 0.52206 | 0.49993 | 0.49641 | 0.511 | 0.50999 | 0.50798 | 0.50798 | 0.48887 | 0.51804 | 0.51804 | 0.512 | 0.48233 | 0.50597 | 0.52257 | 0.51804 | 0.4939 | 0.48837 | 0.5276 | 0.49591 | 0.51905 | 0.50698 | 0.48384 | 0.51251 | 0.48635 | 0.52005 | 0.48987 | 0.4778 | 0.51402 | 0.48233 | 0.48635 | 0.5276 | 0.49289 | 0.4944 | 0.4934 | 0.48082 | 0.51402 | 0.48887 | 0.50848 | 0.4778 | 0.48485 | 0.5115 | 0.49742 | 0.51804 | 0.5115 | 0.52307 | 0.5281 | 0.4949 | 0.54434 | 0.53858 | 0.54958 | 0.54434 | 0.50033 | 0.52286 | 0.53753 | 0.51867 | 0.54644 | 0.54696 | 0.50033 | 0.52653 | 0.54853 | 0.52653 | 0.53543 | 0.53701 | 0.54277 | 0.50767 | 0.5391 | 0.52391 | 0.51867 | 0.52915 | 0.526 | 0.53753 | 0.51657 | 0.51238 | 0.54853 | 0.53858 | 0.52758 | 0.50138 | 0.52758 | 0.54696 | 0.51238 | 0.52129 | 0.52129 | 0.51972 | 0.49928 | 0.53124 | 0.49824 | 0.49928 | 0.51186 | 0.54224 | 0.51395 | 0.53019 | 0.50086 | 0.53701 | 0.54801 | 0.53753 | 0.50834 | 0.52005 | 0.53229 | 0.511 | 0.5291 | 0.52058 | 0.51792 | 0.53708 | 0.51952 | 0.53708 | 0.52377 | 0.53921 | 0.53229 | 0.54879 | 0.5275 | 0.52058 | 0.51419 | 0.50834 | 0.53761 | 0.50674 | 0.51206 | 0.54613 | 0.52377 | 0.55891 | 0.511 | 0.54187 | 0.55145 | 0.51419 | 0.51952 | 0.5259 | 0.53336 | 0.55518 | 0.5275 | 0.54773 | 0.52111 | 0.53921 | 0.54453 | 0.50568 | 0.53708 | 0.53389 | 0.5291 | 0.54879 | 0.52537 | 0.53016 | 0.54932 | 0.5259 | 0.52111 | 0.52431 | 0.52963 | 0.51206 | 0.51047 | 0.52537 | 0.52963 | 0.53336 | 0.54507 | 0.55199 | 0.52164 | 0.54507 | 0.53708 | 0.54613 | 0.51579 | 0.52537 | 0.51313 | 0.55891 | 0.51472 | 0.54027 | 0.53069 | 0.54081 | 0.50621 | 0.54507 | 0.5275 | 0.54879 | 0.51206 | 0.51206 | 0.50568 | 0.54666 | 0.53282 | 0.55358 | 0.50568 | 0.53123 | 0.51366 | 0.52218 | 0.55784 | 0.55252 | 0.52005 | 0.5259 | 0.52803 | 0.51047 | 0.51313 | 0.51366 | 0.54666 | 0.55305 | 0.53336 | 0.52164 | 0.51685
ON_CDF_DSS | 534 | 230 | ON | 0.003487 | 534 | 24640 | 0.8592 | 0.95113 | 0.9168 | 0.90102 | 0.89824 | 0.89731 | 0.92329 | 0.94371 | 0.95484 | 0.89638 | 0.88154 | 0.91773 | 0.94927 | 0.89917 | 0.93536 | 0.94371 | 0.90288 | 0.89453 | 0.96505 | 0.91123 | 0.91216 | 0.91309 | 0.8936 | 0.90102 | 0.91958 | 0.89638 | 0.89267 | 0.92144 | 0.9567 | 0.92051 | 0.88432 | 0.90937 | 0.89453 | 0.93721 | 0.89824 | 0.927 | 0.90659 | 0.88432 | 0.91216 | 0.96598 | 0.91309 | 0.90381 | 0.95577 | 0.88154 | 0.94464 | 0.92422 | 0.91216 | 0.96505 | 0.89082 | 1.0473 | 0.97533 | 0.98952 | 1.0027 | 1.0392 | 0.99256 | 0.99459 | 0.98344 | 1.0504 | 1.0372 | 0.97533 | 0.97228 | 0.98851 | 1.024 | 1.0402 | 1.0433 | 1.0605 | 0.98648 | 1.0088 | 0.98952 | 1.0351 | 1.0159 | 1.0027 | 0.97026 | 0.99864 | 1.0017 | 1.0159 | 1.0007 | 0.96722 | 0.96823 | 0.96316 | 1.0027 | 1.0473 | 0.98141 | 1.0047 | 0.97127 | 0.97837 | 1.025 | 0.99459 | 1.026 | 1.0585 | 1.0463 | 1.023 | 1.0645 | 1.0068 | 0.99155 | 0.98242 | 0.96823 | 1.0053 | 1.0702 | 1.0248 | 1.0176 | 1.0475 | 1.0455 | 1.0413 | 1.0413 | 1.0022 | 1.062 | 1.062 | 1.0496 | 0.98876 | 1.0372 | 1.0712 | 1.062 | 1.0125 | 1.0011 | 1.0816 | 1.0166 | 1.064 | 1.0393 | 0.99186 | 1.0506 | 0.99701 | 1.0661 | 1.0042 | 0.97948 | 1.0537 | 0.98876 | 0.99701 | 1.0816 | 1.0104 | 1.0135 | 1.0114 | 0.98567 | 1.0537 | 1.0022 | 1.0424 | 0.97948 | 0.99392 | 1.0486 | 1.0197 | 1.062 | 1.0486 | 1.0723 | 1.0826 | 1.0145 | 1.1159 | 1.1041 | 1.1266 | 1.1159 | 1.0257 | 1.0718 | 1.1019 | 1.0633 | 1.1202 | 1.1213 | 1.0257 | 1.0794 | 1.1245 | 1.0794 | 1.0976 | 1.1008 | 1.1127 | 1.0407 | 1.1051 | 1.074 | 1.0633 | 1.0847 | 1.0783 | 1.1019 | 1.059 | 1.0504 | 1.1245 | 1.1041 | 1.0815 | 1.0278 | 1.0815 | 1.1213 | 1.0504 | 1.0686 | 1.0686 | 1.0654 | 1.0235 | 1.089 | 1.0214 | 1.0235 | 1.0493 | 1.1116 | 1.0536 | 1.0869 | 1.0267 | 1.1008 | 1.1234 | 1.1019 | 1.0421 | 1.0661 | 1.0912 | 1.0475 | 1.0846 | 1.0672 | 1.0617 | 1.101 | 1.065 | 1.101 | 1.0737 | 1.1054 | 1.0912 | 1.125 | 1.0814 | 1.0672 | 1.0541 | 1.0421 | 1.1021 | 1.0388 | 1.0497 | 1.1196 | 1.0737 | 1.1457 | 1.0475 | 1.1108 | 1.1305 | 1.0541 | 1.065 | 1.0781 | 1.0934 | 1.1381 | 1.0814 | 1.1228 | 1.0683 | 1.1054 | 1.1163 | 1.0366 | 1.101 | 1.0945 | 1.0846 | 1.125 | 1.077 | 1.0868 | 1.1261 | 1.0781 | 1.0683 | 1.0748 | 1.0857 | 1.0497 | 1.0464 | 1.077 | 1.0857 | 1.0934 | 1.1174 | 1.1316 | 1.0694 | 1.1174 | 1.101 | 1.1196 | 1.0574 | 1.077 | 1.0519 | 1.1457 | 1.0552 | 1.1075 | 1.0879 | 1.1086 | 1.0377 | 1.1174 | 1.0814 | 1.125 | 1.0497 | 1.0497 | 1.0366 | 1.1206 | 1.0923 | 1.1348 | 1.0366 | 1.089 | 1.053 | 1.0704 | 1.1436 | 1.1326 | 1.0661 | 1.0781 | 1.0825 | 1.0464 | 1.0519 | 1.053 | 1.1206 | 1.1337 | 1.0934 | 1.0694 | 1.0595
ON_CDF_JCT | 535 | 230 | ON | 0.003487 | 535 | 24640 | 0.8592 | 0.95113 | 0.9168 | 0.90102 | 0.89824 | 0.89731 | 0.92329 | 0.94371 | 0.95484 | 0.89638 | 0.88154 | 0.91773 | 0.94927 | 0.89917 | 0.93536 | 0.94371 | 0.90288 | 0.89453 | 0.96505 | 0.91123 | 0.91216 | 0.91309 | 0.8936 | 0.90102 | 0.91958 | 0.89638 | 0.89267 | 0.92144 | 0.9567 | 0.92051 | 0.88432 | 0.90937 | 0.89453 | 0.93721 | 0.89824 | 0.927 | 0.90659 | 0.88432 | 0.91216 | 0.96598 | 0.91309 | 0.90381 | 0.95577 | 0.88154 | 0.94464 | 0.92422 | 0.91216 | 0.96505 | 0.89082 | 1.0473 | 0.97533 | 0.98952 | 1.0027 | 1.0392 | 0.99256 | 0.99459 | 0.98344 | 1.0504 | 1.0372 | 0.97533 | 0.97228 | 0.98851 | 1.024 | 1.0402 | 1.0433 | 1.0605 | 0.98648 | 1.0088 | 0.98952 | 1.0351 | 1.0159 | 1.0027 | 0.97026 | 0.99864 | 1.0017 | 1.0159 | 1.0007 | 0.96722 | 0.96823 | 0.96316 | 1.0027 | 1.0473 | 0.98141 | 1.0047 | 0.97127 | 0.97837 | 1.025 | 0.99459 | 1.026 | 1.0585 | 1.0463 | 1.023 | 1.0645 | 1.0068 | 0.99155 | 0.98242 | 0.96823 | 1.0053 | 1.0702 | 1.0248 | 1.0176 | 1.0475 | 1.0455 | 1.0413 | 1.0413 | 1.0022 | 1.062 | 1.062 | 1.0496 | 0.98876 | 1.0372 | 1.0712 | 1.062 | 1.0125 | 1.0011 | 1.0816 | 1.0166 | 1.064 | 1.0393 | 0.99186 | 1.0506 | 0.99701 | 1.0661 | 1.0042 | 0.97948 | 1.0537 | 0.98876 | 0.99701 | 1.0816 | 1.0104 | 1.0135 | 1.0114 | 0.98567 | 1.0537 | 1.0022 | 1.0424 | 0.97948 | 0.99392 | 1.0486 | 1.0197 | 1.062 | 1.0486 | 1.0723 | 1.0826 | 1.0145 | 1.1159 | 1.1041 | 1.1266 | 1.1159 | 1.0257 | 1.0718 | 1.1019 | 1.0633 | 1.1202 | 1.1213 | 1.0257 | 1.0794 | 1.1245 | 1.0794 | 1.0976 | 1.1008 | 1.1127 | 1.0407 | 1.1051 | 1.074 | 1.0633 | 1.0847 | 1.0783 | 1.1019 | 1.059 | 1.0504 | 1.1245 | 1.1041 | 1.0815 | 1.0278 | 1.0815 | 1.1213 | 1.0504 | 1.0686 | 1.0686 | 1.0654 | 1.0235 | 1.089 | 1.0214 | 1.0235 | 1.0493 | 1.1116 | 1.0536 | 1.0869 | 1.0267 | 1.1008 | 1.1234 | 1.1019 | 1.0421 | 1.0661 | 1.0912 | 1.0475 | 1.0846 | 1.0672 | 1.0617 | 1.101 | 1.065 | 1.101 | 1.0737 | 1.1054 | 1.0912 | 1.125 | 1.0814 | 1.0672 | 1.0541 | 1.0421 | 1.1021 | 1.0388 | 1.0497 | 1.1196 | 1.0737 | 1.1457 | 1.0475 | 1.1108 | 1.1305 | 1.0541 | 1.065 | 1.0781 | 1.0934 | 1.1381 | 1.0814 | 1.1228 | 1.0683 | 1.1054 | 1.1163 | 1.0366 | 1.101 | 1.0945 | 1.0846 | 1.125 | 1.077 | 1.0868 | 1.1261 | 1.0781 | 1.0683 | 1.0748 | 1.0857 | 1.0497 | 1.0464 | 1.077 | 1.0857 | 1.0934 | 1.1174 | 1.1316 | 1.0694 | 1.1174 | 1.101 | 1.1196 | 1.0574 | 1.077 | 1.0519 | 1.1457 | 1.0552 | 1.1075 | 1.0879 | 1.1086 | 1.0377 | 1.1174 | 1.0814 | 1.125 | 1.0497 | 1.0497 | 1.0366 | 1.1206 | 1.0923 | 1.1348 | 1.0366 | 1.089 | 1.053 | 1.0704 | 1.1436 | 1.1326 | 1.0661 | 1.0781 | 1.0825 | 1.0464 | 1.0519 | 1.053 | 1.1206 | 1.1337 | 1.0934 | 1.0694 | 1.0595
ON_CED_DSS | 536 | 230 | ON | 0.001701 | 536 | 24640 | 0.41913 | 0.46397 | 0.44722 | 0.43953 | 0.43817 | 0.43772 | 0.45039 | 0.46035 | 0.46578 | 0.43727 | 0.43002 | 0.44768 | 0.46307 | 0.43862 | 0.45628 | 0.46035 | 0.44043 | 0.43636 | 0.47076 | 0.44451 | 0.44496 | 0.44541 | 0.43591 | 0.43953 | 0.44858 | 0.43727 | 0.43546 | 0.44949 | 0.46669 | 0.44904 | 0.43138 | 0.4436 | 0.43636 | 0.45718 | 0.43817 | 0.4522 | 0.44225 | 0.43138 | 0.44496 | 0.47122 | 0.44541 | 0.44089 | 0.46624 | 0.43002 | 0.4608 | 0.45085 | 0.44496 | 0.47076 | 0.43455 | 0.51089 | 0.47578 | 0.4827 | 0.48913 | 0.50693 | 0.48418 | 0.48517 | 0.47973 | 0.51237 | 0.50594 | 0.47578 | 0.47429 | 0.4822 | 0.49951 | 0.50743 | 0.50891 | 0.51732 | 0.48122 | 0.4921 | 0.4827 | 0.50496 | 0.49556 | 0.48913 | 0.4733 | 0.48715 | 0.48863 | 0.49556 | 0.48814 | 0.47182 | 0.47231 | 0.46984 | 0.48913 | 0.51089 | 0.47874 | 0.49012 | 0.4738 | 0.47726 | 0.50001 | 0.48517 | 0.5005 | 0.51633 | 0.5104 | 0.49902 | 0.5193 | 0.49111 | 0.48369 | 0.47924 | 0.47231 | 0.49038 | 0.52206 | 0.49993 | 0.49641 | 0.511 | 0.50999 | 0.50798 | 0.50798 | 0.48887 | 0.51804 | 0.51804 | 0.512 | 0.48233 | 0.50597 | 0.52257 | 0.51804 | 0.4939 | 0.48837 | 0.5276 | 0.49591 | 0.51905 | 0.50698 | 0.48384 | 0.51251 | 0.48635 | 0.52005 | 0.48987 | 0.4778 | 0.51402 | 0.48233 | 0.48635 | 0.5276 | 0.49289 | 0.4944 | 0.4934 | 0.48082 | 0.51402 | 0.48887 | 0.50848 | 0.4778 | 0.48485 | 0.5115 | 0.49742 | 0.51804 | 0.5115 | 0.52307 | 0.5281 | 0.4949 | 0.54434 | 0.53858 | 0.54958 | 0.54434 | 0.50033 | 0.52286 | 0.53753 | 0.51867 | 0.54644 | 0.54696 | 0.50033 | 0.52653 | 0.54853 | 0.52653 | 0.53543 | 0.53701 | 0.54277 | 0.50767 | 0.5391 | 0.52391 | 0.51867 | 0.52915 | 0.526 | 0.53753 | 0.51657 | 0.51238 | 0.54853 | 0.53858 | 0.52758 | 0.50138 | 0.52758 | 0.54696 | 0.51238 | 0.52129 | 0.52129 | 0.51972 | 0.49928 | 0.53124 | 0.49824 | 0.49928 | 0.51186 | 0.54224 | 0.51395 | 0.53019 | 0.50086 | 0.53701 | 0.54801 | 0.53753 | 0.50834 | 0.52005 | 0.53229 | 0.511 | 0.5291 | 0.52058 | 0.51792 | 0.53708 | 0.51952 | 0.53708 | 0.52377 | 0.53921 | 0.53229 | 0.54879 | 0.5275 | 0.52058 | 0.51419 | 0.50834 | 0.53761 | 0.50674 | 0.51206 | 0.54613 | 0.52377 | 0.55891 | 0.511 | 0.54187 | 0.55145 | 0.51419 | 0.51952 | 0.5259 | 0.53336 | 0.55518 | 0.5275 | 0.54773 | 0.52111 | 0.53921 | 0.54453 | 0.50568 | 0.53708 | 0.53389 | 0.5291 | 0.54879 | 0.52537 | 0.53016 | 0.54932 | 0.5259 | 0.52111 | 0.52431 | 0.52963 | 0.51206 | 0.51047 | 0.52537 | 0.52963 | 0.53336 | 0.54507 | 0.55199 | 0.52164 | 0.54507 | 0.53708 | 0.54613 | 0.51579 | 0.52537 | 0.51313 | 0.55891 | 0.51472 | 0.54027 | 0.53069 | 0.54081 | 0.50621 | 0.54507 | 0.5275 | 0.54879 | 0.51206 | 0.51206 | 0.50568 | 0.54666 | 0.53282 | 0.55358 | 0.50568 | 0.53123 | 0.51366 | 0.52218 | 0.55784 | 0.55252 | 0.52005 | 0.5259 | 0.52803 | 0.51047 | 0.51313 | 0.51366 | 0.54666 | 0.55305 | 0.53336 | 0.52164 | 0.51685
ON_CHF_SWS | 537 | 230 | ON | 0.003026 | 537 | 24640 | 0.74561 | 0.82539 | 0.79559 | 0.7819 | 0.77949 | 0.77868 | 0.80123 | 0.81894 | 0.82861 | 0.77788 | 0.76499 | 0.7964 | 0.82378 | 0.78029 | 0.8117 | 0.81894 | 0.78351 | 0.77627 | 0.83747 | 0.79076 | 0.79157 | 0.79237 | 0.77546 | 0.7819 | 0.79801 | 0.77788 | 0.77466 | 0.79962 | 0.83022 | 0.79881 | 0.76741 | 0.78915 | 0.77627 | 0.81331 | 0.77949 | 0.80445 | 0.78673 | 0.76741 | 0.79157 | 0.83827 | 0.79237 | 0.78432 | 0.82941 | 0.76499 | 0.81975 | 0.80203 | 0.79157 | 0.83747 | 0.77304 | 0.90885 | 0.84638 | 0.8587 | 0.87014 | 0.90181 | 0.86134 | 0.8631 | 0.85342 | 0.91149 | 0.90005 | 0.84638 | 0.84374 | 0.85782 | 0.88861 | 0.90269 | 0.90533 | 0.92029 | 0.85606 | 0.87542 | 0.8587 | 0.89829 | 0.88158 | 0.87014 | 0.84198 | 0.86662 | 0.86926 | 0.88158 | 0.86838 | 0.83934 | 0.84022 | 0.83582 | 0.87014 | 0.90885 | 0.85166 | 0.8719 | 0.84286 | 0.84902 | 0.88949 | 0.8631 | 0.89037 | 0.91853 | 0.90797 | 0.88773 | 0.92381 | 0.87366 | 0.86046 | 0.85254 | 0.84022 | 0.87236 | 0.92873 | 0.88936 | 0.8831 | 0.90904 | 0.90725 | 0.90367 | 0.90367 | 0.86968 | 0.92157 | 0.92157 | 0.91083 | 0.85804 | 0.9001 | 0.92962 | 0.92157 | 0.87862 | 0.86878 | 0.93857 | 0.8822 | 0.92336 | 0.90189 | 0.86073 | 0.91173 | 0.8652 | 0.92515 | 0.87146 | 0.84999 | 0.91441 | 0.85804 | 0.8652 | 0.93857 | 0.87683 | 0.87952 | 0.87773 | 0.85536 | 0.91441 | 0.86968 | 0.90457 | 0.84999 | 0.86252 | 0.90994 | 0.88489 | 0.92157 | 0.90994 | 0.93052 | 0.93946 | 0.88041 | 0.96836 | 0.9581 | 0.97768 | 0.96836 | 0.89007 | 0.93014 | 0.95624 | 0.92269 | 0.97208 | 0.97302 | 0.89007 | 0.93667 | 0.97581 | 0.93667 | 0.95251 | 0.95531 | 0.96556 | 0.90312 | 0.95904 | 0.93201 | 0.92269 | 0.94133 | 0.93574 | 0.95624 | 0.91896 | 0.9115 | 0.97581 | 0.9581 | 0.93853 | 0.89193 | 0.93853 | 0.97302 | 0.9115 | 0.92735 | 0.92735 | 0.92455 | 0.8882 | 0.94506 | 0.88634 | 0.8882 | 0.91057 | 0.96463 | 0.9143 | 0.94319 | 0.891 | 0.95531 | 0.97488 | 0.95624 | 0.90431 | 0.92514 | 0.94692 | 0.90904 | 0.94124 | 0.92609 | 0.92135 | 0.95544 | 0.92419 | 0.95544 | 0.93177 | 0.95923 | 0.94692 | 0.97627 | 0.9384 | 0.92609 | 0.91472 | 0.90431 | 0.95639 | 0.90147 | 0.91094 | 0.97154 | 0.93177 | 0.99427 | 0.90904 | 0.96396 | 0.98101 | 0.91472 | 0.92419 | 0.93556 | 0.94881 | 0.98764 | 0.9384 | 0.97438 | 0.92703 | 0.95923 | 0.9687 | 0.89957 | 0.95544 | 0.94976 | 0.94124 | 0.97627 | 0.93461 | 0.94313 | 0.97722 | 0.93556 | 0.92703 | 0.93272 | 0.94219 | 0.91094 | 0.9081 | 0.93461 | 0.94219 | 0.94881 | 0.96965 | 0.98196 | 0.92798 | 0.96965 | 0.95544 | 0.97154 | 0.91757 | 0.93461 | 0.91283 | 0.99427 | 0.91567 | 0.96112 | 0.94408 | 0.96207 | 0.90052 | 0.96965 | 0.9384 | 0.97627 | 0.91094 | 0.91094 | 0.89957 | 0.97249 | 0.94787 | 0.9848 | 0.89957 | 0.94503 | 0.91378 | 0.92893 | 0.99237 | 0.9829 | 0.92514 | 0.93556 | 0.93934 | 0.9081 | 0.91283 | 0.91378 | 0.97249 | 0.98385 | 0.94881 | 0.92798 | 0.91946
ON_CHT_SWS | 538 | 230 | ON | 0.001217 | 538 | 24640 | 0.29987 | 0.33195 | 0.31997 | 0.31447 | 0.31349 | 0.31317 | 0.32224 | 0.32936 | 0.33325 | 0.31285 | 0.30767 | 0.3203 | 0.33131 | 0.31382 | 0.32645 | 0.32936 | 0.31511 | 0.3122 | 0.33681 | 0.31803 | 0.31835 | 0.31868 | 0.31188 | 0.31447 | 0.32094 | 0.31285 | 0.31155 | 0.32159 | 0.3339 | 0.32127 | 0.30864 | 0.31738 | 0.3122 | 0.3271 | 0.31349 | 0.32353 | 0.31641 | 0.30864 | 0.31835 | 0.33714 | 0.31868 | 0.31544 | 0.33357 | 0.30767 | 0.32969 | 0.32256 | 0.31835 | 0.33681 | 0.3109 | 0.36552 | 0.3404 | 0.34535 | 0.34995 | 0.36269 | 0.34641 | 0.34712 | 0.34323 | 0.36658 | 0.36198 | 0.3404 | 0.33934 | 0.345 | 0.35738 | 0.36305 | 0.36411 | 0.37012 | 0.34429 | 0.35208 | 0.34535 | 0.36128 | 0.35455 | 0.34995 | 0.33863 | 0.34854 | 0.3496 | 0.35455 | 0.34925 | 0.33757 | 0.33792 | 0.33615 | 0.34995 | 0.36552 | 0.34252 | 0.35066 | 0.33898 | 0.34146 | 0.35774 | 0.34712 | 0.35809 | 0.36941 | 0.36517 | 0.35703 | 0.37154 | 0.35137 | 0.34606 | 0.34288 | 0.33792 | 0.35085 | 0.37352 | 0.35768 | 0.35516 | 0.3656 | 0.36488 | 0.36344 | 0.36344 | 0.34977 | 0.37064 | 0.37064 | 0.36632 | 0.34509 | 0.362 | 0.37388 | 0.37064 | 0.35337 | 0.34941 | 0.37747 | 0.3548 | 0.37136 | 0.36272 | 0.34617 | 0.36668 | 0.34797 | 0.37208 | 0.35049 | 0.34185 | 0.36776 | 0.34509 | 0.34797 | 0.37747 | 0.35265 | 0.35373 | 0.35301 | 0.34401 | 0.36776 | 0.34977 | 0.3638 | 0.34185 | 0.34689 | 0.36596 | 0.35588 | 0.37064 | 0.36596 | 0.37424 | 0.37783 | 0.35409 | 0.38945 | 0.38533 | 0.3932 | 0.38945 | 0.35797 | 0.37409 | 0.38458 | 0.37109 | 0.39095 | 0.39133 | 0.35797 | 0.37671 | 0.39245 | 0.37671 | 0.38308 | 0.38421 | 0.38833 | 0.36322 | 0.38571 | 0.37484 | 0.37109 | 0.37858 | 0.37634 | 0.38458 | 0.36959 | 0.36659 | 0.39245 | 0.38533 | 0.37746 | 0.35872 | 0.37746 | 0.39133 | 0.36659 | 0.37296 | 0.37296 | 0.37184 | 0.35722 | 0.38008 | 0.35647 | 0.35722 | 0.36621 | 0.38796 | 0.36771 | 0.37933 | 0.35834 | 0.38421 | 0.39208 | 0.38458 | 0.3637 | 0.37207 | 0.38083 | 0.3656 | 0.37855 | 0.37246 | 0.37055 | 0.38426 | 0.37169 | 0.38426 | 0.37474 | 0.38578 | 0.38083 | 0.39264 | 0.37741 | 0.37246 | 0.36789 | 0.3637 | 0.38464 | 0.36255 | 0.36636 | 0.39074 | 0.37474 | 0.39988 | 0.3656 | 0.38769 | 0.39454 | 0.36789 | 0.37169 | 0.37626 | 0.3816 | 0.39721 | 0.37741 | 0.39188 | 0.37284 | 0.38578 | 0.38959 | 0.36179 | 0.38426 | 0.38198 | 0.37855 | 0.39264 | 0.37588 | 0.37931 | 0.39302 | 0.37626 | 0.37284 | 0.37512 | 0.37893 | 0.36636 | 0.36522 | 0.37588 | 0.37893 | 0.3816 | 0.38997 | 0.39492 | 0.37322 | 0.38997 | 0.38426 | 0.39074 | 0.36903 | 0.37588 | 0.36712 | 0.39988 | 0.36827 | 0.38655 | 0.37969 | 0.38693 | 0.36217 | 0.38997 | 0.37741 | 0.39264 | 0.36636 | 0.36636 | 0.36179 | 0.39112 | 0.38121 | 0.39607 | 0.36179 | 0.38007 | 0.3675 | 0.3736 | 0.39911 | 0.39531 | 0.37207 | 0.37626 | 0.37779 | 0.36522 | 0.36712 | 0.3675 | 0.39112 | 0.39569 | 0.3816 | 0.37322 | 0.36979
ON_CHU_ISS | 539 | 230 | ON | 0.003487 | 539 | 24640 | 0.8592 | 0.95113 | 0.9168 | 0.90102 | 0.89824 | 0.89731 | 0.92329 | 0.94371 | 0.95484 | 0.89638 | 0.88154 | 0.91773 | 0.94927 | 0.89917 | 0.93536 | 0.94371 | 0.90288 | 0.89453 | 0.96505 | 0.91123 | 0.91216 | 0.91309 | 0.8936 | 0.90102 | 0.91958 | 0.89638 | 0.89267 | 0.92144 | 0.9567 | 0.92051 | 0.88432 | 0.90937 | 0.89453 | 0.93721 | 0.89824 | 0.927 | 0.90659 | 0.88432 | 0.91216 | 0.96598 | 0.91309 | 0.90381 | 0.95577 | 0.88154 | 0.94464 | 0.92422 | 0.91216 | 0.96505 | 0.89082 | 1.0473 | 0.97533 | 0.98952 | 1.0027 | 1.0392 | 0.99256 | 0.99459 | 0.98344 | 1.0504 | 1.0372 | 0.97533 | 0.97228 | 0.98851 | 1.024 | 1.0402 | 1.0433 | 1.0605 | 0.98648 | 1.0088 | 0.98952 | 1.0351 | 1.0159 | 1.0027 | 0.97026 | 0.99864 | 1.0017 | 1.0159 | 1.0007 | 0.96722 | 0.96823 | 0.96316 | 1.0027 | 1.0473 | 0.98141 | 1.0047 | 0.97127 | 0.97837 | 1.025 | 0.99459 | 1.026 | 1.0585 | 1.0463 | 1.023 | 1.0645 | 1.0068 | 0.99155 | 0.98242 | 0.96823 | 1.0053 | 1.0702 | 1.0248 | 1.0176 | 1.0475 | 1.0455 | 1.0413 | 1.0413 | 1.0022 | 1.062 | 1.062 | 1.0496 | 0.98876 | 1.0372 | 1.0712 | 1.062 | 1.0125 | 1.0011 | 1.0816 | 1.0166 | 1.064 | 1.0393 | 0.99186 | 1.0506 | 0.99701 | 1.0661 | 1.0042 | 0.97948 | 1.0537 | 0.98876 | 0.99701 | 1.0816 | 1.0104 | 1.0135 | 1.0114 | 0.98567 | 1.0537 | 1.0022 | 1.0424 | 0.97948 | 0.99392 | 1.0486 | 1.0197 | 1.062 | 1.0486 | 1.0723 | 1.0826 | 1.0145 | 1.1159 | 1.1041 | 1.1266 | 1.1159 | 1.0257 | 1.0718 | 1.1019 | 1.0633 | 1.1202 | 1.1213 | 1.0257 | 1.0794 | 1.1245 | 1.0794 | 1.0976 | 1.1008 | 1.1127 | 1.0407 | 1.1051 | 1.074 | 1.0633 | 1.0847 | 1.0783 | 1.1019 | 1.059 | 1.0504 | 1.1245 | 1.1041 | 1.0815 | 1.0278 | 1.0815 | 1.1213 | 1.0504 | 1.0686 | 1.0686 | 1.0654 | 1.0235 | 1.089 | 1.0214 | 1.0235 | 1.0493 | 1.1116 | 1.0536 | 1.0869 | 1.0267 | 1.1008 | 1.1234 | 1.1019 | 1.0421 | 1.0661 | 1.0912 | 1.0475 | 1.0846 | 1.0672 | 1.0617 | 1.101 | 1.065 | 1.101 | 1.0737 | 1.1054 | 1.0912 | 1.125 | 1.0814 | 1.0672 | 1.0541 | 1.0421 | 1.1021 | 1.0388 | 1.0497 | 1.1196 | 1.0737 | 1.1457 | 1.0475 | 1.1108 | 1.1305 | 1.0541 | 1.065 | 1.0781 | 1.0934 | 1.1381 | 1.0814 | 1.1228 | 1.0683 | 1.1054 | 1.1163 | 1.0366 | 1.101 | 1.0945 | 1.0846 | 1.125 | 1.077 | 1.0868 | 1.1261 | 1.0781 | 1.0683 | 1.0748 | 1.0857 | 1.0497 | 1.0464 | 1.077 | 1.0857 | 1.0934 | 1.1174 | 1.1316 | 1.0694 | 1.1174 | 1.101 | 1.1196 | 1.0574 | 1.077 | 1.0519 | 1.1457 | 1.0552 | 1.1075 | 1.0879 | 1.1086 | 1.0377 | 1.1174 | 1.0814 | 1.125 | 1.0497 | 1.0497 | 1.0366 | 1.1206 | 1.0923 | 1.1348 | 1.0366 | 1.089 | 1.053 | 1.0704 | 1.1436 | 1.1326 | 1.0661 | 1.0781 | 1.0825 | 1.0464 | 1.0519 | 1.053 | 1.1206 | 1.1337 | 1.0934 | 1.0694 | 1.0595
ON_CHU_JCT | 540 | 230 | ON | 0.003487 | 540 | 24640 | 0.8592 | 0.95113 | 0.9168 | 0.90102 | 0.89824 | 0.89731 | 0.92329 | 0.94371 | 0.95484 | 0.89638 | 0.88154 | 0.91773 | 0.94927 | 0.89917 | 0.93536 | 0.94371 | 0.90288 | 0.89453 | 0.96505 | 0.91123 | 0.91216 | 0.91309 | 0.8936 | 0.90102 | 0.91958 | 0.89638 | 0.89267 | 0.92144 | 0.9567 | 0.92051 | 0.88432 | 0.90937 | 0.89453 | 0.93721 | 0.89824 | 0.927 | 0.90659 | 0.88432 | 0.91216 | 0.96598 | 0.91309 | 0.90381 | 0.95577 | 0.88154 | 0.94464 | 0.92422 | 0.91216 | 0.96505 | 0.89082 | 1.0473 | 0.97533 | 0.98952 | 1.0027 | 1.0392 | 0.99256 | 0.99459 | 0.98344 | 1.0504 | 1.0372 | 0.97533 | 0.97228 | 0.98851 | 1.024 | 1.0402 | 1.0433 | 1.0605 | 0.98648 | 1.0088 | 0.98952 | 1.0351 | 1.0159 | 1.0027 | 0.97026 | 0.99864 | 1.0017 | 1.0159 | 1.0007 | 0.96722 | 0.96823 | 0.96316 | 1.0027 | 1.0473 | 0.98141 | 1.0047 | 0.97127 | 0.97837 | 1.025 | 0.99459 | 1.026 | 1.0585 | 1.0463 | 1.023 | 1.0645 | 1.0068 | 0.99155 | 0.98242 | 0.96823 | 1.0053 | 1.0702 | 1.0248 | 1.0176 | 1.0475 | 1.0455 | 1.0413 | 1.0413 | 1.0022 | 1.062 | 1.062 | 1.0496 | 0.98876 | 1.0372 | 1.0712 | 1.062 | 1.0125 | 1.0011 | 1.0816 | 1.0166 | 1.064 | 1.0393 | 0.99186 | 1.0506 | 0.99701 | 1.0661 | 1.0042 | 0.97948 | 1.0537 | 0.98876 | 0.99701 | 1.0816 | 1.0104 | 1.0135 | 1.0114 | 0.98567 | 1.0537 | 1.0022 | 1.0424 | 0.97948 | 0.99392 | 1.0486 | 1.0197 | 1.062 | 1.0486 | 1.0723 | 1.0826 | 1.0145 | 1.1159 | 1.1041 | 1.1266 | 1.1159 | 1.0257 | 1.0718 | 1.1019 | 1.0633 | 1.1202 | 1.1213 | 1.0257 | 1.0794 | 1.1245 | 1.0794 | 1.0976 | 1.1008 | 1.1127 | 1.0407 | 1.1051 | 1.074 | 1.0633 | 1.0847 | 1.0783 | 1.1019 | 1.059 | 1.0504 | 1.1245 | 1.1041 | 1.0815 | 1.0278 | 1.0815 | 1.1213 | 1.0504 | 1.0686 | 1.0686 | 1.0654 | 1.0235 | 1.089 | 1.0214 | 1.0235 | 1.0493 | 1.1116 | 1.0536 | 1.0869 | 1.0267 | 1.1008 | 1.1234 | 1.1019 | 1.0421 | 1.0661 | 1.0912 | 1.0475 | 1.0846 | 1.0672 | 1.0617 | 1.101 | 1.065 | 1.101 | 1.0737 | 1.1054 | 1.0912 | 1.125 | 1.0814 | 1.0672 | 1.0541 | 1.0421 | 1.1021 | 1.0388 | 1.0497 | 1.1196 | 1.0737 | 1.1457 | 1.0475 | 1.1108 | 1.1305 | 1.0541 | 1.065 | 1.0781 | 1.0934 | 1.1381 | 1.0814 | 1.1228 | 1.0683 | 1.1054 | 1.1163 | 1.0366 | 1.101 | 1.0945 | 1.0846 | 1.125 | 1.077 | 1.0868 | 1.1261 | 1.0781 | 1.0683 | 1.0748 | 1.0857 | 1.0497 | 1.0464 | 1.077 | 1.0857 | 1.0934 | 1.1174 | 1.1316 | 1.0694 | 1.1174 | 1.101 | 1.1196 | 1.0574 | 1.077 | 1.0519 | 1.1457 | 1.0552 | 1.1075 | 1.0879 | 1.1086 | 1.0377 | 1.1174 | 1.0814 | 1.125 | 1.0497 | 1.0497 | 1.0366 | 1.1206 | 1.0923 | 1.1348 | 1.0366 | 1.089 | 1.053 | 1.0704 | 1.1436 | 1.1326 | 1.0661 | 1.0781 | 1.0825 | 1.0464 | 1.0519 | 1.053 | 1.1206 | 1.1337 | 1.0934 | 1.0694 | 1.0595
ON_CHW_TSS | 541 | 230 | ON | 0.002601 | 541 | 24640 | 0.64089 | 0.70946 | 0.68385 | 0.67208 | 0.67001 | 0.66932 | 0.6887 | 0.70392 | 0.71223 | 0.66862 | 0.65755 | 0.68454 | 0.70808 | 0.6707 | 0.69769 | 0.70392 | 0.67347 | 0.66724 | 0.71984 | 0.6797 | 0.68039 | 0.68108 | 0.66655 | 0.67208 | 0.68593 | 0.66862 | 0.66586 | 0.68731 | 0.71361 | 0.68662 | 0.65963 | 0.67831 | 0.66724 | 0.69908 | 0.67001 | 0.69147 | 0.67624 | 0.65963 | 0.68039 | 0.72054 | 0.68108 | 0.67416 | 0.71292 | 0.65755 | 0.70462 | 0.68939 | 0.68039 | 0.71984 | 0.66447 | 0.7812 | 0.72751 | 0.7381 | 0.74793 | 0.77515 | 0.74036 | 0.74188 | 0.73356 | 0.78347 | 0.77364 | 0.72751 | 0.72524 | 0.73734 | 0.76381 | 0.77591 | 0.77818 | 0.79103 | 0.73583 | 0.75246 | 0.7381 | 0.77213 | 0.75776 | 0.74793 | 0.72373 | 0.7449 | 0.74717 | 0.75776 | 0.74641 | 0.72146 | 0.72221 | 0.71843 | 0.74793 | 0.7812 | 0.73205 | 0.74944 | 0.72448 | 0.72978 | 0.76456 | 0.74188 | 0.76532 | 0.78952 | 0.78045 | 0.76305 | 0.79406 | 0.75095 | 0.73961 | 0.7328 | 0.72221 | 0.74984 | 0.79829 | 0.76445 | 0.75907 | 0.78137 | 0.77983 | 0.77675 | 0.77675 | 0.74753 | 0.79214 | 0.79214 | 0.78291 | 0.73753 | 0.77368 | 0.79906 | 0.79214 | 0.75522 | 0.74676 | 0.80675 | 0.7583 | 0.79367 | 0.77522 | 0.73984 | 0.78368 | 0.74368 | 0.79521 | 0.74907 | 0.73061 | 0.78598 | 0.73753 | 0.74368 | 0.80675 | 0.75368 | 0.75599 | 0.75445 | 0.73522 | 0.78598 | 0.74753 | 0.77752 | 0.73061 | 0.74138 | 0.78214 | 0.7606 | 0.79214 | 0.78214 | 0.79983 | 0.80752 | 0.75676 | 0.83235 | 0.82354 | 0.84036 | 0.83235 | 0.76506 | 0.79951 | 0.82194 | 0.7931 | 0.83556 | 0.83636 | 0.76506 | 0.80511 | 0.83876 | 0.80511 | 0.81873 | 0.82114 | 0.82995 | 0.77627 | 0.82434 | 0.80111 | 0.7931 | 0.80912 | 0.80431 | 0.82194 | 0.78989 | 0.78348 | 0.83876 | 0.82354 | 0.80672 | 0.76666 | 0.80672 | 0.83636 | 0.78348 | 0.7971 | 0.7971 | 0.7947 | 0.76346 | 0.81232 | 0.76185 | 0.76346 | 0.78268 | 0.82915 | 0.78589 | 0.81072 | 0.76586 | 0.82114 | 0.83796 | 0.82194 | 0.7773 | 0.79521 | 0.81393 | 0.78137 | 0.80904 | 0.79602 | 0.79195 | 0.82125 | 0.79439 | 0.82125 | 0.8009 | 0.82451 | 0.81393 | 0.83916 | 0.8066 | 0.79602 | 0.78625 | 0.7773 | 0.82206 | 0.77486 | 0.783 | 0.83509 | 0.8009 | 0.85462 | 0.78137 | 0.82858 | 0.84323 | 0.78625 | 0.79439 | 0.80416 | 0.81555 | 0.84892 | 0.8066 | 0.83753 | 0.79683 | 0.82451 | 0.83265 | 0.77323 | 0.82125 | 0.81637 | 0.80904 | 0.83916 | 0.80334 | 0.81067 | 0.83997 | 0.80416 | 0.79683 | 0.80172 | 0.80986 | 0.783 | 0.78055 | 0.80334 | 0.80986 | 0.81555 | 0.83346 | 0.84404 | 0.79765 | 0.83346 | 0.82125 | 0.83509 | 0.78869 | 0.80334 | 0.78462 | 0.85462 | 0.78707 | 0.82613 | 0.81148 | 0.82695 | 0.77404 | 0.83346 | 0.8066 | 0.83916 | 0.783 | 0.783 | 0.77323 | 0.8359 | 0.81474 | 0.84648 | 0.77323 | 0.8123 | 0.78544 | 0.79846 | 0.85299 | 0.84485 | 0.79521 | 0.80416 | 0.80741 | 0.78055 | 0.78462 | 0.78544 | 0.8359 | 0.84567 | 0.81555 | 0.79765 | 0.79032
ON_CHX_TSS | 542 | 230 | ON | 0.001226 | 542 | 24640 | 0.30209 | 0.33441 | 0.32234 | 0.31679 | 0.31581 | 0.31549 | 0.32462 | 0.3318 | 0.33571 | 0.31516 | 0.30994 | 0.32266 | 0.33376 | 0.31614 | 0.32886 | 0.3318 | 0.31744 | 0.31451 | 0.3393 | 0.32038 | 0.32071 | 0.32103 | 0.31418 | 0.31679 | 0.32332 | 0.31516 | 0.31386 | 0.32397 | 0.33637 | 0.32364 | 0.31092 | 0.31973 | 0.31451 | 0.32952 | 0.31581 | 0.32593 | 0.31875 | 0.31092 | 0.32071 | 0.33963 | 0.32103 | 0.31777 | 0.33604 | 0.30994 | 0.33213 | 0.32495 | 0.32071 | 0.3393 | 0.3132 | 0.36823 | 0.34292 | 0.34791 | 0.35254 | 0.36537 | 0.34898 | 0.34969 | 0.34577 | 0.36929 | 0.36466 | 0.34292 | 0.34185 | 0.34755 | 0.36003 | 0.36573 | 0.3668 | 0.37286 | 0.34684 | 0.35468 | 0.34791 | 0.36395 | 0.35717 | 0.35254 | 0.34113 | 0.35112 | 0.35218 | 0.35717 | 0.35183 | 0.34006 | 0.34042 | 0.33864 | 0.35254 | 0.36823 | 0.34506 | 0.35325 | 0.34149 | 0.34399 | 0.36038 | 0.34969 | 0.36074 | 0.37215 | 0.36787 | 0.35967 | 0.37429 | 0.35397 | 0.34862 | 0.34541 | 0.34042 | 0.35344 | 0.37628 | 0.36033 | 0.35779 | 0.3683 | 0.36758 | 0.36613 | 0.36613 | 0.35235 | 0.37338 | 0.37338 | 0.36903 | 0.34764 | 0.36468 | 0.37664 | 0.37338 | 0.35598 | 0.35199 | 0.38027 | 0.35743 | 0.3741 | 0.3654 | 0.34873 | 0.36939 | 0.35054 | 0.37483 | 0.35308 | 0.34438 | 0.37048 | 0.34764 | 0.35054 | 0.38027 | 0.35525 | 0.35634 | 0.35562 | 0.34655 | 0.37048 | 0.35235 | 0.36649 | 0.34438 | 0.34945 | 0.36867 | 0.35852 | 0.37338 | 0.36867 | 0.377 | 0.38063 | 0.3567 | 0.39233 | 0.38818 | 0.39611 | 0.39233 | 0.36062 | 0.37685 | 0.38743 | 0.37383 | 0.39385 | 0.39422 | 0.36062 | 0.3795 | 0.39536 | 0.3795 | 0.38592 | 0.38705 | 0.3912 | 0.3659 | 0.38856 | 0.37761 | 0.37383 | 0.38138 | 0.37912 | 0.38743 | 0.37232 | 0.3693 | 0.39536 | 0.38818 | 0.38025 | 0.36137 | 0.38025 | 0.39422 | 0.3693 | 0.37572 | 0.37572 | 0.37459 | 0.35986 | 0.38289 | 0.35911 | 0.35986 | 0.36892 | 0.39082 | 0.37043 | 0.38214 | 0.36099 | 0.38705 | 0.39498 | 0.38743 | 0.36639 | 0.37483 | 0.38365 | 0.3683 | 0.38135 | 0.37521 | 0.37329 | 0.3871 | 0.37444 | 0.3871 | 0.37751 | 0.38864 | 0.38365 | 0.39554 | 0.3802 | 0.37521 | 0.37061 | 0.36639 | 0.38749 | 0.36523 | 0.36907 | 0.39362 | 0.37751 | 0.40283 | 0.3683 | 0.39056 | 0.39746 | 0.37061 | 0.37444 | 0.37905 | 0.38442 | 0.40015 | 0.3802 | 0.39478 | 0.37559 | 0.38864 | 0.39247 | 0.36447 | 0.3871 | 0.3848 | 0.38135 | 0.39554 | 0.37866 | 0.38212 | 0.39593 | 0.37905 | 0.37559 | 0.37789 | 0.38173 | 0.36907 | 0.36792 | 0.37866 | 0.38173 | 0.38442 | 0.39286 | 0.39784 | 0.37598 | 0.39286 | 0.3871 | 0.39362 | 0.37176 | 0.37866 | 0.36984 | 0.40283 | 0.37099 | 0.3894 | 0.3825 | 0.38979 | 0.36485 | 0.39286 | 0.3802 | 0.39554 | 0.36907 | 0.36907 | 0.36447 | 0.39401 | 0.38403 | 0.399 | 0.36447 | 0.38288 | 0.37022 | 0.37636 | 0.40206 | 0.39823 | 0.37483 | 0.37905 | 0.38058 | 0.36792 | 0.36984 | 0.37022 | 0.39401 | 0.39861 | 0.38442 | 0.37598 | 0.37252
ON_CKV_DSS | 543 | 230 | ON | 0.003487 | 543 | 24640 | 0.8592 | 0.95113 | 0.9168 | 0.90102 | 0.89824 | 0.89731 | 0.92329 | 0.94371 | 0.95484 | 0.89638 | 0.88154 | 0.91773 | 0.94927 | 0.89917 | 0.93536 | 0.94371 | 0.90288 | 0.89453 | 0.96505 | 0.91123 | 0.91216 | 0.91309 | 0.8936 | 0.90102 | 0.91958 | 0.89638 | 0.89267 | 0.92144 | 0.9567 | 0.92051 | 0.88432 | 0.90937 | 0.89453 | 0.93721 | 0.89824 | 0.927 | 0.90659 | 0.88432 | 0.91216 | 0.96598 | 0.91309 | 0.90381 | 0.95577 | 0.88154 | 0.94464 | 0.92422 | 0.91216 | 0.96505 | 0.89082 | 1.0473 | 0.97533 | 0.98952 | 1.0027 | 1.0392 | 0.99256 | 0.99459 | 0.98344 | 1.0504 | 1.0372 | 0.97533 | 0.97228 | 0.98851 | 1.024 | 1.0402 | 1.0433 | 1.0605 | 0.98648 | 1.0088 | 0.98952 | 1.0351 | 1.0159 | 1.0027 | 0.97026 | 0.99864 | 1.0017 | 1.0159 | 1.0007 | 0.96722 | 0.96823 | 0.96316 | 1.0027 | 1.0473 | 0.98141 | 1.0047 | 0.97127 | 0.97837 | 1.025 | 0.99459 | 1.026 | 1.0585 | 1.0463 | 1.023 | 1.0645 | 1.0068 | 0.99155 | 0.98242 | 0.96823 | 1.0053 | 1.0702 | 1.0248 | 1.0176 | 1.0475 | 1.0455 | 1.0413 | 1.0413 | 1.0022 | 1.062 | 1.062 | 1.0496 | 0.98876 | 1.0372 | 1.0712 | 1.062 | 1.0125 | 1.0011 | 1.0816 | 1.0166 | 1.064 | 1.0393 | 0.99186 | 1.0506 | 0.99701 | 1.0661 | 1.0042 | 0.97948 | 1.0537 | 0.98876 | 0.99701 | 1.0816 | 1.0104 | 1.0135 | 1.0114 | 0.98567 | 1.0537 | 1.0022 | 1.0424 | 0.97948 | 0.99392 | 1.0486 | 1.0197 | 1.062 | 1.0486 | 1.0723 | 1.0826 | 1.0145 | 1.1159 | 1.1041 | 1.1266 | 1.1159 | 1.0257 | 1.0718 | 1.1019 | 1.0633 | 1.1202 | 1.1213 | 1.0257 | 1.0794 | 1.1245 | 1.0794 | 1.0976 | 1.1008 | 1.1127 | 1.0407 | 1.1051 | 1.074 | 1.0633 | 1.0847 | 1.0783 | 1.1019 | 1.059 | 1.0504 | 1.1245 | 1.1041 | 1.0815 | 1.0278 | 1.0815 | 1.1213 | 1.0504 | 1.0686 | 1.0686 | 1.0654 | 1.0235 | 1.089 | 1.0214 | 1.0235 | 1.0493 | 1.1116 | 1.0536 | 1.0869 | 1.0267 | 1.1008 | 1.1234 | 1.1019 | 1.0421 | 1.0661 | 1.0912 | 1.0475 | 1.0846 | 1.0672 | 1.0617 | 1.101 | 1.065 | 1.101 | 1.0737 | 1.1054 | 1.0912 | 1.125 | 1.0814 | 1.0672 | 1.0541 | 1.0421 | 1.1021 | 1.0388 | 1.0497 | 1.1196 | 1.0737 | 1.1457 | 1.0475 | 1.1108 | 1.1305 | 1.0541 | 1.065 | 1.0781 | 1.0934 | 1.1381 | 1.0814 | 1.1228 | 1.0683 | 1.1054 | 1.1163 | 1.0366 | 1.101 | 1.0945 | 1.0846 | 1.125 | 1.077 | 1.0868 | 1.1261 | 1.0781 | 1.0683 | 1.0748 | 1.0857 | 1.0497 | 1.0464 | 1.077 | 1.0857 | 1.0934 | 1.1174 | 1.1316 | 1.0694 | 1.1174 | 1.101 | 1.1196 | 1.0574 | 1.077 | 1.0519 | 1.1457 | 1.0552 | 1.1075 | 1.0879 | 1.1086 | 1.0377 | 1.1174 | 1.0814 | 1.125 | 1.0497 | 1.0497 | 1.0366 | 1.1206 | 1.0923 | 1.1348 | 1.0366 | 1.089 | 1.053 | 1.0704 | 1.1436 | 1.1326 | 1.0661 | 1.0781 | 1.0825 | 1.0464 | 1.0519 | 1.053 | 1.1206 | 1.1337 | 1.0934 | 1.0694 | 1.0595
ON_CLA_DSS | 544 | 230 | ON | 0.001466 | 544 | 24640 | 0.36122 | 0.39987 | 0.38544 | 0.37881 | 0.37764 | 0.37725 | 0.38817 | 0.39675 | 0.40143 | 0.37686 | 0.37061 | 0.38583 | 0.39909 | 0.37803 | 0.39324 | 0.39675 | 0.37959 | 0.37608 | 0.40572 | 0.3831 | 0.38349 | 0.38388 | 0.37569 | 0.37881 | 0.38661 | 0.37686 | 0.3753 | 0.38739 | 0.40221 | 0.387 | 0.37178 | 0.38232 | 0.37608 | 0.39402 | 0.37764 | 0.38973 | 0.38115 | 0.37178 | 0.38349 | 0.40612 | 0.38388 | 0.37998 | 0.40182 | 0.37061 | 0.39714 | 0.38856 | 0.38349 | 0.40572 | 0.37452 | 0.44031 | 0.41005 | 0.41601 | 0.42155 | 0.4369 | 0.41729 | 0.41814 | 0.41346 | 0.44159 | 0.43605 | 0.41005 | 0.40877 | 0.41559 | 0.4305 | 0.43732 | 0.4386 | 0.44585 | 0.41473 | 0.42411 | 0.41601 | 0.43519 | 0.42709 | 0.42155 | 0.40791 | 0.41985 | 0.42113 | 0.42709 | 0.4207 | 0.40664 | 0.40706 | 0.40493 | 0.42155 | 0.44031 | 0.4126 | 0.42241 | 0.40834 | 0.41132 | 0.43093 | 0.41814 | 0.43136 | 0.445 | 0.43988 | 0.43008 | 0.44755 | 0.42326 | 0.41687 | 0.41303 | 0.40706 | 0.42263 | 0.44994 | 0.43087 | 0.42783 | 0.4404 | 0.43954 | 0.4378 | 0.4378 | 0.42133 | 0.44647 | 0.44647 | 0.44127 | 0.41569 | 0.43607 | 0.45037 | 0.44647 | 0.42566 | 0.4209 | 0.45471 | 0.4274 | 0.44734 | 0.43693 | 0.417 | 0.4417 | 0.41916 | 0.4482 | 0.4222 | 0.41179 | 0.443 | 0.41569 | 0.41916 | 0.45471 | 0.4248 | 0.4261 | 0.42523 | 0.41439 | 0.443 | 0.42133 | 0.43824 | 0.41179 | 0.41786 | 0.44084 | 0.4287 | 0.44647 | 0.44084 | 0.45081 | 0.45514 | 0.42653 | 0.46914 | 0.46417 | 0.47365 | 0.46914 | 0.43121 | 0.45062 | 0.46327 | 0.44701 | 0.47094 | 0.4714 | 0.43121 | 0.45379 | 0.47275 | 0.45379 | 0.46146 | 0.46282 | 0.46778 | 0.43753 | 0.46462 | 0.45153 | 0.44701 | 0.45604 | 0.45333 | 0.46327 | 0.44521 | 0.44159 | 0.47275 | 0.46417 | 0.45469 | 0.43211 | 0.45469 | 0.4714 | 0.44159 | 0.44927 | 0.44927 | 0.44792 | 0.43031 | 0.45785 | 0.4294 | 0.43031 | 0.44114 | 0.46733 | 0.44295 | 0.45695 | 0.43166 | 0.46282 | 0.4723 | 0.46327 | 0.43811 | 0.4482 | 0.45875 | 0.4404 | 0.456 | 0.44866 | 0.44637 | 0.46288 | 0.44774 | 0.46288 | 0.45141 | 0.46472 | 0.45875 | 0.47297 | 0.45462 | 0.44866 | 0.44315 | 0.43811 | 0.46334 | 0.43673 | 0.44132 | 0.47068 | 0.45141 | 0.48169 | 0.4404 | 0.46701 | 0.47527 | 0.44315 | 0.44774 | 0.45325 | 0.45967 | 0.47848 | 0.45462 | 0.47206 | 0.44912 | 0.46472 | 0.4693 | 0.43581 | 0.46288 | 0.46013 | 0.456 | 0.47297 | 0.45279 | 0.45692 | 0.47343 | 0.45325 | 0.44912 | 0.45187 | 0.45646 | 0.44132 | 0.43994 | 0.45279 | 0.45646 | 0.45967 | 0.46976 | 0.47573 | 0.44958 | 0.46976 | 0.46288 | 0.47068 | 0.44453 | 0.45279 | 0.44224 | 0.48169 | 0.44361 | 0.46563 | 0.45738 | 0.46609 | 0.43627 | 0.46976 | 0.45462 | 0.47297 | 0.44132 | 0.44132 | 0.43581 | 0.47114 | 0.45921 | 0.4771 | 0.43581 | 0.45783 | 0.4427 | 0.45004 | 0.48077 | 0.47619 | 0.4482 | 0.45325 | 0.45508 | 0.43994 | 0.44224 | 0.4427 | 0.47114 | 0.47664 | 0.45967 | 0.44958 | 0.44545
ON_CLA_JCT | 545 | 230 | ON | 0.001466 | 545 | 24640 | 0.36122 | 0.39987 | 0.38544 | 0.37881 | 0.37764 | 0.37725 | 0.38817 | 0.39675 | 0.40143 | 0.37686 | 0.37061 | 0.38583 | 0.39909 | 0.37803 | 0.39324 | 0.39675 | 0.37959 | 0.37608 | 0.40572 | 0.3831 | 0.38349 | 0.38388 | 0.37569 | 0.37881 | 0.38661 | 0.37686 | 0.3753 | 0.38739 | 0.40221 | 0.387 | 0.37178 | 0.38232 | 0.37608 | 0.39402 | 0.37764 | 0.38973 | 0.38115 | 0.37178 | 0.38349 | 0.40612 | 0.38388 | 0.37998 | 0.40182 | 0.37061 | 0.39714 | 0.38856 | 0.38349 | 0.40572 | 0.37452 | 0.44031 | 0.41005 | 0.41601 | 0.42155 | 0.4369 | 0.41729 | 0.41814 | 0.41346 | 0.44159 | 0.43605 | 0.41005 | 0.40877 | 0.41559 | 0.4305 | 0.43732 | 0.4386 | 0.44585 | 0.41473 | 0.42411 | 0.41601 | 0.43519 | 0.42709 | 0.42155 | 0.40791 | 0.41985 | 0.42113 | 0.42709 | 0.4207 | 0.40664 | 0.40706 | 0.40493 | 0.42155 | 0.44031 | 0.4126 | 0.42241 | 0.40834 | 0.41132 | 0.43093 | 0.41814 | 0.43136 | 0.445 | 0.43988 | 0.43008 | 0.44755 | 0.42326 | 0.41687 | 0.41303 | 0.40706 | 0.42263 | 0.44994 | 0.43087 | 0.42783 | 0.4404 | 0.43954 | 0.4378 | 0.4378 | 0.42133 | 0.44647 | 0.44647 | 0.44127 | 0.41569 | 0.43607 | 0.45037 | 0.44647 | 0.42566 | 0.4209 | 0.45471 | 0.4274 | 0.44734 | 0.43693 | 0.417 | 0.4417 | 0.41916 | 0.4482 | 0.4222 | 0.41179 | 0.443 | 0.41569 | 0.41916 | 0.45471 | 0.4248 | 0.4261 | 0.42523 | 0.41439 | 0.443 | 0.42133 | 0.43824 | 0.41179 | 0.41786 | 0.44084 | 0.4287 | 0.44647 | 0.44084 | 0.45081 | 0.45514 | 0.42653 | 0.46914 | 0.46417 | 0.47365 | 0.46914 | 0.43121 | 0.45062 | 0.46327 | 0.44701 | 0.47094 | 0.4714 | 0.43121 | 0.45379 | 0.47275 | 0.45379 | 0.46146 | 0.46282 | 0.46778 | 0.43753 | 0.46462 | 0.45153 | 0.44701 | 0.45604 | 0.45333 | 0.46327 | 0.44521 | 0.44159 | 0.47275 | 0.46417 | 0.45469 | 0.43211 | 0.45469 | 0.4714 | 0.44159 | 0.44927 | 0.44927 | 0.44792 | 0.43031 | 0.45785 | 0.4294 | 0.43031 | 0.44114 | 0.46733 | 0.44295 | 0.45695 | 0.43166 | 0.46282 | 0.4723 | 0.46327 | 0.43811 | 0.4482 | 0.45875 | 0.4404 | 0.456 | 0.44866 | 0.44637 | 0.46288 | 0.44774 | 0.46288 | 0.45141 | 0.46472 | 0.45875 | 0.47297 | 0.45462 | 0.44866 | 0.44315 | 0.43811 | 0.46334 | 0.43673 | 0.44132 | 0.47068 | 0.45141 | 0.48169 | 0.4404 | 0.46701 | 0.47527 | 0.44315 | 0.44774 | 0.45325 | 0.45967 | 0.47848 | 0.45462 | 0.47206 | 0.44912 | 0.46472 | 0.4693 | 0.43581 | 0.46288 | 0.46013 | 0.456 | 0.47297 | 0.45279 | 0.45692 | 0.47343 | 0.45325 | 0.44912 | 0.45187 | 0.45646 | 0.44132 | 0.43994 | 0.45279 | 0.45646 | 0.45967 | 0.46976 | 0.47573 | 0.44958 | 0.46976 | 0.46288 | 0.47068 | 0.44453 | 0.45279 | 0.44224 | 0.48169 | 0.44361 | 0.46563 | 0.45738 | 0.46609 | 0.43627 | 0.46976 | 0.45462 | 0.47297 | 0.44132 | 0.44132 | 0.43581 | 0.47114 | 0.45921 | 0.4771 | 0.43581 | 0.45783 | 0.4427 | 0.45004 | 0.48077 | 0.47619 | 0.4482 | 0.45325 | 0.45508 | 0.43994 | 0.44224 | 0.4427 | 0.47114 | 0.47664 | 0.45967 | 0.44958 | 0.44545
ON_CLB_JCT | 546 | 230 | ON | 0.002601 | 546 | 24640 | 0.64089 | 0.70946 | 0.68385 | 0.67208 | 0.67001 | 0.66932 | 0.6887 | 0.70392 | 0.71223 | 0.66862 | 0.65755 | 0.68454 | 0.70808 | 0.6707 | 0.69769 | 0.70392 | 0.67347 | 0.66724 | 0.71984 | 0.6797 | 0.68039 | 0.68108 | 0.66655 | 0.67208 | 0.68593 | 0.66862 | 0.66586 | 0.68731 | 0.71361 | 0.68662 | 0.65963 | 0.67831 | 0.66724 | 0.69908 | 0.67001 | 0.69147 | 0.67624 | 0.65963 | 0.68039 | 0.72054 | 0.68108 | 0.67416 | 0.71292 | 0.65755 | 0.70462 | 0.68939 | 0.68039 | 0.71984 | 0.66447 | 0.7812 | 0.72751 | 0.7381 | 0.74793 | 0.77515 | 0.74036 | 0.74188 | 0.73356 | 0.78347 | 0.77364 | 0.72751 | 0.72524 | 0.73734 | 0.76381 | 0.77591 | 0.77818 | 0.79103 | 0.73583 | 0.75246 | 0.7381 | 0.77213 | 0.75776 | 0.74793 | 0.72373 | 0.7449 | 0.74717 | 0.75776 | 0.74641 | 0.72146 | 0.72221 | 0.71843 | 0.74793 | 0.7812 | 0.73205 | 0.74944 | 0.72448 | 0.72978 | 0.76456 | 0.74188 | 0.76532 | 0.78952 | 0.78045 | 0.76305 | 0.79406 | 0.75095 | 0.73961 | 0.7328 | 0.72221 | 0.74984 | 0.79829 | 0.76445 | 0.75907 | 0.78137 | 0.77983 | 0.77675 | 0.77675 | 0.74753 | 0.79214 | 0.79214 | 0.78291 | 0.73753 | 0.77368 | 0.79906 | 0.79214 | 0.75522 | 0.74676 | 0.80675 | 0.7583 | 0.79367 | 0.77522 | 0.73984 | 0.78368 | 0.74368 | 0.79521 | 0.74907 | 0.73061 | 0.78598 | 0.73753 | 0.74368 | 0.80675 | 0.75368 | 0.75599 | 0.75445 | 0.73522 | 0.78598 | 0.74753 | 0.77752 | 0.73061 | 0.74138 | 0.78214 | 0.7606 | 0.79214 | 0.78214 | 0.79983 | 0.80752 | 0.75676 | 0.83235 | 0.82354 | 0.84036 | 0.83235 | 0.76506 | 0.79951 | 0.82194 | 0.7931 | 0.83556 | 0.83636 | 0.76506 | 0.80511 | 0.83876 | 0.80511 | 0.81873 | 0.82114 | 0.82995 | 0.77627 | 0.82434 | 0.80111 | 0.7931 | 0.80912 | 0.80431 | 0.82194 | 0.78989 | 0.78348 | 0.83876 | 0.82354 | 0.80672 | 0.76666 | 0.80672 | 0.83636 | 0.78348 | 0.7971 | 0.7971 | 0.7947 | 0.76346 | 0.81232 | 0.76185 | 0.76346 | 0.78268 | 0.82915 | 0.78589 | 0.81072 | 0.76586 | 0.82114 | 0.83796 | 0.82194 | 0.7773 | 0.79521 | 0.81393 | 0.78137 | 0.80904 | 0.79602 | 0.79195 | 0.82125 | 0.79439 | 0.82125 | 0.8009 | 0.82451 | 0.81393 | 0.83916 | 0.8066 | 0.79602 | 0.78625 | 0.7773 | 0.82206 | 0.77486 | 0.783 | 0.83509 | 0.8009 | 0.85462 | 0.78137 | 0.82858 | 0.84323 | 0.78625 | 0.79439 | 0.80416 | 0.81555 | 0.84892 | 0.8066 | 0.83753 | 0.79683 | 0.82451 | 0.83265 | 0.77323 | 0.82125 | 0.81637 | 0.80904 | 0.83916 | 0.80334 | 0.81067 | 0.83997 | 0.80416 | 0.79683 | 0.80172 | 0.80986 | 0.783 | 0.78055 | 0.80334 | 0.80986 | 0.81555 | 0.83346 | 0.84404 | 0.79765 | 0.83346 | 0.82125 | 0.83509 | 0.78869 | 0.80334 | 0.78462 | 0.85462 | 0.78707 | 0.82613 | 0.81148 | 0.82695 | 0.77404 | 0.83346 | 0.8066 | 0.83916 | 0.783 | 0.783 | 0.77323 | 0.8359 | 0.81474 | 0.84648 | 0.77323 | 0.8123 | 0.78544 | 0.79846 | 0.85299 | 0.84485 | 0.79521 | 0.80416 | 0.80741 | 0.78055 | 0.78462 | 0.78544 | 0.8359 | 0.84567 | 0.81555 | 0.79765 | 0.79032
ON_CLG_JCT | 547 | 500 | ON | 0.005654 | 547 | 24640 | 1.3931 | 1.5422 | 1.4865 | 1.461 | 1.4565 | 1.4549 | 1.4971 | 1.5302 | 1.5482 | 1.4534 | 1.4294 | 1.488 | 1.5392 | 1.458 | 1.5166 | 1.5302 | 1.464 | 1.4504 | 1.5648 | 1.4775 | 1.479 | 1.4805 | 1.4489 | 1.461 | 1.4911 | 1.4534 | 1.4474 | 1.4941 | 1.5512 | 1.4926 | 1.4339 | 1.4745 | 1.4504 | 1.5196 | 1.4565 | 1.5031 | 1.47 | 1.4339 | 1.479 | 1.5663 | 1.4805 | 1.4655 | 1.5497 | 1.4294 | 1.5317 | 1.4986 | 1.479 | 1.5648 | 1.4444 | 1.6982 | 1.5814 | 1.6045 | 1.6258 | 1.685 | 1.6094 | 1.6127 | 1.5946 | 1.7031 | 1.6817 | 1.5814 | 1.5765 | 1.6028 | 1.6604 | 1.6867 | 1.6916 | 1.7195 | 1.5995 | 1.6357 | 1.6045 | 1.6784 | 1.6472 | 1.6258 | 1.5732 | 1.6193 | 1.6242 | 1.6472 | 1.6225 | 1.5683 | 1.5699 | 1.5617 | 1.6258 | 1.6982 | 1.5913 | 1.6291 | 1.5749 | 1.5864 | 1.662 | 1.6127 | 1.6636 | 1.7162 | 1.6965 | 1.6587 | 1.7261 | 1.6324 | 1.6077 | 1.593 | 1.5699 | 1.63 | 1.7353 | 1.6617 | 1.65 | 1.6985 | 1.6952 | 1.6885 | 1.6885 | 1.625 | 1.7219 | 1.7219 | 1.7019 | 1.6032 | 1.6818 | 1.737 | 1.7219 | 1.6417 | 1.6233 | 1.7537 | 1.6484 | 1.7253 | 1.6851 | 1.6082 | 1.7035 | 1.6166 | 1.7286 | 1.6283 | 1.5882 | 1.7086 | 1.6032 | 1.6166 | 1.7537 | 1.6383 | 1.6434 | 1.64 | 1.5982 | 1.7086 | 1.625 | 1.6902 | 1.5882 | 1.6116 | 1.7002 | 1.6534 | 1.7219 | 1.7002 | 1.7386 | 1.7554 | 1.645 | 1.8093 | 1.7902 | 1.8268 | 1.8093 | 1.6631 | 1.7379 | 1.7867 | 1.724 | 1.8163 | 1.8181 | 1.6631 | 1.7501 | 1.8233 | 1.7501 | 1.7797 | 1.785 | 1.8041 | 1.6874 | 1.7919 | 1.7414 | 1.724 | 1.7588 | 1.7484 | 1.7867 | 1.7171 | 1.7031 | 1.8233 | 1.7902 | 1.7536 | 1.6666 | 1.7536 | 1.8181 | 1.7031 | 1.7327 | 1.7327 | 1.7275 | 1.6596 | 1.7658 | 1.6561 | 1.6596 | 1.7014 | 1.8024 | 1.7083 | 1.7623 | 1.6648 | 1.785 | 1.8215 | 1.7867 | 1.6897 | 1.7286 | 1.7693 | 1.6985 | 1.7587 | 1.7304 | 1.7215 | 1.7852 | 1.7268 | 1.7852 | 1.741 | 1.7923 | 1.7693 | 1.8241 | 1.7534 | 1.7304 | 1.7091 | 1.6897 | 1.787 | 1.6844 | 1.7021 | 1.8153 | 1.741 | 1.8578 | 1.6985 | 1.8011 | 1.833 | 1.7091 | 1.7268 | 1.7481 | 1.7728 | 1.8454 | 1.7534 | 1.8206 | 1.7321 | 1.7923 | 1.81 | 1.6808 | 1.7852 | 1.7746 | 1.7587 | 1.8241 | 1.7463 | 1.7622 | 1.8259 | 1.7481 | 1.7321 | 1.7428 | 1.7604 | 1.7021 | 1.6968 | 1.7463 | 1.7604 | 1.7728 | 1.8118 | 1.8348 | 1.7339 | 1.8118 | 1.7852 | 1.8153 | 1.7144 | 1.7463 | 1.7056 | 1.8578 | 1.7109 | 1.7958 | 1.764 | 1.7976 | 1.6826 | 1.8118 | 1.7534 | 1.8241 | 1.7021 | 1.7021 | 1.6808 | 1.8171 | 1.7711 | 1.8401 | 1.6808 | 1.7658 | 1.7074 | 1.7357 | 1.8542 | 1.8365 | 1.7286 | 1.7481 | 1.7551 | 1.6968 | 1.7056 | 1.7074 | 1.8171 | 1.8383 | 1.7728 | 1.7339 | 1.718
ON_CLG_TSS | 548 | 230 | ON | 0.002601 | 548 | 24640 | 0.64089 | 0.70946 | 0.68385 | 0.67208 | 0.67001 | 0.66932 | 0.6887 | 0.70392 | 0.71223 | 0.66862 | 0.65755 | 0.68454 | 0.70808 | 0.6707 | 0.69769 | 0.70392 | 0.67347 | 0.66724 | 0.71984 | 0.6797 | 0.68039 | 0.68108 | 0.66655 | 0.67208 | 0.68593 | 0.66862 | 0.66586 | 0.68731 | 0.71361 | 0.68662 | 0.65963 | 0.67831 | 0.66724 | 0.69908 | 0.67001 | 0.69147 | 0.67624 | 0.65963 | 0.68039 | 0.72054 | 0.68108 | 0.67416 | 0.71292 | 0.65755 | 0.70462 | 0.68939 | 0.68039 | 0.71984 | 0.66447 | 0.7812 | 0.72751 | 0.7381 | 0.74793 | 0.77515 | 0.74036 | 0.74188 | 0.73356 | 0.78347 | 0.77364 | 0.72751 | 0.72524 | 0.73734 | 0.76381 | 0.77591 | 0.77818 | 0.79103 | 0.73583 | 0.75246 | 0.7381 | 0.77213 | 0.75776 | 0.74793 | 0.72373 | 0.7449 | 0.74717 | 0.75776 | 0.74641 | 0.72146 | 0.72221 | 0.71843 | 0.74793 | 0.7812 | 0.73205 | 0.74944 | 0.72448 | 0.72978 | 0.76456 | 0.74188 | 0.76532 | 0.78952 | 0.78045 | 0.76305 | 0.79406 | 0.75095 | 0.73961 | 0.7328 | 0.72221 | 0.74984 | 0.79829 | 0.76445 | 0.75907 | 0.78137 | 0.77983 | 0.77675 | 0.77675 | 0.74753 | 0.79214 | 0.79214 | 0.78291 | 0.73753 | 0.77368 | 0.79906 | 0.79214 | 0.75522 | 0.74676 | 0.80675 | 0.7583 | 0.79367 | 0.77522 | 0.73984 | 0.78368 | 0.74368 | 0.79521 | 0.74907 | 0.73061 | 0.78598 | 0.73753 | 0.74368 | 0.80675 | 0.75368 | 0.75599 | 0.75445 | 0.73522 | 0.78598 | 0.74753 | 0.77752 | 0.73061 | 0.74138 | 0.78214 | 0.7606 | 0.79214 | 0.78214 | 0.79983 | 0.80752 | 0.75676 | 0.83235 | 0.82354 | 0.84036 | 0.83235 | 0.76506 | 0.79951 | 0.82194 | 0.7931 | 0.83556 | 0.83636 | 0.76506 | 0.80511 | 0.83876 | 0.80511 | 0.81873 | 0.82114 | 0.82995 | 0.77627 | 0.82434 | 0.80111 | 0.7931 | 0.80912 | 0.80431 | 0.82194 | 0.78989 | 0.78348 | 0.83876 | 0.82354 | 0.80672 | 0.76666 | 0.80672 | 0.83636 | 0.78348 | 0.7971 | 0.7971 | 0.7947 | 0.76346 | 0.81232 | 0.76185 | 0.76346 | 0.78268 | 0.82915 | 0.78589 | 0.81072 | 0.76586 | 0.82114 | 0.83796 | 0.82194 | 0.7773 | 0.79521 | 0.81393 | 0.78137 | 0.80904 | 0.79602 | 0.79195 | 0.82125 | 0.79439 | 0.82125 | 0.8009 | 0.82451 | 0.81393 | 0.83916 | 0.8066 | 0.79602 | 0.78625 | 0.7773 | 0.82206 | 0.77486 | 0.783 | 0.83509 | 0.8009 | 0.85462 | 0.78137 | 0.82858 | 0.84323 | 0.78625 | 0.79439 | 0.80416 | 0.81555 | 0.84892 | 0.8066 | 0.83753 | 0.79683 | 0.82451 | 0.83265 | 0.77323 | 0.82125 | 0.81637 | 0.80904 | 0.83916 | 0.80334 | 0.81067 | 0.83997 | 0.80416 | 0.79683 | 0.80172 | 0.80986 | 0.783 | 0.78055 | 0.80334 | 0.80986 | 0.81555 | 0.83346 | 0.84404 | 0.79765 | 0.83346 | 0.82125 | 0.83509 | 0.78869 | 0.80334 | 0.78462 | 0.85462 | 0.78707 | 0.82613 | 0.81148 | 0.82695 | 0.77404 | 0.83346 | 0.8066 | 0.83916 | 0.783 | 0.783 | 0.77323 | 0.8359 | 0.81474 | 0.84648 | 0.77323 | 0.8123 | 0.78544 | 0.79846 | 0.85299 | 0.84485 | 0.79521 | 0.80416 | 0.80741 | 0.78055 | 0.78462 | 0.78544 | 0.8359 | 0.84567 | 0.81555 | 0.79765 | 0.79032
ON_CLK_JCT | 549 | 230 | ON | 0.001387 | 549 | 24640 | 0.34176 | 0.37832 | 0.36467 | 0.35839 | 0.35729 | 0.35692 | 0.36725 | 0.37537 | 0.3798 | 0.35655 | 0.35064 | 0.36504 | 0.37759 | 0.35766 | 0.37205 | 0.37537 | 0.35913 | 0.35581 | 0.38386 | 0.36245 | 0.36282 | 0.36319 | 0.35544 | 0.35839 | 0.36578 | 0.35655 | 0.35507 | 0.36651 | 0.38054 | 0.36614 | 0.35175 | 0.36172 | 0.35581 | 0.37279 | 0.35729 | 0.36873 | 0.36061 | 0.35175 | 0.36282 | 0.38423 | 0.36319 | 0.3595 | 0.38017 | 0.35064 | 0.37574 | 0.36762 | 0.36282 | 0.38386 | 0.35433 | 0.41658 | 0.38795 | 0.39359 | 0.39884 | 0.41335 | 0.3948 | 0.39561 | 0.39117 | 0.41779 | 0.41255 | 0.38795 | 0.38674 | 0.39319 | 0.40731 | 0.41376 | 0.41497 | 0.42182 | 0.39238 | 0.40126 | 0.39359 | 0.41174 | 0.40408 | 0.39884 | 0.38593 | 0.39722 | 0.39843 | 0.40408 | 0.39803 | 0.38472 | 0.38513 | 0.38311 | 0.39884 | 0.41658 | 0.39037 | 0.39964 | 0.38634 | 0.38916 | 0.40771 | 0.39561 | 0.40811 | 0.42102 | 0.41618 | 0.4069 | 0.42344 | 0.40045 | 0.3944 | 0.39077 | 0.38513 | 0.39986 | 0.42569 | 0.40765 | 0.40478 | 0.41667 | 0.41585 | 0.41421 | 0.41421 | 0.39863 | 0.42241 | 0.42241 | 0.41749 | 0.39329 | 0.41257 | 0.4261 | 0.42241 | 0.40273 | 0.39822 | 0.4302 | 0.40437 | 0.42323 | 0.41339 | 0.39452 | 0.4179 | 0.39657 | 0.42405 | 0.39945 | 0.3896 | 0.41913 | 0.39329 | 0.39657 | 0.4302 | 0.40191 | 0.40314 | 0.40232 | 0.39206 | 0.41913 | 0.39863 | 0.41462 | 0.3896 | 0.39534 | 0.41708 | 0.4056 | 0.42241 | 0.41708 | 0.42651 | 0.43061 | 0.40355 | 0.44386 | 0.43916 | 0.44813 | 0.44386 | 0.40797 | 0.42634 | 0.4383 | 0.42292 | 0.44557 | 0.44599 | 0.40797 | 0.42933 | 0.44727 | 0.42933 | 0.43659 | 0.43788 | 0.44258 | 0.41395 | 0.43958 | 0.4272 | 0.42292 | 0.43147 | 0.4289 | 0.4383 | 0.42122 | 0.4178 | 0.44727 | 0.43916 | 0.43019 | 0.40883 | 0.43019 | 0.44599 | 0.4178 | 0.42506 | 0.42506 | 0.42378 | 0.40712 | 0.43318 | 0.40626 | 0.40712 | 0.41737 | 0.44215 | 0.41908 | 0.43232 | 0.4084 | 0.43788 | 0.44685 | 0.4383 | 0.4145 | 0.42405 | 0.43403 | 0.41667 | 0.43143 | 0.42448 | 0.42231 | 0.43794 | 0.42361 | 0.43794 | 0.42709 | 0.43967 | 0.43403 | 0.44749 | 0.43012 | 0.42448 | 0.41927 | 0.4145 | 0.43837 | 0.4132 | 0.41754 | 0.44532 | 0.42709 | 0.45573 | 0.41667 | 0.44184 | 0.44966 | 0.41927 | 0.42361 | 0.42882 | 0.4349 | 0.45269 | 0.43012 | 0.44662 | 0.42492 | 0.43967 | 0.44401 | 0.41233 | 0.43794 | 0.43533 | 0.43143 | 0.44749 | 0.42839 | 0.4323 | 0.44792 | 0.42882 | 0.42492 | 0.42752 | 0.43186 | 0.41754 | 0.41624 | 0.42839 | 0.43186 | 0.4349 | 0.44445 | 0.45009 | 0.42535 | 0.44445 | 0.43794 | 0.44532 | 0.42058 | 0.42839 | 0.41841 | 0.45573 | 0.41971 | 0.44054 | 0.43273 | 0.44098 | 0.41276 | 0.44445 | 0.43012 | 0.44749 | 0.41754 | 0.41754 | 0.41233 | 0.44575 | 0.43447 | 0.45139 | 0.41233 | 0.43316 | 0.41884 | 0.42578 | 0.45486 | 0.45052 | 0.42405 | 0.42882 | 0.43056 | 0.41624 | 0.41841 | 0.41884 | 0.44575 | 0.45096 | 0.4349 | 0.42535 | 0.42144
ON_CLV_TSS | 550 | 230 | ON | 0.003203 | 550 | 24640 | 0.78922 | 0.87367 | 0.84213 | 0.82764 | 0.82508 | 0.82423 | 0.84809 | 0.86685 | 0.87708 | 0.82338 | 0.80974 | 0.84298 | 0.87196 | 0.82593 | 0.85918 | 0.86685 | 0.82934 | 0.82167 | 0.88645 | 0.83701 | 0.83787 | 0.83872 | 0.82082 | 0.82764 | 0.84469 | 0.82338 | 0.81997 | 0.84639 | 0.87878 | 0.84554 | 0.8123 | 0.83531 | 0.82167 | 0.86088 | 0.82508 | 0.8515 | 0.83275 | 0.8123 | 0.83787 | 0.8873 | 0.83872 | 0.8302 | 0.87793 | 0.80974 | 0.8677 | 0.84895 | 0.83787 | 0.88645 | 0.81826 | 0.96201 | 0.89589 | 0.90893 | 0.92103 | 0.95456 | 0.91172 | 0.91358 | 0.90334 | 0.9648 | 0.9527 | 0.89589 | 0.8931 | 0.908 | 0.94059 | 0.95549 | 0.95829 | 0.97412 | 0.90613 | 0.92662 | 0.90893 | 0.95084 | 0.93314 | 0.92103 | 0.89123 | 0.91731 | 0.9201 | 0.93314 | 0.91917 | 0.88844 | 0.88937 | 0.88471 | 0.92103 | 0.96201 | 0.90148 | 0.9229 | 0.89216 | 0.89868 | 0.94152 | 0.91358 | 0.94245 | 0.97225 | 0.96108 | 0.93966 | 0.97784 | 0.92476 | 0.91079 | 0.90241 | 0.88937 | 0.92339 | 0.98305 | 0.94138 | 0.93475 | 0.96222 | 0.96032 | 0.95653 | 0.95653 | 0.92055 | 0.97547 | 0.97547 | 0.96411 | 0.90823 | 0.95275 | 0.984 | 0.97547 | 0.93002 | 0.9196 | 0.99347 | 0.9338 | 0.97737 | 0.95464 | 0.91107 | 0.96506 | 0.91581 | 0.97926 | 0.92244 | 0.89971 | 0.9679 | 0.90823 | 0.91581 | 0.99347 | 0.92812 | 0.93096 | 0.92907 | 0.90539 | 0.9679 | 0.92055 | 0.95748 | 0.89971 | 0.91297 | 0.96316 | 0.93665 | 0.97547 | 0.96316 | 0.98495 | 0.99442 | 0.93191 | 1.025 | 1.0141 | 1.0349 | 1.025 | 0.94213 | 0.98455 | 1.0122 | 0.97666 | 1.0289 | 1.0299 | 0.94213 | 0.99146 | 1.0329 | 0.99146 | 1.0082 | 1.0112 | 1.022 | 0.95594 | 1.0151 | 0.98652 | 0.97666 | 0.99639 | 0.99047 | 1.0122 | 0.97271 | 0.96482 | 1.0329 | 1.0141 | 0.99343 | 0.9441 | 0.99343 | 1.0299 | 0.96482 | 0.98159 | 0.98159 | 0.97863 | 0.94016 | 1.0003 | 0.93818 | 0.94016 | 0.96383 | 1.0211 | 0.96778 | 0.99836 | 0.94312 | 1.0112 | 1.0319 | 1.0122 | 0.9572 | 0.97926 | 1.0023 | 0.96222 | 0.99629 | 0.98026 | 0.97525 | 1.0113 | 0.97825 | 1.0113 | 0.98627 | 1.0153 | 1.0023 | 1.0334 | 0.99329 | 0.98026 | 0.96823 | 0.9572 | 1.0123 | 0.9542 | 0.96422 | 1.0284 | 0.98627 | 1.0524 | 0.96222 | 1.0203 | 1.0384 | 0.96823 | 0.97825 | 0.99028 | 1.0043 | 1.0454 | 0.99329 | 1.0314 | 0.98126 | 1.0153 | 1.0254 | 0.95219 | 1.0113 | 1.0053 | 0.99629 | 1.0334 | 0.98928 | 0.9983 | 1.0344 | 0.99028 | 0.98126 | 0.98727 | 0.9973 | 0.96422 | 0.96121 | 0.98928 | 0.9973 | 1.0043 | 1.0264 | 1.0394 | 0.98226 | 1.0264 | 1.0113 | 1.0284 | 0.97124 | 0.98928 | 0.96623 | 1.0524 | 0.96923 | 1.0173 | 0.9993 | 1.0183 | 0.9532 | 1.0264 | 0.99329 | 1.0334 | 0.96422 | 0.96422 | 0.95219 | 1.0294 | 1.0033 | 1.0424 | 0.95219 | 1.0003 | 0.96723 | 0.98326 | 1.0504 | 1.0404 | 0.97926 | 0.99028 | 0.99429 | 0.96121 | 0.96623 | 0.96723 | 1.0294 | 1.0414 | 1.0043 | 0.98226 | 0.97324
ON_CMB_JCT | 551 | 230 | ON | 0.002429 | 551 | 24640 | 0.59851 | 0.66255 | 0.63863 | 0.62764 | 0.6257 | 0.62506 | 0.64315 | 0.65737 | 0.66513 | 0.62441 | 0.61407 | 0.63928 | 0.66125 | 0.62635 | 0.65156 | 0.65737 | 0.62893 | 0.62312 | 0.67224 | 0.63475 | 0.6354 | 0.63604 | 0.62247 | 0.62764 | 0.64057 | 0.62441 | 0.62182 | 0.64186 | 0.66642 | 0.64121 | 0.61601 | 0.63346 | 0.62312 | 0.65285 | 0.6257 | 0.64574 | 0.63152 | 0.61601 | 0.6354 | 0.67289 | 0.63604 | 0.62958 | 0.66578 | 0.61407 | 0.65802 | 0.6438 | 0.6354 | 0.67224 | 0.62053 | 0.72954 | 0.6794 | 0.68929 | 0.69847 | 0.72389 | 0.69141 | 0.69282 | 0.68505 | 0.73166 | 0.72248 | 0.6794 | 0.67728 | 0.68858 | 0.7133 | 0.7246 | 0.72672 | 0.73872 | 0.68717 | 0.70271 | 0.68929 | 0.72107 | 0.70765 | 0.69847 | 0.67587 | 0.69564 | 0.69776 | 0.70765 | 0.69706 | 0.67375 | 0.67446 | 0.67092 | 0.69847 | 0.72954 | 0.68364 | 0.69988 | 0.67657 | 0.68152 | 0.71401 | 0.69282 | 0.71471 | 0.73731 | 0.72884 | 0.71259 | 0.74155 | 0.70129 | 0.6907 | 0.68434 | 0.67446 | 0.70025 | 0.7455 | 0.7139 | 0.70887 | 0.7297 | 0.72826 | 0.72539 | 0.72539 | 0.6981 | 0.73975 | 0.73975 | 0.73113 | 0.68876 | 0.72252 | 0.74622 | 0.73975 | 0.70528 | 0.69738 | 0.7534 | 0.70815 | 0.74119 | 0.72395 | 0.69091 | 0.73185 | 0.69451 | 0.74263 | 0.69953 | 0.6823 | 0.73401 | 0.68876 | 0.69451 | 0.7534 | 0.70384 | 0.706 | 0.70456 | 0.68661 | 0.73401 | 0.6981 | 0.72611 | 0.6823 | 0.69235 | 0.73042 | 0.71031 | 0.73975 | 0.73042 | 0.74693 | 0.75412 | 0.70672 | 0.77731 | 0.76908 | 0.78479 | 0.77731 | 0.71447 | 0.74664 | 0.76758 | 0.74065 | 0.7803 | 0.78105 | 0.71447 | 0.75187 | 0.78329 | 0.75187 | 0.76459 | 0.76684 | 0.77506 | 0.72494 | 0.76983 | 0.74813 | 0.74065 | 0.75561 | 0.75112 | 0.76758 | 0.73766 | 0.73167 | 0.78329 | 0.76908 | 0.75337 | 0.71596 | 0.75337 | 0.78105 | 0.73167 | 0.74439 | 0.74439 | 0.74215 | 0.71297 | 0.75861 | 0.71147 | 0.71297 | 0.73092 | 0.77432 | 0.73392 | 0.75711 | 0.71521 | 0.76684 | 0.78255 | 0.76758 | 0.7259 | 0.74262 | 0.7601 | 0.7297 | 0.75554 | 0.74338 | 0.73958 | 0.76694 | 0.74186 | 0.76694 | 0.74794 | 0.76998 | 0.7601 | 0.78367 | 0.75326 | 0.74338 | 0.73426 | 0.7259 | 0.7677 | 0.72362 | 0.73122 | 0.77986 | 0.74794 | 0.79811 | 0.7297 | 0.77378 | 0.78747 | 0.73426 | 0.74186 | 0.75098 | 0.76162 | 0.79279 | 0.75326 | 0.78215 | 0.74414 | 0.76998 | 0.77758 | 0.7221 | 0.76694 | 0.76238 | 0.75554 | 0.78367 | 0.75022 | 0.75706 | 0.78443 | 0.75098 | 0.74414 | 0.7487 | 0.7563 | 0.73122 | 0.72894 | 0.75022 | 0.7563 | 0.76162 | 0.77834 | 0.78823 | 0.7449 | 0.77834 | 0.76694 | 0.77986 | 0.73654 | 0.75022 | 0.73274 | 0.79811 | 0.73502 | 0.7715 | 0.75782 | 0.77226 | 0.72286 | 0.77834 | 0.75326 | 0.78367 | 0.73122 | 0.73122 | 0.7221 | 0.78062 | 0.76086 | 0.79051 | 0.7221 | 0.75858 | 0.7335 | 0.74566 | 0.79659 | 0.78899 | 0.74262 | 0.75098 | 0.75402 | 0.72894 | 0.73274 | 0.7335 | 0.78062 | 0.78975 | 0.76162 | 0.7449 | 0.73806
ON_COF_JCT | 552 | 230 | ON | 0.001017 | 552 | 24640 | 0.25059 | 0.2774 | 0.26739 | 0.26279 | 0.26198 | 0.2617 | 0.26928 | 0.27524 | 0.27848 | 0.26143 | 0.2571 | 0.26766 | 0.27686 | 0.26225 | 0.2728 | 0.27524 | 0.26333 | 0.26089 | 0.28146 | 0.26576 | 0.26604 | 0.26631 | 0.26062 | 0.26279 | 0.2682 | 0.26143 | 0.26035 | 0.26874 | 0.27903 | 0.26847 | 0.25792 | 0.26522 | 0.26089 | 0.27334 | 0.26198 | 0.27037 | 0.26441 | 0.25792 | 0.26604 | 0.28173 | 0.26631 | 0.2636 | 0.27875 | 0.2571 | 0.27551 | 0.26955 | 0.26604 | 0.28146 | 0.25981 | 0.30545 | 0.28446 | 0.2886 | 0.29244 | 0.30309 | 0.28949 | 0.29008 | 0.28682 | 0.30634 | 0.3025 | 0.28446 | 0.28357 | 0.2883 | 0.29865 | 0.30338 | 0.30427 | 0.3093 | 0.28771 | 0.29422 | 0.2886 | 0.3019 | 0.29629 | 0.29244 | 0.28298 | 0.29126 | 0.29215 | 0.29629 | 0.29185 | 0.28209 | 0.28239 | 0.28091 | 0.29244 | 0.30545 | 0.28623 | 0.29303 | 0.28328 | 0.28535 | 0.29895 | 0.29008 | 0.29924 | 0.30871 | 0.30516 | 0.29836 | 0.31048 | 0.29362 | 0.28919 | 0.28653 | 0.28239 | 0.29319 | 0.31213 | 0.2989 | 0.2968 | 0.30552 | 0.30492 | 0.30371 | 0.30371 | 0.29229 | 0.30973 | 0.30973 | 0.30612 | 0.28838 | 0.30251 | 0.31243 | 0.30973 | 0.29529 | 0.29199 | 0.31544 | 0.2965 | 0.31033 | 0.30311 | 0.28928 | 0.30642 | 0.29078 | 0.31093 | 0.29289 | 0.28567 | 0.30732 | 0.28838 | 0.29078 | 0.31544 | 0.29469 | 0.29559 | 0.29499 | 0.28748 | 0.30732 | 0.29229 | 0.30401 | 0.28567 | 0.28988 | 0.30582 | 0.2974 | 0.30973 | 0.30582 | 0.31273 | 0.31574 | 0.2959 | 0.32545 | 0.32201 | 0.32858 | 0.32545 | 0.29914 | 0.31261 | 0.32138 | 0.3101 | 0.32671 | 0.32702 | 0.29914 | 0.3148 | 0.32796 | 0.3148 | 0.32013 | 0.32107 | 0.32451 | 0.30353 | 0.32232 | 0.31324 | 0.3101 | 0.31637 | 0.31449 | 0.32138 | 0.30885 | 0.30634 | 0.32796 | 0.32201 | 0.31543 | 0.29977 | 0.31543 | 0.32702 | 0.30634 | 0.31167 | 0.31167 | 0.31073 | 0.29851 | 0.31762 | 0.29789 | 0.29851 | 0.30603 | 0.3242 | 0.30728 | 0.31699 | 0.29945 | 0.32107 | 0.32764 | 0.32138 | 0.30393 | 0.31093 | 0.31825 | 0.30552 | 0.31634 | 0.31125 | 0.30966 | 0.32111 | 0.31061 | 0.32111 | 0.31316 | 0.32238 | 0.31825 | 0.32811 | 0.31538 | 0.31125 | 0.30743 | 0.30393 | 0.32143 | 0.30297 | 0.30615 | 0.32652 | 0.31316 | 0.33416 | 0.30552 | 0.32398 | 0.3297 | 0.30743 | 0.31061 | 0.31443 | 0.31888 | 0.33193 | 0.31538 | 0.32748 | 0.31156 | 0.32238 | 0.32557 | 0.30234 | 0.32111 | 0.3192 | 0.31634 | 0.32811 | 0.31411 | 0.31697 | 0.32843 | 0.31443 | 0.31156 | 0.31347 | 0.31666 | 0.30615 | 0.3052 | 0.31411 | 0.31666 | 0.31888 | 0.32589 | 0.33002 | 0.31188 | 0.32589 | 0.32111 | 0.32652 | 0.30838 | 0.31411 | 0.30679 | 0.33416 | 0.30775 | 0.32302 | 0.31729 | 0.32334 | 0.30265 | 0.32589 | 0.31538 | 0.32811 | 0.30615 | 0.30615 | 0.30234 | 0.32684 | 0.31857 | 0.33098 | 0.30234 | 0.31761 | 0.30711 | 0.3122 | 0.33352 | 0.33034 | 0.31093 | 0.31443 | 0.3157 | 0.3052 | 0.30679 | 0.30711 | 0.32684 | 0.33066 | 0.31888 | 0.31188 | 0.30902
ON_COM_GSS | 553 | 230 | ON | 0.00213 | 553 | 24640 | 0.52483 | 0.58099 | 0.56002 | 0.55038 | 0.54868 | 0.54811 | 0.56398 | 0.57645 | 0.58326 | 0.54755 | 0.53848 | 0.56058 | 0.57986 | 0.54925 | 0.57135 | 0.57645 | 0.55151 | 0.54641 | 0.58949 | 0.55662 | 0.55718 | 0.55775 | 0.54585 | 0.55038 | 0.56172 | 0.54755 | 0.54528 | 0.56285 | 0.58439 | 0.56228 | 0.54018 | 0.55548 | 0.54641 | 0.57249 | 0.54868 | 0.56625 | 0.55378 | 0.54018 | 0.55718 | 0.59006 | 0.55775 | 0.55208 | 0.58382 | 0.53848 | 0.57702 | 0.56455 | 0.55718 | 0.58949 | 0.54415 | 0.63974 | 0.59577 | 0.60444 | 0.61249 | 0.63478 | 0.6063 | 0.60754 | 0.60072 | 0.6416 | 0.63355 | 0.59577 | 0.59391 | 0.60382 | 0.62549 | 0.6354 | 0.63726 | 0.64779 | 0.60258 | 0.61621 | 0.60444 | 0.63231 | 0.62054 | 0.61249 | 0.59267 | 0.61001 | 0.61187 | 0.62054 | 0.61125 | 0.59081 | 0.59143 | 0.58834 | 0.61249 | 0.63974 | 0.59948 | 0.61373 | 0.59329 | 0.59763 | 0.62611 | 0.60754 | 0.62673 | 0.64655 | 0.63912 | 0.62488 | 0.65027 | 0.61497 | 0.60568 | 0.6001 | 0.59143 | 0.61405 | 0.65373 | 0.62602 | 0.62161 | 0.63988 | 0.63862 | 0.6361 | 0.6361 | 0.61216 | 0.64869 | 0.64869 | 0.64113 | 0.60398 | 0.63358 | 0.65436 | 0.64869 | 0.61846 | 0.61153 | 0.66066 | 0.62098 | 0.64995 | 0.63484 | 0.60587 | 0.64176 | 0.60902 | 0.65121 | 0.61342 | 0.59831 | 0.64365 | 0.60398 | 0.60902 | 0.66066 | 0.6172 | 0.61909 | 0.61783 | 0.60209 | 0.64365 | 0.61216 | 0.63673 | 0.59831 | 0.60713 | 0.6405 | 0.62287 | 0.64869 | 0.6405 | 0.65499 | 0.66129 | 0.61972 | 0.68163 | 0.67441 | 0.68819 | 0.68163 | 0.62652 | 0.65473 | 0.6731 | 0.64948 | 0.68425 | 0.68491 | 0.62652 | 0.65932 | 0.68687 | 0.65932 | 0.67047 | 0.67244 | 0.67966 | 0.6357 | 0.67507 | 0.65604 | 0.64948 | 0.6626 | 0.65866 | 0.6731 | 0.64686 | 0.64161 | 0.68687 | 0.67441 | 0.66063 | 0.62783 | 0.66063 | 0.68491 | 0.64161 | 0.65276 | 0.65276 | 0.65079 | 0.62521 | 0.66522 | 0.62389 | 0.62521 | 0.64095 | 0.679 | 0.64358 | 0.66391 | 0.62717 | 0.67244 | 0.68622 | 0.6731 | 0.63654 | 0.65121 | 0.66654 | 0.63988 | 0.66254 | 0.65187 | 0.64854 | 0.67254 | 0.65054 | 0.67254 | 0.65587 | 0.6752 | 0.66654 | 0.6872 | 0.66054 | 0.65187 | 0.64387 | 0.63654 | 0.6732 | 0.63454 | 0.64121 | 0.68387 | 0.65587 | 0.69986 | 0.63988 | 0.67853 | 0.69053 | 0.64387 | 0.65054 | 0.65854 | 0.66787 | 0.6952 | 0.66054 | 0.68587 | 0.65254 | 0.6752 | 0.68187 | 0.63321 | 0.67254 | 0.66854 | 0.66254 | 0.6872 | 0.65787 | 0.66387 | 0.68787 | 0.65854 | 0.65254 | 0.65654 | 0.6632 | 0.64121 | 0.63921 | 0.65787 | 0.6632 | 0.66787 | 0.68253 | 0.6912 | 0.65321 | 0.68253 | 0.67254 | 0.68387 | 0.64587 | 0.65787 | 0.64254 | 0.69986 | 0.64454 | 0.67653 | 0.66454 | 0.6772 | 0.63388 | 0.68253 | 0.66054 | 0.6872 | 0.64121 | 0.64121 | 0.63321 | 0.68453 | 0.6672 | 0.6932 | 0.63321 | 0.6652 | 0.64321 | 0.65387 | 0.69853 | 0.69187 | 0.65121 | 0.65854 | 0.6612 | 0.63921 | 0.64254 | 0.64321 | 0.68453 | 0.69253 | 0.66787 | 0.65321 | 0.64721
ON_COM_JCT | 554 | 230 | ON | 0.00213 | 554 | 24640 | 0.52483 | 0.58099 | 0.56002 | 0.55038 | 0.54868 | 0.54811 | 0.56398 | 0.57645 | 0.58326 | 0.54755 | 0.53848 | 0.56058 | 0.57986 | 0.54925 | 0.57135 | 0.57645 | 0.55151 | 0.54641 | 0.58949 | 0.55662 | 0.55718 | 0.55775 | 0.54585 | 0.55038 | 0.56172 | 0.54755 | 0.54528 | 0.56285 | 0.58439 | 0.56228 | 0.54018 | 0.55548 | 0.54641 | 0.57249 | 0.54868 | 0.56625 | 0.55378 | 0.54018 | 0.55718 | 0.59006 | 0.55775 | 0.55208 | 0.58382 | 0.53848 | 0.57702 | 0.56455 | 0.55718 | 0.58949 | 0.54415 | 0.63974 | 0.59577 | 0.60444 | 0.61249 | 0.63478 | 0.6063 | 0.60754 | 0.60072 | 0.6416 | 0.63355 | 0.59577 | 0.59391 | 0.60382 | 0.62549 | 0.6354 | 0.63726 | 0.64779 | 0.60258 | 0.61621 | 0.60444 | 0.63231 | 0.62054 | 0.61249 | 0.59267 | 0.61001 | 0.61187 | 0.62054 | 0.61125 | 0.59081 | 0.59143 | 0.58834 | 0.61249 | 0.63974 | 0.59948 | 0.61373 | 0.59329 | 0.59763 | 0.62611 | 0.60754 | 0.62673 | 0.64655 | 0.63912 | 0.62488 | 0.65027 | 0.61497 | 0.60568 | 0.6001 | 0.59143 | 0.61405 | 0.65373 | 0.62602 | 0.62161 | 0.63988 | 0.63862 | 0.6361 | 0.6361 | 0.61216 | 0.64869 | 0.64869 | 0.64113 | 0.60398 | 0.63358 | 0.65436 | 0.64869 | 0.61846 | 0.61153 | 0.66066 | 0.62098 | 0.64995 | 0.63484 | 0.60587 | 0.64176 | 0.60902 | 0.65121 | 0.61342 | 0.59831 | 0.64365 | 0.60398 | 0.60902 | 0.66066 | 0.6172 | 0.61909 | 0.61783 | 0.60209 | 0.64365 | 0.61216 | 0.63673 | 0.59831 | 0.60713 | 0.6405 | 0.62287 | 0.64869 | 0.6405 | 0.65499 | 0.66129 | 0.61972 | 0.68163 | 0.67441 | 0.68819 | 0.68163 | 0.62652 | 0.65473 | 0.6731 | 0.64948 | 0.68425 | 0.68491 | 0.62652 | 0.65932 | 0.68687 | 0.65932 | 0.67047 | 0.67244 | 0.67966 | 0.6357 | 0.67507 | 0.65604 | 0.64948 | 0.6626 | 0.65866 | 0.6731 | 0.64686 | 0.64161 | 0.68687 | 0.67441 | 0.66063 | 0.62783 | 0.66063 | 0.68491 | 0.64161 | 0.65276 | 0.65276 | 0.65079 | 0.62521 | 0.66522 | 0.62389 | 0.62521 | 0.64095 | 0.679 | 0.64358 | 0.66391 | 0.62717 | 0.67244 | 0.68622 | 0.6731 | 0.63654 | 0.65121 | 0.66654 | 0.63988 | 0.66254 | 0.65187 | 0.64854 | 0.67254 | 0.65054 | 0.67254 | 0.65587 | 0.6752 | 0.66654 | 0.6872 | 0.66054 | 0.65187 | 0.64387 | 0.63654 | 0.6732 | 0.63454 | 0.64121 | 0.68387 | 0.65587 | 0.69986 | 0.63988 | 0.67853 | 0.69053 | 0.64387 | 0.65054 | 0.65854 | 0.66787 | 0.6952 | 0.66054 | 0.68587 | 0.65254 | 0.6752 | 0.68187 | 0.63321 | 0.67254 | 0.66854 | 0.66254 | 0.6872 | 0.65787 | 0.66387 | 0.68787 | 0.65854 | 0.65254 | 0.65654 | 0.6632 | 0.64121 | 0.63921 | 0.65787 | 0.6632 | 0.66787 | 0.68253 | 0.6912 | 0.65321 | 0.68253 | 0.67254 | 0.68387 | 0.64587 | 0.65787 | 0.64254 | 0.69986 | 0.64454 | 0.67653 | 0.66454 | 0.6772 | 0.63388 | 0.68253 | 0.66054 | 0.6872 | 0.64121 | 0.64121 | 0.63321 | 0.68453 | 0.6672 | 0.6932 | 0.63321 | 0.6652 | 0.64321 | 0.65387 | 0.69853 | 0.69187 | 0.65121 | 0.65854 | 0.6612 | 0.63921 | 0.64254 | 0.64321 | 0.68453 | 0.69253 | 0.66787 | 0.65321 | 0.64721
ON_CON_JCT | 555 | 230 | ON | 0.001321 | 555 | 24640 | 0.32549 | 0.36032 | 0.34732 | 0.34134 | 0.34028 | 0.33993 | 0.34978 | 0.35751 | 0.36173 | 0.33958 | 0.33396 | 0.34767 | 0.35962 | 0.34064 | 0.35435 | 0.35751 | 0.34204 | 0.33888 | 0.3656 | 0.34521 | 0.34556 | 0.34591 | 0.33853 | 0.34134 | 0.34837 | 0.33958 | 0.33818 | 0.34907 | 0.36243 | 0.34872 | 0.33501 | 0.3445 | 0.33888 | 0.35505 | 0.34028 | 0.35118 | 0.34345 | 0.33501 | 0.34556 | 0.36595 | 0.34591 | 0.34239 | 0.36208 | 0.33396 | 0.35786 | 0.35013 | 0.34556 | 0.3656 | 0.33747 | 0.39676 | 0.36949 | 0.37487 | 0.37986 | 0.39369 | 0.37602 | 0.37679 | 0.37256 | 0.39791 | 0.39292 | 0.36949 | 0.36834 | 0.37448 | 0.38792 | 0.39407 | 0.39522 | 0.40175 | 0.37371 | 0.38216 | 0.37487 | 0.39215 | 0.38485 | 0.37986 | 0.36757 | 0.37832 | 0.37947 | 0.38485 | 0.37909 | 0.36642 | 0.3668 | 0.36488 | 0.37986 | 0.39676 | 0.37179 | 0.38063 | 0.36795 | 0.37064 | 0.38831 | 0.37679 | 0.38869 | 0.40098 | 0.39637 | 0.38754 | 0.40329 | 0.38139 | 0.37563 | 0.37218 | 0.3668 | 0.38083 | 0.40544 | 0.38825 | 0.38552 | 0.39684 | 0.39606 | 0.3945 | 0.3945 | 0.37966 | 0.40231 | 0.40231 | 0.39762 | 0.37458 | 0.39294 | 0.40583 | 0.40231 | 0.38356 | 0.37927 | 0.40973 | 0.38512 | 0.40309 | 0.39372 | 0.37575 | 0.39801 | 0.3777 | 0.40387 | 0.38044 | 0.37106 | 0.39919 | 0.37458 | 0.3777 | 0.40973 | 0.38278 | 0.38395 | 0.38317 | 0.37341 | 0.39919 | 0.37966 | 0.39489 | 0.37106 | 0.37653 | 0.39723 | 0.3863 | 0.40231 | 0.39723 | 0.40622 | 0.41012 | 0.38434 | 0.42274 | 0.41826 | 0.4268 | 0.42274 | 0.38856 | 0.40605 | 0.41745 | 0.4028 | 0.42436 | 0.42477 | 0.38856 | 0.4089 | 0.42599 | 0.4089 | 0.41582 | 0.41704 | 0.42152 | 0.39426 | 0.41867 | 0.40687 | 0.4028 | 0.41094 | 0.4085 | 0.41745 | 0.40117 | 0.39792 | 0.42599 | 0.41826 | 0.40972 | 0.38937 | 0.40972 | 0.42477 | 0.39792 | 0.40483 | 0.40483 | 0.40361 | 0.38775 | 0.41256 | 0.38693 | 0.38775 | 0.39751 | 0.42111 | 0.39914 | 0.41175 | 0.38897 | 0.41704 | 0.42558 | 0.41745 | 0.39478 | 0.40387 | 0.41338 | 0.39684 | 0.4109 | 0.40428 | 0.40222 | 0.4171 | 0.40346 | 0.4171 | 0.40676 | 0.41875 | 0.41338 | 0.42619 | 0.40966 | 0.40428 | 0.39932 | 0.39478 | 0.41751 | 0.39354 | 0.39767 | 0.42413 | 0.40676 | 0.43405 | 0.39684 | 0.42082 | 0.42826 | 0.39932 | 0.40346 | 0.40842 | 0.4142 | 0.43115 | 0.40966 | 0.42537 | 0.4047 | 0.41875 | 0.42289 | 0.39271 | 0.4171 | 0.41462 | 0.4109 | 0.42619 | 0.408 | 0.41172 | 0.42661 | 0.40842 | 0.4047 | 0.40718 | 0.41131 | 0.39767 | 0.39643 | 0.408 | 0.41131 | 0.4142 | 0.4233 | 0.42867 | 0.40511 | 0.4233 | 0.4171 | 0.42413 | 0.40056 | 0.408 | 0.3985 | 0.43405 | 0.39974 | 0.41958 | 0.41214 | 0.41999 | 0.39312 | 0.4233 | 0.40966 | 0.42619 | 0.39767 | 0.39767 | 0.39271 | 0.42454 | 0.41379 | 0.42991 | 0.39271 | 0.41255 | 0.39891 | 0.40552 | 0.43322 | 0.42909 | 0.40387 | 0.40842 | 0.41007 | 0.39643 | 0.3985 | 0.39891 | 0.42454 | 0.4295 | 0.4142 | 0.40511 | 0.40139
ON_COW_JCT | 556 | 230 | ON | 0.001171 | 556 | 24640 | 0.28853 | 0.31941 | 0.30788 | 0.30258 | 0.30165 | 0.30133 | 0.31006 | 0.31691 | 0.32065 | 0.30102 | 0.29604 | 0.30819 | 0.31878 | 0.30196 | 0.31411 | 0.31691 | 0.3032 | 0.3004 | 0.32408 | 0.30601 | 0.30632 | 0.30663 | 0.30009 | 0.30258 | 0.30881 | 0.30102 | 0.29978 | 0.30944 | 0.32128 | 0.30912 | 0.29697 | 0.30538 | 0.3004 | 0.31473 | 0.30165 | 0.31131 | 0.30445 | 0.29697 | 0.30632 | 0.32439 | 0.30663 | 0.30352 | 0.32097 | 0.29604 | 0.31723 | 0.31037 | 0.30632 | 0.32408 | 0.29915 | 0.35171 | 0.32753 | 0.3323 | 0.33673 | 0.34898 | 0.33332 | 0.334 | 0.33026 | 0.35273 | 0.3483 | 0.32753 | 0.32651 | 0.33196 | 0.34388 | 0.34932 | 0.35034 | 0.35613 | 0.33128 | 0.33877 | 0.3323 | 0.34762 | 0.34115 | 0.33673 | 0.32583 | 0.33536 | 0.33638 | 0.34115 | 0.33604 | 0.32481 | 0.32515 | 0.32345 | 0.33673 | 0.35171 | 0.32958 | 0.33741 | 0.32617 | 0.32855 | 0.34422 | 0.334 | 0.34456 | 0.35545 | 0.35137 | 0.34353 | 0.35749 | 0.33809 | 0.33298 | 0.32992 | 0.32515 | 0.33759 | 0.3594 | 0.34416 | 0.34174 | 0.35178 | 0.35109 | 0.3497 | 0.3497 | 0.33655 | 0.35663 | 0.35663 | 0.35247 | 0.33205 | 0.34832 | 0.35974 | 0.35663 | 0.34001 | 0.3362 | 0.36321 | 0.34139 | 0.35732 | 0.34901 | 0.33308 | 0.35282 | 0.33482 | 0.35801 | 0.33724 | 0.32893 | 0.35386 | 0.33205 | 0.33482 | 0.36321 | 0.33932 | 0.34036 | 0.33966 | 0.33101 | 0.35386 | 0.33655 | 0.35005 | 0.32893 | 0.33378 | 0.35213 | 0.34243 | 0.35663 | 0.35213 | 0.36009 | 0.36355 | 0.3407 | 0.37473 | 0.37077 | 0.37834 | 0.37473 | 0.34444 | 0.35995 | 0.37005 | 0.35706 | 0.37618 | 0.37654 | 0.34444 | 0.36247 | 0.37762 | 0.36247 | 0.3686 | 0.36968 | 0.37365 | 0.34949 | 0.37113 | 0.36067 | 0.35706 | 0.36427 | 0.36211 | 0.37005 | 0.35562 | 0.35273 | 0.37762 | 0.37077 | 0.36319 | 0.34516 | 0.36319 | 0.37654 | 0.35273 | 0.35886 | 0.35886 | 0.35778 | 0.34372 | 0.36572 | 0.343 | 0.34372 | 0.35237 | 0.37329 | 0.35382 | 0.365 | 0.3448 | 0.36968 | 0.37726 | 0.37005 | 0.34995 | 0.35801 | 0.36644 | 0.35178 | 0.36424 | 0.35838 | 0.35654 | 0.36974 | 0.35764 | 0.36974 | 0.36058 | 0.3712 | 0.36644 | 0.3778 | 0.36314 | 0.35838 | 0.35398 | 0.34995 | 0.3701 | 0.34885 | 0.35251 | 0.37597 | 0.36058 | 0.38476 | 0.35178 | 0.37303 | 0.37963 | 0.35398 | 0.35764 | 0.36204 | 0.36717 | 0.3822 | 0.36314 | 0.37707 | 0.35874 | 0.3712 | 0.37487 | 0.34812 | 0.36974 | 0.36754 | 0.36424 | 0.3778 | 0.36167 | 0.36497 | 0.37816 | 0.36204 | 0.35874 | 0.36094 | 0.36461 | 0.35251 | 0.35141 | 0.36167 | 0.36461 | 0.36717 | 0.37523 | 0.38 | 0.35911 | 0.37523 | 0.36974 | 0.37597 | 0.35508 | 0.36167 | 0.35325 | 0.38476 | 0.35435 | 0.37194 | 0.36534 | 0.3723 | 0.34848 | 0.37523 | 0.36314 | 0.3778 | 0.35251 | 0.35251 | 0.34812 | 0.37633 | 0.36681 | 0.3811 | 0.34812 | 0.36571 | 0.35361 | 0.35948 | 0.38403 | 0.38036 | 0.35801 | 0.36204 | 0.36351 | 0.35141 | 0.35325 | 0.35361 | 0.37633 | 0.38073 | 0.36717 | 0.35911 | 0.35581
ON_CR2_JCT | 557 | 230 | ON | 0.001263 | 557 | 24640 | 0.3112 | 0.3445 | 0.33207 | 0.32635 | 0.32534 | 0.32501 | 0.33442 | 0.34181 | 0.34585 | 0.32467 | 0.31929 | 0.3324 | 0.34383 | 0.32568 | 0.33879 | 0.34181 | 0.32702 | 0.324 | 0.34954 | 0.33005 | 0.33039 | 0.33072 | 0.32366 | 0.32635 | 0.33307 | 0.32467 | 0.32333 | 0.33375 | 0.34652 | 0.33341 | 0.3203 | 0.32938 | 0.324 | 0.33946 | 0.32534 | 0.33576 | 0.32837 | 0.3203 | 0.33039 | 0.34988 | 0.33072 | 0.32736 | 0.34618 | 0.31929 | 0.34215 | 0.33476 | 0.33039 | 0.34954 | 0.32266 | 0.37934 | 0.35327 | 0.35841 | 0.36318 | 0.3764 | 0.35951 | 0.36024 | 0.3562 | 0.38044 | 0.37567 | 0.35327 | 0.35216 | 0.35804 | 0.37089 | 0.37677 | 0.37787 | 0.38411 | 0.3573 | 0.36538 | 0.35841 | 0.37493 | 0.36795 | 0.36318 | 0.35143 | 0.36171 | 0.36281 | 0.36795 | 0.36245 | 0.35033 | 0.35069 | 0.34886 | 0.36318 | 0.37934 | 0.35547 | 0.36391 | 0.3518 | 0.35437 | 0.37126 | 0.36024 | 0.37163 | 0.38338 | 0.37897 | 0.37052 | 0.38558 | 0.36465 | 0.35914 | 0.35584 | 0.35069 | 0.36411 | 0.38763 | 0.3712 | 0.36859 | 0.37942 | 0.37867 | 0.37718 | 0.37718 | 0.36299 | 0.38465 | 0.38465 | 0.38017 | 0.35813 | 0.37568 | 0.38801 | 0.38465 | 0.36672 | 0.36261 | 0.39174 | 0.36822 | 0.38539 | 0.37643 | 0.35925 | 0.38054 | 0.36112 | 0.38614 | 0.36373 | 0.35477 | 0.38166 | 0.35813 | 0.36112 | 0.39174 | 0.36597 | 0.3671 | 0.36635 | 0.35701 | 0.38166 | 0.36299 | 0.37755 | 0.35477 | 0.36 | 0.37979 | 0.36934 | 0.38465 | 0.37979 | 0.38838 | 0.39212 | 0.36747 | 0.40418 | 0.3999 | 0.40807 | 0.40418 | 0.3715 | 0.38823 | 0.39912 | 0.38511 | 0.40573 | 0.40612 | 0.3715 | 0.39095 | 0.40729 | 0.39095 | 0.39756 | 0.39873 | 0.40301 | 0.37694 | 0.40029 | 0.389 | 0.38511 | 0.39289 | 0.39056 | 0.39912 | 0.38356 | 0.38045 | 0.40729 | 0.3999 | 0.39173 | 0.37228 | 0.39173 | 0.40612 | 0.38045 | 0.38706 | 0.38706 | 0.38589 | 0.37072 | 0.39445 | 0.36994 | 0.37072 | 0.38006 | 0.40262 | 0.38161 | 0.39367 | 0.37189 | 0.39873 | 0.4069 | 0.39912 | 0.37744 | 0.38614 | 0.39523 | 0.37942 | 0.39286 | 0.38653 | 0.38456 | 0.39879 | 0.38574 | 0.39879 | 0.3889 | 0.40037 | 0.39523 | 0.40748 | 0.39167 | 0.38653 | 0.38179 | 0.37744 | 0.39918 | 0.37626 | 0.38021 | 0.4055 | 0.3889 | 0.41499 | 0.37942 | 0.40234 | 0.40946 | 0.38179 | 0.38574 | 0.39049 | 0.39602 | 0.41222 | 0.39167 | 0.40669 | 0.38693 | 0.40037 | 0.40432 | 0.37547 | 0.39879 | 0.39641 | 0.39286 | 0.40748 | 0.39009 | 0.39365 | 0.40788 | 0.39049 | 0.38693 | 0.3893 | 0.39325 | 0.38021 | 0.37902 | 0.39009 | 0.39325 | 0.39602 | 0.40471 | 0.40985 | 0.38732 | 0.40471 | 0.39879 | 0.4055 | 0.38298 | 0.39009 | 0.381 | 0.41499 | 0.38219 | 0.40116 | 0.39404 | 0.40155 | 0.37586 | 0.40471 | 0.39167 | 0.40748 | 0.38021 | 0.38021 | 0.37547 | 0.4059 | 0.39562 | 0.41104 | 0.37547 | 0.39444 | 0.3814 | 0.38772 | 0.4142 | 0.41025 | 0.38614 | 0.39049 | 0.39207 | 0.37902 | 0.381 | 0.3814 | 0.4059 | 0.41064 | 0.39602 | 0.38732 | 0.38377
ON_CRO_DSS | 558 | 230 | ON | 0.001216 | 558 | 24640 | 0.29962 | 0.33168 | 0.31971 | 0.31421 | 0.31324 | 0.31291 | 0.32197 | 0.32909 | 0.33298 | 0.31259 | 0.30741 | 0.32003 | 0.33103 | 0.31356 | 0.32618 | 0.32909 | 0.31486 | 0.31194 | 0.33654 | 0.31777 | 0.31809 | 0.31841 | 0.31162 | 0.31421 | 0.32068 | 0.31259 | 0.3113 | 0.32133 | 0.33362 | 0.321 | 0.30838 | 0.31712 | 0.31194 | 0.32683 | 0.31324 | 0.32327 | 0.31615 | 0.30838 | 0.31809 | 0.33686 | 0.31841 | 0.31518 | 0.3333 | 0.30741 | 0.32942 | 0.3223 | 0.31809 | 0.33654 | 0.31065 | 0.36522 | 0.34012 | 0.34507 | 0.34967 | 0.36239 | 0.34613 | 0.34684 | 0.34295 | 0.36628 | 0.36169 | 0.34012 | 0.33906 | 0.34472 | 0.35709 | 0.36275 | 0.36381 | 0.36982 | 0.34401 | 0.35179 | 0.34507 | 0.36098 | 0.35426 | 0.34967 | 0.33835 | 0.34825 | 0.34931 | 0.35426 | 0.34896 | 0.33729 | 0.33764 | 0.33588 | 0.34967 | 0.36522 | 0.34224 | 0.35037 | 0.33871 | 0.34118 | 0.35744 | 0.34684 | 0.3578 | 0.36911 | 0.36487 | 0.35674 | 0.37123 | 0.35108 | 0.34578 | 0.34259 | 0.33764 | 0.35056 | 0.37321 | 0.35739 | 0.35487 | 0.3653 | 0.36458 | 0.36314 | 0.36314 | 0.34948 | 0.37033 | 0.37033 | 0.36602 | 0.34481 | 0.3617 | 0.37357 | 0.37033 | 0.35308 | 0.34912 | 0.37716 | 0.35451 | 0.37105 | 0.36242 | 0.34588 | 0.36638 | 0.34768 | 0.37177 | 0.3502 | 0.34157 | 0.36746 | 0.34481 | 0.34768 | 0.37716 | 0.35236 | 0.35343 | 0.35272 | 0.34373 | 0.36746 | 0.34948 | 0.3635 | 0.34157 | 0.3466 | 0.36566 | 0.35559 | 0.37033 | 0.36566 | 0.37393 | 0.37752 | 0.35379 | 0.38913 | 0.38501 | 0.39288 | 0.38913 | 0.35767 | 0.37378 | 0.38427 | 0.37078 | 0.39063 | 0.39101 | 0.35767 | 0.3764 | 0.39213 | 0.3764 | 0.38277 | 0.38389 | 0.38801 | 0.36292 | 0.38539 | 0.37453 | 0.37078 | 0.37827 | 0.37603 | 0.38427 | 0.36928 | 0.36629 | 0.39213 | 0.38501 | 0.37715 | 0.35842 | 0.37715 | 0.39101 | 0.36629 | 0.37266 | 0.37266 | 0.37153 | 0.35693 | 0.37977 | 0.35618 | 0.35693 | 0.36591 | 0.38764 | 0.36741 | 0.37902 | 0.35805 | 0.38389 | 0.39176 | 0.38427 | 0.3634 | 0.37177 | 0.38052 | 0.3653 | 0.37824 | 0.37215 | 0.37025 | 0.38395 | 0.37139 | 0.38395 | 0.37443 | 0.38547 | 0.38052 | 0.39232 | 0.3771 | 0.37215 | 0.36758 | 0.3634 | 0.38433 | 0.36226 | 0.36606 | 0.39041 | 0.37443 | 0.39955 | 0.3653 | 0.38737 | 0.39422 | 0.36758 | 0.37139 | 0.37595 | 0.38128 | 0.39688 | 0.3771 | 0.39156 | 0.37253 | 0.38547 | 0.38927 | 0.36149 | 0.38395 | 0.38166 | 0.37824 | 0.39232 | 0.37557 | 0.379 | 0.3927 | 0.37595 | 0.37253 | 0.37481 | 0.37862 | 0.36606 | 0.36492 | 0.37557 | 0.37862 | 0.38128 | 0.38965 | 0.3946 | 0.37291 | 0.38965 | 0.38395 | 0.39041 | 0.36872 | 0.37557 | 0.36682 | 0.39955 | 0.36796 | 0.38623 | 0.37938 | 0.38661 | 0.36187 | 0.38965 | 0.3771 | 0.39232 | 0.36606 | 0.36606 | 0.36149 | 0.39079 | 0.3809 | 0.39574 | 0.36149 | 0.37976 | 0.3672 | 0.37329 | 0.39879 | 0.39498 | 0.37177 | 0.37595 | 0.37748 | 0.36492 | 0.36682 | 0.3672 | 0.39079 | 0.39536 | 0.38128 | 0.37291 | 0.36949
ON_CRO_JCT | 559 | 230 | ON | 0.001216 | 559 | 24640 | 0.29962 | 0.33168 | 0.31971 | 0.31421 | 0.31324 | 0.31291 | 0.32197 | 0.32909 | 0.33298 | 0.31259 | 0.30741 | 0.32003 | 0.33103 | 0.31356 | 0.32618 | 0.32909 | 0.31486 | 0.31194 | 0.33654 | 0.31777 | 0.31809 | 0.31841 | 0.31162 | 0.31421 | 0.32068 | 0.31259 | 0.3113 | 0.32133 | 0.33362 | 0.321 | 0.30838 | 0.31712 | 0.31194 | 0.32683 | 0.31324 | 0.32327 | 0.31615 | 0.30838 | 0.31809 | 0.33686 | 0.31841 | 0.31518 | 0.3333 | 0.30741 | 0.32942 | 0.3223 | 0.31809 | 0.33654 | 0.31065 | 0.36522 | 0.34012 | 0.34507 | 0.34967 | 0.36239 | 0.34613 | 0.34684 | 0.34295 | 0.36628 | 0.36169 | 0.34012 | 0.33906 | 0.34472 | 0.35709 | 0.36275 | 0.36381 | 0.36982 | 0.34401 | 0.35179 | 0.34507 | 0.36098 | 0.35426 | 0.34967 | 0.33835 | 0.34825 | 0.34931 | 0.35426 | 0.34896 | 0.33729 | 0.33764 | 0.33588 | 0.34967 | 0.36522 | 0.34224 | 0.35037 | 0.33871 | 0.34118 | 0.35744 | 0.34684 | 0.3578 | 0.36911 | 0.36487 | 0.35674 | 0.37123 | 0.35108 | 0.34578 | 0.34259 | 0.33764 | 0.35056 | 0.37321 | 0.35739 | 0.35487 | 0.3653 | 0.36458 | 0.36314 | 0.36314 | 0.34948 | 0.37033 | 0.37033 | 0.36602 | 0.34481 | 0.3617 | 0.37357 | 0.37033 | 0.35308 | 0.34912 | 0.37716 | 0.35451 | 0.37105 | 0.36242 | 0.34588 | 0.36638 | 0.34768 | 0.37177 | 0.3502 | 0.34157 | 0.36746 | 0.34481 | 0.34768 | 0.37716 | 0.35236 | 0.35343 | 0.35272 | 0.34373 | 0.36746 | 0.34948 | 0.3635 | 0.34157 | 0.3466 | 0.36566 | 0.35559 | 0.37033 | 0.36566 | 0.37393 | 0.37752 | 0.35379 | 0.38913 | 0.38501 | 0.39288 | 0.38913 | 0.35767 | 0.37378 | 0.38427 | 0.37078 | 0.39063 | 0.39101 | 0.35767 | 0.3764 | 0.39213 | 0.3764 | 0.38277 | 0.38389 | 0.38801 | 0.36292 | 0.38539 | 0.37453 | 0.37078 | 0.37827 | 0.37603 | 0.38427 | 0.36928 | 0.36629 | 0.39213 | 0.38501 | 0.37715 | 0.35842 | 0.37715 | 0.39101 | 0.36629 | 0.37266 | 0.37266 | 0.37153 | 0.35693 | 0.37977 | 0.35618 | 0.35693 | 0.36591 | 0.38764 | 0.36741 | 0.37902 | 0.35805 | 0.38389 | 0.39176 | 0.38427 | 0.3634 | 0.37177 | 0.38052 | 0.3653 | 0.37824 | 0.37215 | 0.37025 | 0.38395 | 0.37139 | 0.38395 | 0.37443 | 0.38547 | 0.38052 | 0.39232 | 0.3771 | 0.37215 | 0.36758 | 0.3634 | 0.38433 | 0.36226 | 0.36606 | 0.39041 | 0.37443 | 0.39955 | 0.3653 | 0.38737 | 0.39422 | 0.36758 | 0.37139 | 0.37595 | 0.38128 | 0.39688 | 0.3771 | 0.39156 | 0.37253 | 0.38547 | 0.38927 | 0.36149 | 0.38395 | 0.38166 | 0.37824 | 0.39232 | 0.37557 | 0.379 | 0.3927 | 0.37595 | 0.37253 | 0.37481 | 0.37862 | 0.36606 | 0.36492 | 0.37557 | 0.37862 | 0.38128 | 0.38965 | 0.3946 | 0.37291 | 0.38965 | 0.38395 | 0.39041 | 0.36872 | 0.37557 | 0.36682 | 0.39955 | 0.36796 | 0.38623 | 0.37938 | 0.38661 | 0.36187 | 0.38965 | 0.3771 | 0.39232 | 0.36606 | 0.36606 | 0.36149 | 0.39079 | 0.3809 | 0.39574 | 0.36149 | 0.37976 | 0.3672 | 0.37329 | 0.39879 | 0.39498 | 0.37177 | 0.37595 | 0.37748 | 0.36492 | 0.36682 | 0.3672 | 0.39079 | 0.39536 | 0.38128 | 0.37291 | 0.36949
ON_CRY_DSS | 560 | 230 | ON | 0.00112 | 560 | 24640 | 0.27597 | 0.3055 | 0.29447 | 0.2894 | 0.28851 | 0.28821 | 0.29656 | 0.30311 | 0.30669 | 0.28791 | 0.28314 | 0.29477 | 0.3049 | 0.28881 | 0.30043 | 0.30311 | 0.29 | 0.28732 | 0.30997 | 0.29268 | 0.29298 | 0.29328 | 0.28702 | 0.2894 | 0.29536 | 0.28791 | 0.28672 | 0.29596 | 0.30728 | 0.29566 | 0.28404 | 0.29208 | 0.28732 | 0.30103 | 0.28851 | 0.29775 | 0.29119 | 0.28404 | 0.29298 | 0.31027 | 0.29328 | 0.2903 | 0.30699 | 0.28314 | 0.30341 | 0.29685 | 0.29298 | 0.30997 | 0.28612 | 0.33639 | 0.31327 | 0.31783 | 0.32206 | 0.33378 | 0.3188 | 0.31946 | 0.31587 | 0.33737 | 0.33313 | 0.31327 | 0.31229 | 0.3175 | 0.3289 | 0.33411 | 0.33509 | 0.34062 | 0.31685 | 0.32401 | 0.31783 | 0.33248 | 0.32629 | 0.32206 | 0.31164 | 0.32076 | 0.32173 | 0.32629 | 0.32141 | 0.31066 | 0.31099 | 0.30936 | 0.32206 | 0.33639 | 0.31522 | 0.32271 | 0.31197 | 0.31424 | 0.32922 | 0.31946 | 0.32955 | 0.33997 | 0.33606 | 0.32857 | 0.34192 | 0.32336 | 0.31848 | 0.31555 | 0.31099 | 0.32288 | 0.34375 | 0.32917 | 0.32686 | 0.33646 | 0.3358 | 0.33447 | 0.33447 | 0.32189 | 0.3411 | 0.3411 | 0.33712 | 0.31758 | 0.33315 | 0.34408 | 0.3411 | 0.3252 | 0.32156 | 0.34739 | 0.32653 | 0.34176 | 0.33381 | 0.31858 | 0.33745 | 0.32023 | 0.34242 | 0.32255 | 0.3146 | 0.33845 | 0.31758 | 0.32023 | 0.34739 | 0.32454 | 0.32553 | 0.32487 | 0.31659 | 0.33845 | 0.32189 | 0.3348 | 0.3146 | 0.31924 | 0.33679 | 0.32752 | 0.3411 | 0.33679 | 0.34441 | 0.34772 | 0.32586 | 0.35841 | 0.35462 | 0.36186 | 0.35841 | 0.32944 | 0.34427 | 0.35393 | 0.34151 | 0.35979 | 0.36014 | 0.32944 | 0.34668 | 0.36117 | 0.34668 | 0.35255 | 0.35358 | 0.35738 | 0.33427 | 0.35496 | 0.34496 | 0.34151 | 0.34841 | 0.34634 | 0.35393 | 0.34013 | 0.33737 | 0.36117 | 0.35462 | 0.34737 | 0.33013 | 0.34737 | 0.36014 | 0.33737 | 0.34324 | 0.34324 | 0.3422 | 0.32875 | 0.34979 | 0.32806 | 0.32875 | 0.33703 | 0.35703 | 0.33841 | 0.3491 | 0.32978 | 0.35358 | 0.36083 | 0.35393 | 0.33471 | 0.34242 | 0.35048 | 0.33646 | 0.34838 | 0.34277 | 0.34102 | 0.35363 | 0.34207 | 0.35363 | 0.34487 | 0.35504 | 0.35048 | 0.36134 | 0.34733 | 0.34277 | 0.33856 | 0.33471 | 0.35398 | 0.33366 | 0.33716 | 0.35959 | 0.34487 | 0.368 | 0.33646 | 0.35679 | 0.3631 | 0.33856 | 0.34207 | 0.34627 | 0.35118 | 0.36555 | 0.34733 | 0.36064 | 0.34312 | 0.35504 | 0.35854 | 0.33296 | 0.35363 | 0.35153 | 0.34838 | 0.36134 | 0.34592 | 0.34908 | 0.36169 | 0.34627 | 0.34312 | 0.34522 | 0.34873 | 0.33716 | 0.33611 | 0.34592 | 0.34873 | 0.35118 | 0.35889 | 0.36345 | 0.34347 | 0.35889 | 0.35363 | 0.35959 | 0.33961 | 0.34592 | 0.33786 | 0.368 | 0.33891 | 0.35574 | 0.34943 | 0.35609 | 0.33331 | 0.35889 | 0.34733 | 0.36134 | 0.33716 | 0.33716 | 0.33296 | 0.35994 | 0.35083 | 0.3645 | 0.33296 | 0.34978 | 0.33821 | 0.34382 | 0.3673 | 0.3638 | 0.34242 | 0.34627 | 0.34768 | 0.33611 | 0.33786 | 0.33821 | 0.35994 | 0.36415 | 0.35118 | 0.34347 | 0.34032
ON_CRY_GSS | 561 | 230 | ON | 0.001263 | 561 | 24640 | 0.3112 | 0.3445 | 0.33207 | 0.32635 | 0.32534 | 0.32501 | 0.33442 | 0.34181 | 0.34585 | 0.32467 | 0.31929 | 0.3324 | 0.34383 | 0.32568 | 0.33879 | 0.34181 | 0.32702 | 0.324 | 0.34954 | 0.33005 | 0.33039 | 0.33072 | 0.32366 | 0.32635 | 0.33307 | 0.32467 | 0.32333 | 0.33375 | 0.34652 | 0.33341 | 0.3203 | 0.32938 | 0.324 | 0.33946 | 0.32534 | 0.33576 | 0.32837 | 0.3203 | 0.33039 | 0.34988 | 0.33072 | 0.32736 | 0.34618 | 0.31929 | 0.34215 | 0.33476 | 0.33039 | 0.34954 | 0.32266 | 0.37934 | 0.35327 | 0.35841 | 0.36318 | 0.3764 | 0.35951 | 0.36024 | 0.3562 | 0.38044 | 0.37567 | 0.35327 | 0.35216 | 0.35804 | 0.37089 | 0.37677 | 0.37787 | 0.38411 | 0.3573 | 0.36538 | 0.35841 | 0.37493 | 0.36795 | 0.36318 | 0.35143 | 0.36171 | 0.36281 | 0.36795 | 0.36245 | 0.35033 | 0.35069 | 0.34886 | 0.36318 | 0.37934 | 0.35547 | 0.36391 | 0.3518 | 0.35437 | 0.37126 | 0.36024 | 0.37163 | 0.38338 | 0.37897 | 0.37052 | 0.38558 | 0.36465 | 0.35914 | 0.35584 | 0.35069 | 0.36411 | 0.38763 | 0.3712 | 0.36859 | 0.37942 | 0.37867 | 0.37718 | 0.37718 | 0.36299 | 0.38465 | 0.38465 | 0.38017 | 0.35813 | 0.37568 | 0.38801 | 0.38465 | 0.36672 | 0.36261 | 0.39174 | 0.36822 | 0.38539 | 0.37643 | 0.35925 | 0.38054 | 0.36112 | 0.38614 | 0.36373 | 0.35477 | 0.38166 | 0.35813 | 0.36112 | 0.39174 | 0.36597 | 0.3671 | 0.36635 | 0.35701 | 0.38166 | 0.36299 | 0.37755 | 0.35477 | 0.36 | 0.37979 | 0.36934 | 0.38465 | 0.37979 | 0.38838 | 0.39212 | 0.36747 | 0.40418 | 0.3999 | 0.40807 | 0.40418 | 0.3715 | 0.38823 | 0.39912 | 0.38511 | 0.40573 | 0.40612 | 0.3715 | 0.39095 | 0.40729 | 0.39095 | 0.39756 | 0.39873 | 0.40301 | 0.37694 | 0.40029 | 0.389 | 0.38511 | 0.39289 | 0.39056 | 0.39912 | 0.38356 | 0.38045 | 0.40729 | 0.3999 | 0.39173 | 0.37228 | 0.39173 | 0.40612 | 0.38045 | 0.38706 | 0.38706 | 0.38589 | 0.37072 | 0.39445 | 0.36994 | 0.37072 | 0.38006 | 0.40262 | 0.38161 | 0.39367 | 0.37189 | 0.39873 | 0.4069 | 0.39912 | 0.37744 | 0.38614 | 0.39523 | 0.37942 | 0.39286 | 0.38653 | 0.38456 | 0.39879 | 0.38574 | 0.39879 | 0.3889 | 0.40037 | 0.39523 | 0.40748 | 0.39167 | 0.38653 | 0.38179 | 0.37744 | 0.39918 | 0.37626 | 0.38021 | 0.4055 | 0.3889 | 0.41499 | 0.37942 | 0.40234 | 0.40946 | 0.38179 | 0.38574 | 0.39049 | 0.39602 | 0.41222 | 0.39167 | 0.40669 | 0.38693 | 0.40037 | 0.40432 | 0.37547 | 0.39879 | 0.39641 | 0.39286 | 0.40748 | 0.39009 | 0.39365 | 0.40788 | 0.39049 | 0.38693 | 0.3893 | 0.39325 | 0.38021 | 0.37902 | 0.39009 | 0.39325 | 0.39602 | 0.40471 | 0.40985 | 0.38732 | 0.40471 | 0.39879 | 0.4055 | 0.38298 | 0.39009 | 0.381 | 0.41499 | 0.38219 | 0.40116 | 0.39404 | 0.40155 | 0.37586 | 0.40471 | 0.39167 | 0.40748 | 0.38021 | 0.38021 | 0.37547 | 0.4059 | 0.39562 | 0.41104 | 0.37547 | 0.39444 | 0.3814 | 0.38772 | 0.4142 | 0.41025 | 0.38614 | 0.39049 | 0.39207 | 0.37902 | 0.381 | 0.3814 | 0.4059 | 0.41064 | 0.39602 | 0.38732 | 0.38377
ON_CSL_JCT | 562 | 230 | ON | 0.002237 | 562 | 24640 | 0.5512 | 0.61017 | 0.58815 | 0.57803 | 0.57624 | 0.57565 | 0.59232 | 0.60541 | 0.61256 | 0.57505 | 0.56553 | 0.58874 | 0.60898 | 0.57684 | 0.60005 | 0.60541 | 0.57922 | 0.57386 | 0.6191 | 0.58458 | 0.58517 | 0.58577 | 0.57327 | 0.57803 | 0.58993 | 0.57505 | 0.57267 | 0.59113 | 0.61375 | 0.59053 | 0.56731 | 0.58339 | 0.57386 | 0.60125 | 0.57624 | 0.5947 | 0.5816 | 0.56731 | 0.58517 | 0.6197 | 0.58577 | 0.57981 | 0.61315 | 0.56553 | 0.60601 | 0.59291 | 0.58517 | 0.6191 | 0.57148 | 0.67188 | 0.6257 | 0.6348 | 0.64326 | 0.66667 | 0.63675 | 0.63805 | 0.6309 | 0.67383 | 0.66537 | 0.6257 | 0.62375 | 0.63415 | 0.65692 | 0.66732 | 0.66927 | 0.68033 | 0.63285 | 0.64716 | 0.6348 | 0.66407 | 0.65171 | 0.64326 | 0.62244 | 0.64066 | 0.64261 | 0.65171 | 0.64196 | 0.62049 | 0.62114 | 0.61789 | 0.64326 | 0.67188 | 0.6296 | 0.64456 | 0.62309 | 0.62765 | 0.65757 | 0.63805 | 0.65822 | 0.67903 | 0.67123 | 0.65627 | 0.68293 | 0.64586 | 0.6361 | 0.63025 | 0.62114 | 0.6449 | 0.68657 | 0.65747 | 0.65284 | 0.67202 | 0.6707 | 0.66805 | 0.66805 | 0.64292 | 0.68128 | 0.68128 | 0.67334 | 0.63432 | 0.6654 | 0.68723 | 0.68128 | 0.64953 | 0.64225 | 0.69385 | 0.65218 | 0.6826 | 0.66673 | 0.6363 | 0.674 | 0.63961 | 0.68392 | 0.64424 | 0.62836 | 0.67599 | 0.63432 | 0.63961 | 0.69385 | 0.64821 | 0.65019 | 0.64887 | 0.63233 | 0.67599 | 0.64292 | 0.66871 | 0.62836 | 0.63762 | 0.67268 | 0.65416 | 0.68128 | 0.67268 | 0.68789 | 0.69451 | 0.65085 | 0.71587 | 0.70829 | 0.72276 | 0.71587 | 0.65799 | 0.68762 | 0.70691 | 0.68211 | 0.71862 | 0.71931 | 0.65799 | 0.69244 | 0.72138 | 0.69244 | 0.70415 | 0.70622 | 0.7138 | 0.66764 | 0.70898 | 0.689 | 0.68211 | 0.69589 | 0.69175 | 0.70691 | 0.67935 | 0.67384 | 0.72138 | 0.70829 | 0.69382 | 0.65937 | 0.69382 | 0.71931 | 0.67384 | 0.68555 | 0.68555 | 0.68348 | 0.65661 | 0.69864 | 0.65524 | 0.65661 | 0.67315 | 0.71311 | 0.67591 | 0.69726 | 0.65868 | 0.70622 | 0.72069 | 0.70691 | 0.66852 | 0.68392 | 0.70002 | 0.67202 | 0.69582 | 0.68462 | 0.68112 | 0.70632 | 0.68322 | 0.70632 | 0.68882 | 0.70912 | 0.70002 | 0.72172 | 0.69372 | 0.68462 | 0.67622 | 0.66852 | 0.70702 | 0.66642 | 0.67342 | 0.71822 | 0.68882 | 0.73502 | 0.67202 | 0.71262 | 0.72522 | 0.67622 | 0.68322 | 0.69162 | 0.70142 | 0.73012 | 0.69372 | 0.72032 | 0.68532 | 0.70912 | 0.71612 | 0.66502 | 0.70632 | 0.70212 | 0.69582 | 0.72172 | 0.69092 | 0.69722 | 0.72242 | 0.69162 | 0.68532 | 0.68952 | 0.69652 | 0.67342 | 0.67132 | 0.69092 | 0.69652 | 0.70142 | 0.71682 | 0.72592 | 0.68602 | 0.71682 | 0.70632 | 0.71822 | 0.67832 | 0.69092 | 0.67482 | 0.73502 | 0.67692 | 0.71052 | 0.69792 | 0.71122 | 0.66572 | 0.71682 | 0.69372 | 0.72172 | 0.67342 | 0.67342 | 0.66502 | 0.71892 | 0.70072 | 0.72802 | 0.66502 | 0.69862 | 0.67552 | 0.68672 | 0.73362 | 0.72662 | 0.68392 | 0.69162 | 0.69442 | 0.67132 | 0.67482 | 0.67552 | 0.71892 | 0.72732 | 0.70142 | 0.68602 | 0.67972
ON_CTQ_TSS | 563 | 230 | ON | 0.00145 | 563 | 24640 | 0.35728 | 0.39551 | 0.38123 | 0.37467 | 0.37351 | 0.37313 | 0.38393 | 0.39242 | 0.39705 | 0.37274 | 0.36657 | 0.38162 | 0.39474 | 0.3739 | 0.38895 | 0.39242 | 0.37544 | 0.37197 | 0.4013 | 0.37892 | 0.3793 | 0.37969 | 0.37159 | 0.37467 | 0.38239 | 0.37274 | 0.3712 | 0.38316 | 0.39782 | 0.38278 | 0.36773 | 0.37815 | 0.37197 | 0.38972 | 0.37351 | 0.38548 | 0.37699 | 0.36773 | 0.3793 | 0.40168 | 0.37969 | 0.37583 | 0.39744 | 0.36657 | 0.39281 | 0.38432 | 0.3793 | 0.4013 | 0.37043 | 0.4355 | 0.40557 | 0.41147 | 0.41695 | 0.43213 | 0.41274 | 0.41358 | 0.40894 | 0.43677 | 0.43129 | 0.40557 | 0.40431 | 0.41105 | 0.42581 | 0.43255 | 0.43382 | 0.44098 | 0.41021 | 0.41948 | 0.41147 | 0.43044 | 0.42243 | 0.41695 | 0.40346 | 0.41527 | 0.41653 | 0.42243 | 0.41611 | 0.4022 | 0.40262 | 0.40051 | 0.41695 | 0.4355 | 0.4081 | 0.4178 | 0.40388 | 0.40683 | 0.42623 | 0.41358 | 0.42665 | 0.44014 | 0.43508 | 0.42538 | 0.44267 | 0.41864 | 0.41232 | 0.40852 | 0.40262 | 0.41802 | 0.44503 | 0.42616 | 0.42316 | 0.4356 | 0.43474 | 0.43302 | 0.43302 | 0.41673 | 0.4416 | 0.4416 | 0.43645 | 0.41116 | 0.43131 | 0.44546 | 0.4416 | 0.42102 | 0.4163 | 0.44974 | 0.42273 | 0.44246 | 0.43217 | 0.41244 | 0.43688 | 0.41459 | 0.44331 | 0.41759 | 0.4073 | 0.43817 | 0.41116 | 0.41459 | 0.44974 | 0.42016 | 0.42145 | 0.42059 | 0.40987 | 0.43817 | 0.41673 | 0.43345 | 0.4073 | 0.4133 | 0.43602 | 0.42402 | 0.4416 | 0.43602 | 0.44589 | 0.45017 | 0.42188 | 0.46402 | 0.4591 | 0.46848 | 0.46402 | 0.4265 | 0.44571 | 0.45821 | 0.44213 | 0.4658 | 0.46625 | 0.4265 | 0.44883 | 0.46759 | 0.44883 | 0.45643 | 0.45776 | 0.46268 | 0.43276 | 0.45955 | 0.4466 | 0.44213 | 0.45107 | 0.44839 | 0.45821 | 0.44035 | 0.43677 | 0.46759 | 0.4591 | 0.44973 | 0.4274 | 0.44973 | 0.46625 | 0.43677 | 0.44437 | 0.44437 | 0.44303 | 0.42561 | 0.45285 | 0.42472 | 0.42561 | 0.43633 | 0.46223 | 0.43811 | 0.45196 | 0.42695 | 0.45776 | 0.46714 | 0.45821 | 0.43333 | 0.44331 | 0.45375 | 0.4356 | 0.45102 | 0.44376 | 0.44149 | 0.45783 | 0.44286 | 0.45783 | 0.44649 | 0.45964 | 0.45375 | 0.46781 | 0.44966 | 0.44376 | 0.43832 | 0.43333 | 0.45828 | 0.43197 | 0.4365 | 0.46554 | 0.44649 | 0.47643 | 0.4356 | 0.46191 | 0.47008 | 0.43832 | 0.44286 | 0.4483 | 0.45465 | 0.47326 | 0.44966 | 0.4669 | 0.44422 | 0.45964 | 0.46418 | 0.43106 | 0.45783 | 0.45511 | 0.45102 | 0.46781 | 0.44785 | 0.45193 | 0.46827 | 0.4483 | 0.44422 | 0.44694 | 0.45148 | 0.4365 | 0.43514 | 0.44785 | 0.45148 | 0.45465 | 0.46464 | 0.47053 | 0.44467 | 0.46464 | 0.45783 | 0.46554 | 0.43968 | 0.44785 | 0.43741 | 0.47643 | 0.43877 | 0.46055 | 0.45238 | 0.46101 | 0.43151 | 0.46464 | 0.44966 | 0.46781 | 0.4365 | 0.4365 | 0.43106 | 0.466 | 0.4542 | 0.4719 | 0.43106 | 0.45284 | 0.43786 | 0.44512 | 0.47553 | 0.47099 | 0.44331 | 0.4483 | 0.45012 | 0.43514 | 0.43741 | 0.43786 | 0.466 | 0.47144 | 0.45465 | 0.44467 | 0.44059
ON_CUM_DSS | 564 | 230 | ON | 0.002444 | 564 | 24640 | 0.6022 | 0.66664 | 0.64257 | 0.63152 | 0.62957 | 0.62892 | 0.64713 | 0.66143 | 0.66924 | 0.62826 | 0.61786 | 0.64322 | 0.66534 | 0.63022 | 0.65558 | 0.66143 | 0.63282 | 0.62696 | 0.67639 | 0.63867 | 0.63932 | 0.63997 | 0.62631 | 0.63152 | 0.64452 | 0.62826 | 0.62566 | 0.64583 | 0.67054 | 0.64517 | 0.61981 | 0.63737 | 0.62696 | 0.65688 | 0.62957 | 0.64973 | 0.63542 | 0.61981 | 0.63932 | 0.67704 | 0.63997 | 0.63347 | 0.66989 | 0.61786 | 0.66208 | 0.64778 | 0.63932 | 0.67639 | 0.62436 | 0.73405 | 0.6836 | 0.69354 | 0.70278 | 0.72836 | 0.69568 | 0.6971 | 0.68928 | 0.73618 | 0.72694 | 0.6836 | 0.68146 | 0.69283 | 0.7177 | 0.72907 | 0.73121 | 0.74329 | 0.69141 | 0.70704 | 0.69354 | 0.72552 | 0.71202 | 0.70278 | 0.68004 | 0.69994 | 0.70207 | 0.71202 | 0.70136 | 0.67791 | 0.67862 | 0.67507 | 0.70278 | 0.73405 | 0.68786 | 0.7042 | 0.68075 | 0.68573 | 0.71841 | 0.6971 | 0.71913 | 0.74186 | 0.73334 | 0.71699 | 0.74613 | 0.70562 | 0.69496 | 0.68857 | 0.67862 | 0.70458 | 0.7501 | 0.71831 | 0.71325 | 0.7342 | 0.73276 | 0.72987 | 0.72987 | 0.70241 | 0.74432 | 0.74432 | 0.73565 | 0.69301 | 0.72698 | 0.75082 | 0.74432 | 0.70963 | 0.70169 | 0.75805 | 0.71252 | 0.74577 | 0.72842 | 0.69518 | 0.73637 | 0.69879 | 0.74721 | 0.70385 | 0.68651 | 0.73854 | 0.69301 | 0.69879 | 0.75805 | 0.70819 | 0.71036 | 0.70891 | 0.69085 | 0.73854 | 0.70241 | 0.73059 | 0.68651 | 0.69663 | 0.73493 | 0.71469 | 0.74432 | 0.73493 | 0.75155 | 0.75877 | 0.71108 | 0.78211 | 0.77383 | 0.78964 | 0.78211 | 0.71888 | 0.75125 | 0.77232 | 0.74522 | 0.78512 | 0.78587 | 0.71888 | 0.75652 | 0.78813 | 0.75652 | 0.76931 | 0.77157 | 0.77985 | 0.72942 | 0.77458 | 0.75275 | 0.74522 | 0.76028 | 0.75576 | 0.77232 | 0.74221 | 0.73619 | 0.78813 | 0.77383 | 0.75802 | 0.72038 | 0.75802 | 0.78587 | 0.73619 | 0.74899 | 0.74899 | 0.74673 | 0.71737 | 0.76329 | 0.71587 | 0.71737 | 0.73544 | 0.7791 | 0.73845 | 0.76179 | 0.71963 | 0.77157 | 0.78738 | 0.77232 | 0.73038 | 0.74721 | 0.7648 | 0.7342 | 0.76021 | 0.74797 | 0.74415 | 0.77168 | 0.74644 | 0.77168 | 0.75256 | 0.77474 | 0.7648 | 0.7885 | 0.75791 | 0.74797 | 0.73879 | 0.73038 | 0.77244 | 0.72809 | 0.73573 | 0.78468 | 0.75256 | 0.80304 | 0.7342 | 0.77856 | 0.79233 | 0.73879 | 0.74644 | 0.75562 | 0.76633 | 0.79768 | 0.75791 | 0.78698 | 0.74874 | 0.77474 | 0.78239 | 0.72656 | 0.77168 | 0.76709 | 0.76021 | 0.7885 | 0.75485 | 0.76174 | 0.78927 | 0.75562 | 0.74874 | 0.75332 | 0.76097 | 0.73573 | 0.73344 | 0.75485 | 0.76097 | 0.76633 | 0.78315 | 0.79309 | 0.7495 | 0.78315 | 0.77168 | 0.78468 | 0.74109 | 0.75485 | 0.73726 | 0.80304 | 0.73956 | 0.77627 | 0.7625 | 0.77703 | 0.72732 | 0.78315 | 0.75791 | 0.7885 | 0.73573 | 0.73573 | 0.72656 | 0.78545 | 0.76556 | 0.79539 | 0.72656 | 0.76327 | 0.73803 | 0.75026 | 0.80151 | 0.79386 | 0.74721 | 0.75562 | 0.75868 | 0.73344 | 0.73726 | 0.73803 | 0.78545 | 0.79462 | 0.76633 | 0.7495 | 0.74262
ON_CUM_JCT | 565 | 230 | ON | 0.003026 | 565 | 24640 | 0.74561 | 0.82539 | 0.79559 | 0.7819 | 0.77949 | 0.77868 | 0.80123 | 0.81894 | 0.82861 | 0.77788 | 0.76499 | 0.7964 | 0.82378 | 0.78029 | 0.8117 | 0.81894 | 0.78351 | 0.77627 | 0.83747 | 0.79076 | 0.79157 | 0.79237 | 0.77546 | 0.7819 | 0.79801 | 0.77788 | 0.77466 | 0.79962 | 0.83022 | 0.79881 | 0.76741 | 0.78915 | 0.77627 | 0.81331 | 0.77949 | 0.80445 | 0.78673 | 0.76741 | 0.79157 | 0.83827 | 0.79237 | 0.78432 | 0.82941 | 0.76499 | 0.81975 | 0.80203 | 0.79157 | 0.83747 | 0.77304 | 0.90885 | 0.84638 | 0.8587 | 0.87014 | 0.90181 | 0.86134 | 0.8631 | 0.85342 | 0.91149 | 0.90005 | 0.84638 | 0.84374 | 0.85782 | 0.88861 | 0.90269 | 0.90533 | 0.92029 | 0.85606 | 0.87542 | 0.8587 | 0.89829 | 0.88158 | 0.87014 | 0.84198 | 0.86662 | 0.86926 | 0.88158 | 0.86838 | 0.83934 | 0.84022 | 0.83582 | 0.87014 | 0.90885 | 0.85166 | 0.8719 | 0.84286 | 0.84902 | 0.88949 | 0.8631 | 0.89037 | 0.91853 | 0.90797 | 0.88773 | 0.92381 | 0.87366 | 0.86046 | 0.85254 | 0.84022 | 0.87236 | 0.92873 | 0.88936 | 0.8831 | 0.90904 | 0.90725 | 0.90367 | 0.90367 | 0.86968 | 0.92157 | 0.92157 | 0.91083 | 0.85804 | 0.9001 | 0.92962 | 0.92157 | 0.87862 | 0.86878 | 0.93857 | 0.8822 | 0.92336 | 0.90189 | 0.86073 | 0.91173 | 0.8652 | 0.92515 | 0.87146 | 0.84999 | 0.91441 | 0.85804 | 0.8652 | 0.93857 | 0.87683 | 0.87952 | 0.87773 | 0.85536 | 0.91441 | 0.86968 | 0.90457 | 0.84999 | 0.86252 | 0.90994 | 0.88489 | 0.92157 | 0.90994 | 0.93052 | 0.93946 | 0.88041 | 0.96836 | 0.9581 | 0.97768 | 0.96836 | 0.89007 | 0.93014 | 0.95624 | 0.92269 | 0.97208 | 0.97302 | 0.89007 | 0.93667 | 0.97581 | 0.93667 | 0.95251 | 0.95531 | 0.96556 | 0.90312 | 0.95904 | 0.93201 | 0.92269 | 0.94133 | 0.93574 | 0.95624 | 0.91896 | 0.9115 | 0.97581 | 0.9581 | 0.93853 | 0.89193 | 0.93853 | 0.97302 | 0.9115 | 0.92735 | 0.92735 | 0.92455 | 0.8882 | 0.94506 | 0.88634 | 0.8882 | 0.91057 | 0.96463 | 0.9143 | 0.94319 | 0.891 | 0.95531 | 0.97488 | 0.95624 | 0.90431 | 0.92514 | 0.94692 | 0.90904 | 0.94124 | 0.92609 | 0.92135 | 0.95544 | 0.92419 | 0.95544 | 0.93177 | 0.95923 | 0.94692 | 0.97627 | 0.9384 | 0.92609 | 0.91472 | 0.90431 | 0.95639 | 0.90147 | 0.91094 | 0.97154 | 0.93177 | 0.99427 | 0.90904 | 0.96396 | 0.98101 | 0.91472 | 0.92419 | 0.93556 | 0.94881 | 0.98764 | 0.9384 | 0.97438 | 0.92703 | 0.95923 | 0.9687 | 0.89957 | 0.95544 | 0.94976 | 0.94124 | 0.97627 | 0.93461 | 0.94313 | 0.97722 | 0.93556 | 0.92703 | 0.93272 | 0.94219 | 0.91094 | 0.9081 | 0.93461 | 0.94219 | 0.94881 | 0.96965 | 0.98196 | 0.92798 | 0.96965 | 0.95544 | 0.97154 | 0.91757 | 0.93461 | 0.91283 | 0.99427 | 0.91567 | 0.96112 | 0.94408 | 0.96207 | 0.90052 | 0.96965 | 0.9384 | 0.97627 | 0.91094 | 0.91094 | 0.89957 | 0.97249 | 0.94787 | 0.9848 | 0.89957 | 0.94503 | 0.91378 | 0.92893 | 0.99237 | 0.9829 | 0.92514 | 0.93556 | 0.93934 | 0.9081 | 0.91283 | 0.91378 | 0.97249 | 0.98385 | 0.94881 | 0.92798 | 0.91946
ON_CVN_DSS | 566 | 230 | ON | 0.004533 | 566 | 24640 | 1.1169 | 1.2364 | 1.1918 | 1.1713 | 1.1677 | 1.1665 | 1.2003 | 1.2268 | 1.2413 | 1.1653 | 1.146 | 1.193 | 1.234 | 1.1689 | 1.2159 | 1.2268 | 1.1737 | 1.1629 | 1.2545 | 1.1846 | 1.1858 | 1.187 | 1.1617 | 1.1713 | 1.1954 | 1.1653 | 1.1604 | 1.1978 | 1.2437 | 1.1966 | 1.1496 | 1.1822 | 1.1629 | 1.2183 | 1.1677 | 1.2051 | 1.1785 | 1.1496 | 1.1858 | 1.2557 | 1.187 | 1.1749 | 1.2425 | 1.146 | 1.228 | 1.2015 | 1.1858 | 1.2545 | 1.158 | 1.3615 | 1.2679 | 1.2863 | 1.3035 | 1.3509 | 1.2903 | 1.2929 | 1.2784 | 1.3654 | 1.3483 | 1.2679 | 1.2639 | 1.285 | 1.3312 | 1.3522 | 1.3562 | 1.3786 | 1.2824 | 1.3114 | 1.2863 | 1.3457 | 1.3206 | 1.3035 | 1.2613 | 1.2982 | 1.3022 | 1.3206 | 1.3008 | 1.2574 | 1.2587 | 1.2521 | 1.3035 | 1.3615 | 1.2758 | 1.3061 | 1.2626 | 1.2718 | 1.3325 | 1.2929 | 1.3338 | 1.376 | 1.3602 | 1.3298 | 1.3839 | 1.3088 | 1.289 | 1.2771 | 1.2587 | 1.3068 | 1.3912 | 1.3323 | 1.3229 | 1.3618 | 1.3591 | 1.3537 | 1.3537 | 1.3028 | 1.3805 | 1.3805 | 1.3644 | 1.2854 | 1.3484 | 1.3926 | 1.3805 | 1.3162 | 1.3014 | 1.406 | 1.3216 | 1.3832 | 1.351 | 1.2894 | 1.3658 | 1.2961 | 1.3859 | 1.3055 | 1.2733 | 1.3698 | 1.2854 | 1.2961 | 1.406 | 1.3135 | 1.3175 | 1.3149 | 1.2813 | 1.3698 | 1.3028 | 1.3551 | 1.2733 | 1.2921 | 1.3631 | 1.3256 | 1.3805 | 1.3631 | 1.3939 | 1.4073 | 1.3189 | 1.4506 | 1.4353 | 1.4646 | 1.4506 | 1.3333 | 1.3934 | 1.4325 | 1.3822 | 1.4562 | 1.4576 | 1.3333 | 1.4031 | 1.4618 | 1.4031 | 1.4269 | 1.4311 | 1.4464 | 1.3529 | 1.4367 | 1.3962 | 1.3822 | 1.4101 | 1.4017 | 1.4325 | 1.3766 | 1.3654 | 1.4618 | 1.4353 | 1.4059 | 1.3361 | 1.4059 | 1.4576 | 1.3654 | 1.3892 | 1.3892 | 1.385 | 1.3305 | 1.4157 | 1.3278 | 1.3305 | 1.3641 | 1.445 | 1.3696 | 1.4129 | 1.3347 | 1.4311 | 1.4604 | 1.4325 | 1.3547 | 1.3859 | 1.4185 | 1.3618 | 1.41 | 1.3873 | 1.3802 | 1.4313 | 1.3845 | 1.4313 | 1.3958 | 1.4369 | 1.4185 | 1.4625 | 1.4057 | 1.3873 | 1.3703 | 1.3547 | 1.4327 | 1.3504 | 1.3646 | 1.4554 | 1.3958 | 1.4894 | 1.3618 | 1.444 | 1.4696 | 1.3703 | 1.3845 | 1.4015 | 1.4213 | 1.4795 | 1.4057 | 1.4596 | 1.3887 | 1.4369 | 1.4511 | 1.3476 | 1.4313 | 1.4228 | 1.41 | 1.4625 | 1.4001 | 1.4128 | 1.4639 | 1.4015 | 1.3887 | 1.3972 | 1.4114 | 1.3646 | 1.3603 | 1.4001 | 1.4114 | 1.4213 | 1.4525 | 1.471 | 1.3901 | 1.4525 | 1.4313 | 1.4554 | 1.3745 | 1.4001 | 1.3674 | 1.4894 | 1.3717 | 1.4398 | 1.4142 | 1.4412 | 1.349 | 1.4525 | 1.4057 | 1.4625 | 1.3646 | 1.3646 | 1.3476 | 1.4568 | 1.4199 | 1.4752 | 1.3476 | 1.4157 | 1.3689 | 1.3916 | 1.4866 | 1.4724 | 1.3859 | 1.4015 | 1.4072 | 1.3603 | 1.3674 | 1.3689 | 1.4568 | 1.4738 | 1.4213 | 1.3901 | 1.3774
ON_DBF_ISS | 567 | 230 | ON | 0.002399 | 567 | 24640 | 0.59111 | 0.65436 | 0.63074 | 0.61989 | 0.61797 | 0.61734 | 0.63521 | 0.64926 | 0.65692 | 0.6167 | 0.60648 | 0.63138 | 0.65309 | 0.61861 | 0.64351 | 0.64926 | 0.62117 | 0.61542 | 0.66394 | 0.62691 | 0.62755 | 0.62819 | 0.61478 | 0.61989 | 0.63266 | 0.6167 | 0.61414 | 0.63393 | 0.65819 | 0.6333 | 0.6084 | 0.62563 | 0.61542 | 0.64479 | 0.61797 | 0.63776 | 0.62372 | 0.6084 | 0.62755 | 0.66458 | 0.62819 | 0.6218 | 0.65755 | 0.60648 | 0.64989 | 0.63585 | 0.62755 | 0.66394 | 0.61287 | 0.72053 | 0.67101 | 0.68077 | 0.68984 | 0.71495 | 0.68287 | 0.68426 | 0.67659 | 0.72262 | 0.71356 | 0.67101 | 0.66892 | 0.68008 | 0.70449 | 0.71565 | 0.71774 | 0.7296 | 0.67868 | 0.69403 | 0.68077 | 0.71216 | 0.69891 | 0.68984 | 0.66752 | 0.68705 | 0.68914 | 0.69891 | 0.68845 | 0.66543 | 0.66613 | 0.66264 | 0.68984 | 0.72053 | 0.67519 | 0.69124 | 0.66822 | 0.6731 | 0.70519 | 0.68426 | 0.70588 | 0.7282 | 0.71983 | 0.70379 | 0.73239 | 0.69263 | 0.68217 | 0.67589 | 0.66613 | 0.6916 | 0.73629 | 0.70508 | 0.70011 | 0.72069 | 0.71927 | 0.71643 | 0.71643 | 0.68947 | 0.73062 | 0.73062 | 0.7221 | 0.68025 | 0.71359 | 0.737 | 0.73062 | 0.69657 | 0.68877 | 0.74409 | 0.69941 | 0.73204 | 0.71501 | 0.68238 | 0.72281 | 0.68593 | 0.73345 | 0.69089 | 0.67387 | 0.72494 | 0.68025 | 0.68593 | 0.74409 | 0.69515 | 0.69728 | 0.69586 | 0.67813 | 0.72494 | 0.68947 | 0.71714 | 0.67387 | 0.6838 | 0.7214 | 0.70153 | 0.73062 | 0.7214 | 0.73771 | 0.7448 | 0.69799 | 0.76771 | 0.75958 | 0.7751 | 0.76771 | 0.70564 | 0.73741 | 0.7581 | 0.7315 | 0.77066 | 0.7714 | 0.70564 | 0.74259 | 0.77362 | 0.74259 | 0.75515 | 0.75736 | 0.76549 | 0.71599 | 0.76032 | 0.73889 | 0.7315 | 0.74628 | 0.74185 | 0.7581 | 0.72855 | 0.72264 | 0.77362 | 0.75958 | 0.74406 | 0.70712 | 0.74406 | 0.7714 | 0.72264 | 0.7352 | 0.7352 | 0.73298 | 0.70416 | 0.74924 | 0.70269 | 0.70416 | 0.7219 | 0.76475 | 0.72485 | 0.74776 | 0.70638 | 0.75736 | 0.77288 | 0.7581 | 0.71693 | 0.73345 | 0.75071 | 0.72069 | 0.74621 | 0.7342 | 0.73044 | 0.75747 | 0.7327 | 0.75747 | 0.7387 | 0.76047 | 0.75071 | 0.77399 | 0.74396 | 0.7342 | 0.72519 | 0.71693 | 0.75822 | 0.71468 | 0.72219 | 0.77023 | 0.7387 | 0.78825 | 0.72069 | 0.76423 | 0.77774 | 0.72519 | 0.7327 | 0.74171 | 0.75222 | 0.78299 | 0.74396 | 0.77248 | 0.73495 | 0.76047 | 0.76798 | 0.71318 | 0.75747 | 0.75297 | 0.74621 | 0.77399 | 0.74095 | 0.74771 | 0.77474 | 0.74171 | 0.73495 | 0.73945 | 0.74696 | 0.72219 | 0.71993 | 0.74095 | 0.74696 | 0.75222 | 0.76873 | 0.77849 | 0.7357 | 0.76873 | 0.75747 | 0.77023 | 0.72744 | 0.74095 | 0.72369 | 0.78825 | 0.72594 | 0.76197 | 0.74846 | 0.76273 | 0.71393 | 0.76873 | 0.74396 | 0.77399 | 0.72219 | 0.72219 | 0.71318 | 0.77098 | 0.75146 | 0.78074 | 0.71318 | 0.74921 | 0.72444 | 0.73645 | 0.78675 | 0.77924 | 0.73345 | 0.74171 | 0.74471 | 0.71993 | 0.72369 | 0.72444 | 0.77098 | 0.77999 | 0.75222 | 0.7357 | 0.72894
ON_DDM_ISS | 568 | 230 | ON | 0.00213 | 568 | 24640 | 0.52483 | 0.58099 | 0.56002 | 0.55038 | 0.54868 | 0.54811 | 0.56398 | 0.57645 | 0.58326 | 0.54755 | 0.53848 | 0.56058 | 0.57986 | 0.54925 | 0.57135 | 0.57645 | 0.55151 | 0.54641 | 0.58949 | 0.55662 | 0.55718 | 0.55775 | 0.54585 | 0.55038 | 0.56172 | 0.54755 | 0.54528 | 0.56285 | 0.58439 | 0.56228 | 0.54018 | 0.55548 | 0.54641 | 0.57249 | 0.54868 | 0.56625 | 0.55378 | 0.54018 | 0.55718 | 0.59006 | 0.55775 | 0.55208 | 0.58382 | 0.53848 | 0.57702 | 0.56455 | 0.55718 | 0.58949 | 0.54415 | 0.63974 | 0.59577 | 0.60444 | 0.61249 | 0.63478 | 0.6063 | 0.60754 | 0.60072 | 0.6416 | 0.63355 | 0.59577 | 0.59391 | 0.60382 | 0.62549 | 0.6354 | 0.63726 | 0.64779 | 0.60258 | 0.61621 | 0.60444 | 0.63231 | 0.62054 | 0.61249 | 0.59267 | 0.61001 | 0.61187 | 0.62054 | 0.61125 | 0.59081 | 0.59143 | 0.58834 | 0.61249 | 0.63974 | 0.59948 | 0.61373 | 0.59329 | 0.59763 | 0.62611 | 0.60754 | 0.62673 | 0.64655 | 0.63912 | 0.62488 | 0.65027 | 0.61497 | 0.60568 | 0.6001 | 0.59143 | 0.61405 | 0.65373 | 0.62602 | 0.62161 | 0.63988 | 0.63862 | 0.6361 | 0.6361 | 0.61216 | 0.64869 | 0.64869 | 0.64113 | 0.60398 | 0.63358 | 0.65436 | 0.64869 | 0.61846 | 0.61153 | 0.66066 | 0.62098 | 0.64995 | 0.63484 | 0.60587 | 0.64176 | 0.60902 | 0.65121 | 0.61342 | 0.59831 | 0.64365 | 0.60398 | 0.60902 | 0.66066 | 0.6172 | 0.61909 | 0.61783 | 0.60209 | 0.64365 | 0.61216 | 0.63673 | 0.59831 | 0.60713 | 0.6405 | 0.62287 | 0.64869 | 0.6405 | 0.65499 | 0.66129 | 0.61972 | 0.68163 | 0.67441 | 0.68819 | 0.68163 | 0.62652 | 0.65473 | 0.6731 | 0.64948 | 0.68425 | 0.68491 | 0.62652 | 0.65932 | 0.68687 | 0.65932 | 0.67047 | 0.67244 | 0.67966 | 0.6357 | 0.67507 | 0.65604 | 0.64948 | 0.6626 | 0.65866 | 0.6731 | 0.64686 | 0.64161 | 0.68687 | 0.67441 | 0.66063 | 0.62783 | 0.66063 | 0.68491 | 0.64161 | 0.65276 | 0.65276 | 0.65079 | 0.62521 | 0.66522 | 0.62389 | 0.62521 | 0.64095 | 0.679 | 0.64358 | 0.66391 | 0.62717 | 0.67244 | 0.68622 | 0.6731 | 0.63654 | 0.65121 | 0.66654 | 0.63988 | 0.66254 | 0.65187 | 0.64854 | 0.67254 | 0.65054 | 0.67254 | 0.65587 | 0.6752 | 0.66654 | 0.6872 | 0.66054 | 0.65187 | 0.64387 | 0.63654 | 0.6732 | 0.63454 | 0.64121 | 0.68387 | 0.65587 | 0.69986 | 0.63988 | 0.67853 | 0.69053 | 0.64387 | 0.65054 | 0.65854 | 0.66787 | 0.6952 | 0.66054 | 0.68587 | 0.65254 | 0.6752 | 0.68187 | 0.63321 | 0.67254 | 0.66854 | 0.66254 | 0.6872 | 0.65787 | 0.66387 | 0.68787 | 0.65854 | 0.65254 | 0.65654 | 0.6632 | 0.64121 | 0.63921 | 0.65787 | 0.6632 | 0.66787 | 0.68253 | 0.6912 | 0.65321 | 0.68253 | 0.67254 | 0.68387 | 0.64587 | 0.65787 | 0.64254 | 0.69986 | 0.64454 | 0.67653 | 0.66454 | 0.6772 | 0.63388 | 0.68253 | 0.66054 | 0.6872 | 0.64121 | 0.64121 | 0.63321 | 0.68453 | 0.6672 | 0.6932 | 0.63321 | 0.6652 | 0.64321 | 0.65387 | 0.69853 | 0.69187 | 0.65121 | 0.65854 | 0.6612 | 0.63921 | 0.64254 | 0.64321 | 0.68453 | 0.69253 | 0.66787 | 0.65321 | 0.64721
ON_DEJ_TSS | 569 | 230 | ON | 0.001226 | 569 | 24640 | 0.30209 | 0.33441 | 0.32234 | 0.31679 | 0.31581 | 0.31549 | 0.32462 | 0.3318 | 0.33571 | 0.31516 | 0.30994 | 0.32266 | 0.33376 | 0.31614 | 0.32886 | 0.3318 | 0.31744 | 0.31451 | 0.3393 | 0.32038 | 0.32071 | 0.32103 | 0.31418 | 0.31679 | 0.32332 | 0.31516 | 0.31386 | 0.32397 | 0.33637 | 0.32364 | 0.31092 | 0.31973 | 0.31451 | 0.32952 | 0.31581 | 0.32593 | 0.31875 | 0.31092 | 0.32071 | 0.33963 | 0.32103 | 0.31777 | 0.33604 | 0.30994 | 0.33213 | 0.32495 | 0.32071 | 0.3393 | 0.3132 | 0.36823 | 0.34292 | 0.34791 | 0.35254 | 0.36537 | 0.34898 | 0.34969 | 0.34577 | 0.36929 | 0.36466 | 0.34292 | 0.34185 | 0.34755 | 0.36003 | 0.36573 | 0.3668 | 0.37286 | 0.34684 | 0.35468 | 0.34791 | 0.36395 | 0.35717 | 0.35254 | 0.34113 | 0.35112 | 0.35218 | 0.35717 | 0.35183 | 0.34006 | 0.34042 | 0.33864 | 0.35254 | 0.36823 | 0.34506 | 0.35325 | 0.34149 | 0.34399 | 0.36038 | 0.34969 | 0.36074 | 0.37215 | 0.36787 | 0.35967 | 0.37429 | 0.35397 | 0.34862 | 0.34541 | 0.34042 | 0.35344 | 0.37628 | 0.36033 | 0.35779 | 0.3683 | 0.36758 | 0.36613 | 0.36613 | 0.35235 | 0.37338 | 0.37338 | 0.36903 | 0.34764 | 0.36468 | 0.37664 | 0.37338 | 0.35598 | 0.35199 | 0.38027 | 0.35743 | 0.3741 | 0.3654 | 0.34873 | 0.36939 | 0.35054 | 0.37483 | 0.35308 | 0.34438 | 0.37048 | 0.34764 | 0.35054 | 0.38027 | 0.35525 | 0.35634 | 0.35562 | 0.34655 | 0.37048 | 0.35235 | 0.36649 | 0.34438 | 0.34945 | 0.36867 | 0.35852 | 0.37338 | 0.36867 | 0.377 | 0.38063 | 0.3567 | 0.39233 | 0.38818 | 0.39611 | 0.39233 | 0.36062 | 0.37685 | 0.38743 | 0.37383 | 0.39385 | 0.39422 | 0.36062 | 0.3795 | 0.39536 | 0.3795 | 0.38592 | 0.38705 | 0.3912 | 0.3659 | 0.38856 | 0.37761 | 0.37383 | 0.38138 | 0.37912 | 0.38743 | 0.37232 | 0.3693 | 0.39536 | 0.38818 | 0.38025 | 0.36137 | 0.38025 | 0.39422 | 0.3693 | 0.37572 | 0.37572 | 0.37459 | 0.35986 | 0.38289 | 0.35911 | 0.35986 | 0.36892 | 0.39082 | 0.37043 | 0.38214 | 0.36099 | 0.38705 | 0.39498 | 0.38743 | 0.36639 | 0.37483 | 0.38365 | 0.3683 | 0.38135 | 0.37521 | 0.37329 | 0.3871 | 0.37444 | 0.3871 | 0.37751 | 0.38864 | 0.38365 | 0.39554 | 0.3802 | 0.37521 | 0.37061 | 0.36639 | 0.38749 | 0.36523 | 0.36907 | 0.39362 | 0.37751 | 0.40283 | 0.3683 | 0.39056 | 0.39746 | 0.37061 | 0.37444 | 0.37905 | 0.38442 | 0.40015 | 0.3802 | 0.39478 | 0.37559 | 0.38864 | 0.39247 | 0.36447 | 0.3871 | 0.3848 | 0.38135 | 0.39554 | 0.37866 | 0.38212 | 0.39593 | 0.37905 | 0.37559 | 0.37789 | 0.38173 | 0.36907 | 0.36792 | 0.37866 | 0.38173 | 0.38442 | 0.39286 | 0.39784 | 0.37598 | 0.39286 | 0.3871 | 0.39362 | 0.37176 | 0.37866 | 0.36984 | 0.40283 | 0.37099 | 0.3894 | 0.3825 | 0.38979 | 0.36485 | 0.39286 | 0.3802 | 0.39554 | 0.36907 | 0.36907 | 0.36447 | 0.39401 | 0.38403 | 0.399 | 0.36447 | 0.38288 | 0.37022 | 0.37636 | 0.40206 | 0.39823 | 0.37483 | 0.37905 | 0.38058 | 0.36792 | 0.36984 | 0.37022 | 0.39401 | 0.39861 | 0.38442 | 0.37598 | 0.37252
ON_DET_JCT | 570 | 230 | ON | 0.002429 | 570 | 24640 | 0.59851 | 0.66255 | 0.63863 | 0.62764 | 0.6257 | 0.62506 | 0.64315 | 0.65737 | 0.66513 | 0.62441 | 0.61407 | 0.63928 | 0.66125 | 0.62635 | 0.65156 | 0.65737 | 0.62893 | 0.62312 | 0.67224 | 0.63475 | 0.6354 | 0.63604 | 0.62247 | 0.62764 | 0.64057 | 0.62441 | 0.62182 | 0.64186 | 0.66642 | 0.64121 | 0.61601 | 0.63346 | 0.62312 | 0.65285 | 0.6257 | 0.64574 | 0.63152 | 0.61601 | 0.6354 | 0.67289 | 0.63604 | 0.62958 | 0.66578 | 0.61407 | 0.65802 | 0.6438 | 0.6354 | 0.67224 | 0.62053 | 0.72954 | 0.6794 | 0.68929 | 0.69847 | 0.72389 | 0.69141 | 0.69282 | 0.68505 | 0.73166 | 0.72248 | 0.6794 | 0.67728 | 0.68858 | 0.7133 | 0.7246 | 0.72672 | 0.73872 | 0.68717 | 0.70271 | 0.68929 | 0.72107 | 0.70765 | 0.69847 | 0.67587 | 0.69564 | 0.69776 | 0.70765 | 0.69706 | 0.67375 | 0.67446 | 0.67092 | 0.69847 | 0.72954 | 0.68364 | 0.69988 | 0.67657 | 0.68152 | 0.71401 | 0.69282 | 0.71471 | 0.73731 | 0.72884 | 0.71259 | 0.74155 | 0.70129 | 0.6907 | 0.68434 | 0.67446 | 0.70025 | 0.7455 | 0.7139 | 0.70887 | 0.7297 | 0.72826 | 0.72539 | 0.72539 | 0.6981 | 0.73975 | 0.73975 | 0.73113 | 0.68876 | 0.72252 | 0.74622 | 0.73975 | 0.70528 | 0.69738 | 0.7534 | 0.70815 | 0.74119 | 0.72395 | 0.69091 | 0.73185 | 0.69451 | 0.74263 | 0.69953 | 0.6823 | 0.73401 | 0.68876 | 0.69451 | 0.7534 | 0.70384 | 0.706 | 0.70456 | 0.68661 | 0.73401 | 0.6981 | 0.72611 | 0.6823 | 0.69235 | 0.73042 | 0.71031 | 0.73975 | 0.73042 | 0.74693 | 0.75412 | 0.70672 | 0.77731 | 0.76908 | 0.78479 | 0.77731 | 0.71447 | 0.74664 | 0.76758 | 0.74065 | 0.7803 | 0.78105 | 0.71447 | 0.75187 | 0.78329 | 0.75187 | 0.76459 | 0.76684 | 0.77506 | 0.72494 | 0.76983 | 0.74813 | 0.74065 | 0.75561 | 0.75112 | 0.76758 | 0.73766 | 0.73167 | 0.78329 | 0.76908 | 0.75337 | 0.71596 | 0.75337 | 0.78105 | 0.73167 | 0.74439 | 0.74439 | 0.74215 | 0.71297 | 0.75861 | 0.71147 | 0.71297 | 0.73092 | 0.77432 | 0.73392 | 0.75711 | 0.71521 | 0.76684 | 0.78255 | 0.76758 | 0.7259 | 0.74262 | 0.7601 | 0.7297 | 0.75554 | 0.74338 | 0.73958 | 0.76694 | 0.74186 | 0.76694 | 0.74794 | 0.76998 | 0.7601 | 0.78367 | 0.75326 | 0.74338 | 0.73426 | 0.7259 | 0.7677 | 0.72362 | 0.73122 | 0.77986 | 0.74794 | 0.79811 | 0.7297 | 0.77378 | 0.78747 | 0.73426 | 0.74186 | 0.75098 | 0.76162 | 0.79279 | 0.75326 | 0.78215 | 0.74414 | 0.76998 | 0.77758 | 0.7221 | 0.76694 | 0.76238 | 0.75554 | 0.78367 | 0.75022 | 0.75706 | 0.78443 | 0.75098 | 0.74414 | 0.7487 | 0.7563 | 0.73122 | 0.72894 | 0.75022 | 0.7563 | 0.76162 | 0.77834 | 0.78823 | 0.7449 | 0.77834 | 0.76694 | 0.77986 | 0.73654 | 0.75022 | 0.73274 | 0.79811 | 0.73502 | 0.7715 | 0.75782 | 0.77226 | 0.72286 | 0.77834 | 0.75326 | 0.78367 | 0.73122 | 0.73122 | 0.7221 | 0.78062 | 0.76086 | 0.79051 | 0.7221 | 0.75858 | 0.7335 | 0.74566 | 0.79659 | 0.78899 | 0.74262 | 0.75098 | 0.75402 | 0.72894 | 0.73274 | 0.7335 | 0.78062 | 0.78975 | 0.76162 | 0.7449 | 0.73806
ON_DET_TSS | 571 | 230 | ON | 0.002429 | 571 | 24640 | 0.59851 | 0.66255 | 0.63863 | 0.62764 | 0.6257 | 0.62506 | 0.64315 | 0.65737 | 0.66513 | 0.62441 | 0.61407 | 0.63928 | 0.66125 | 0.62635 | 0.65156 | 0.65737 | 0.62893 | 0.62312 | 0.67224 | 0.63475 | 0.6354 | 0.63604 | 0.62247 | 0.62764 | 0.64057 | 0.62441 | 0.62182 | 0.64186 | 0.66642 | 0.64121 | 0.61601 | 0.63346 | 0.62312 | 0.65285 | 0.6257 | 0.64574 | 0.63152 | 0.61601 | 0.6354 | 0.67289 | 0.63604 | 0.62958 | 0.66578 | 0.61407 | 0.65802 | 0.6438 | 0.6354 | 0.67224 | 0.62053 | 0.72954 | 0.6794 | 0.68929 | 0.69847 | 0.72389 | 0.69141 | 0.69282 | 0.68505 | 0.73166 | 0.72248 | 0.6794 | 0.67728 | 0.68858 | 0.7133 | 0.7246 | 0.72672 | 0.73872 | 0.68717 | 0.70271 | 0.68929 | 0.72107 | 0.70765 | 0.69847 | 0.67587 | 0.69564 | 0.69776 | 0.70765 | 0.69706 | 0.67375 | 0.67446 | 0.67092 | 0.69847 | 0.72954 | 0.68364 | 0.69988 | 0.67657 | 0.68152 | 0.71401 | 0.69282 | 0.71471 | 0.73731 | 0.72884 | 0.71259 | 0.74155 | 0.70129 | 0.6907 | 0.68434 | 0.67446 | 0.70025 | 0.7455 | 0.7139 | 0.70887 | 0.7297 | 0.72826 | 0.72539 | 0.72539 | 0.6981 | 0.73975 | 0.73975 | 0.73113 | 0.68876 | 0.72252 | 0.74622 | 0.73975 | 0.70528 | 0.69738 | 0.7534 | 0.70815 | 0.74119 | 0.72395 | 0.69091 | 0.73185 | 0.69451 | 0.74263 | 0.69953 | 0.6823 | 0.73401 | 0.68876 | 0.69451 | 0.7534 | 0.70384 | 0.706 | 0.70456 | 0.68661 | 0.73401 | 0.6981 | 0.72611 | 0.6823 | 0.69235 | 0.73042 | 0.71031 | 0.73975 | 0.73042 | 0.74693 | 0.75412 | 0.70672 | 0.77731 | 0.76908 | 0.78479 | 0.77731 | 0.71447 | 0.74664 | 0.76758 | 0.74065 | 0.7803 | 0.78105 | 0.71447 | 0.75187 | 0.78329 | 0.75187 | 0.76459 | 0.76684 | 0.77506 | 0.72494 | 0.76983 | 0.74813 | 0.74065 | 0.75561 | 0.75112 | 0.76758 | 0.73766 | 0.73167 | 0.78329 | 0.76908 | 0.75337 | 0.71596 | 0.75337 | 0.78105 | 0.73167 | 0.74439 | 0.74439 | 0.74215 | 0.71297 | 0.75861 | 0.71147 | 0.71297 | 0.73092 | 0.77432 | 0.73392 | 0.75711 | 0.71521 | 0.76684 | 0.78255 | 0.76758 | 0.7259 | 0.74262 | 0.7601 | 0.7297 | 0.75554 | 0.74338 | 0.73958 | 0.76694 | 0.74186 | 0.76694 | 0.74794 | 0.76998 | 0.7601 | 0.78367 | 0.75326 | 0.74338 | 0.73426 | 0.7259 | 0.7677 | 0.72362 | 0.73122 | 0.77986 | 0.74794 | 0.79811 | 0.7297 | 0.77378 | 0.78747 | 0.73426 | 0.74186 | 0.75098 | 0.76162 | 0.79279 | 0.75326 | 0.78215 | 0.74414 | 0.76998 | 0.77758 | 0.7221 | 0.76694 | 0.76238 | 0.75554 | 0.78367 | 0.75022 | 0.75706 | 0.78443 | 0.75098 | 0.74414 | 0.7487 | 0.7563 | 0.73122 | 0.72894 | 0.75022 | 0.7563 | 0.76162 | 0.77834 | 0.78823 | 0.7449 | 0.77834 | 0.76694 | 0.77986 | 0.73654 | 0.75022 | 0.73274 | 0.79811 | 0.73502 | 0.7715 | 0.75782 | 0.77226 | 0.72286 | 0.77834 | 0.75326 | 0.78367 | 0.73122 | 0.73122 | 0.7221 | 0.78062 | 0.76086 | 0.79051 | 0.7221 | 0.75858 | 0.7335 | 0.74566 | 0.79659 | 0.78899 | 0.74262 | 0.75098 | 0.75402 | 0.72894 | 0.73274 | 0.7335 | 0.78062 | 0.78975 | 0.76162 | 0.7449 | 0.73806
ON_DFN_JCT | 572 | 230 | ON | 0.002601 | 572 | 24640 | 0.64089 | 0.70946 | 0.68385 | 0.67208 | 0.67001 | 0.66932 | 0.6887 | 0.70392 | 0.71223 | 0.66862 | 0.65755 | 0.68454 | 0.70808 | 0.6707 | 0.69769 | 0.70392 | 0.67347 | 0.66724 | 0.71984 | 0.6797 | 0.68039 | 0.68108 | 0.66655 | 0.67208 | 0.68593 | 0.66862 | 0.66586 | 0.68731 | 0.71361 | 0.68662 | 0.65963 | 0.67831 | 0.66724 | 0.69908 | 0.67001 | 0.69147 | 0.67624 | 0.65963 | 0.68039 | 0.72054 | 0.68108 | 0.67416 | 0.71292 | 0.65755 | 0.70462 | 0.68939 | 0.68039 | 0.71984 | 0.66447 | 0.7812 | 0.72751 | 0.7381 | 0.74793 | 0.77515 | 0.74036 | 0.74188 | 0.73356 | 0.78347 | 0.77364 | 0.72751 | 0.72524 | 0.73734 | 0.76381 | 0.77591 | 0.77818 | 0.79103 | 0.73583 | 0.75246 | 0.7381 | 0.77213 | 0.75776 | 0.74793 | 0.72373 | 0.7449 | 0.74717 | 0.75776 | 0.74641 | 0.72146 | 0.72221 | 0.71843 | 0.74793 | 0.7812 | 0.73205 | 0.74944 | 0.72448 | 0.72978 | 0.76456 | 0.74188 | 0.76532 | 0.78952 | 0.78045 | 0.76305 | 0.79406 | 0.75095 | 0.73961 | 0.7328 | 0.72221 | 0.74984 | 0.79829 | 0.76445 | 0.75907 | 0.78137 | 0.77983 | 0.77675 | 0.77675 | 0.74753 | 0.79214 | 0.79214 | 0.78291 | 0.73753 | 0.77368 | 0.79906 | 0.79214 | 0.75522 | 0.74676 | 0.80675 | 0.7583 | 0.79367 | 0.77522 | 0.73984 | 0.78368 | 0.74368 | 0.79521 | 0.74907 | 0.73061 | 0.78598 | 0.73753 | 0.74368 | 0.80675 | 0.75368 | 0.75599 | 0.75445 | 0.73522 | 0.78598 | 0.74753 | 0.77752 | 0.73061 | 0.74138 | 0.78214 | 0.7606 | 0.79214 | 0.78214 | 0.79983 | 0.80752 | 0.75676 | 0.83235 | 0.82354 | 0.84036 | 0.83235 | 0.76506 | 0.79951 | 0.82194 | 0.7931 | 0.83556 | 0.83636 | 0.76506 | 0.80511 | 0.83876 | 0.80511 | 0.81873 | 0.82114 | 0.82995 | 0.77627 | 0.82434 | 0.80111 | 0.7931 | 0.80912 | 0.80431 | 0.82194 | 0.78989 | 0.78348 | 0.83876 | 0.82354 | 0.80672 | 0.76666 | 0.80672 | 0.83636 | 0.78348 | 0.7971 | 0.7971 | 0.7947 | 0.76346 | 0.81232 | 0.76185 | 0.76346 | 0.78268 | 0.82915 | 0.78589 | 0.81072 | 0.76586 | 0.82114 | 0.83796 | 0.82194 | 0.7773 | 0.79521 | 0.81393 | 0.78137 | 0.80904 | 0.79602 | 0.79195 | 0.82125 | 0.79439 | 0.82125 | 0.8009 | 0.82451 | 0.81393 | 0.83916 | 0.8066 | 0.79602 | 0.78625 | 0.7773 | 0.82206 | 0.77486 | 0.783 | 0.83509 | 0.8009 | 0.85462 | 0.78137 | 0.82858 | 0.84323 | 0.78625 | 0.79439 | 0.80416 | 0.81555 | 0.84892 | 0.8066 | 0.83753 | 0.79683 | 0.82451 | 0.83265 | 0.77323 | 0.82125 | 0.81637 | 0.80904 | 0.83916 | 0.80334 | 0.81067 | 0.83997 | 0.80416 | 0.79683 | 0.80172 | 0.80986 | 0.783 | 0.78055 | 0.80334 | 0.80986 | 0.81555 | 0.83346 | 0.84404 | 0.79765 | 0.83346 | 0.82125 | 0.83509 | 0.78869 | 0.80334 | 0.78462 | 0.85462 | 0.78707 | 0.82613 | 0.81148 | 0.82695 | 0.77404 | 0.83346 | 0.8066 | 0.83916 | 0.783 | 0.783 | 0.77323 | 0.8359 | 0.81474 | 0.84648 | 0.77323 | 0.8123 | 0.78544 | 0.79846 | 0.85299 | 0.84485 | 0.79521 | 0.80416 | 0.80741 | 0.78055 | 0.78462 | 0.78544 | 0.8359 | 0.84567 | 0.81555 | 0.79765 | 0.79032
ON_DGP_DSS | 573 | 230 | ON | 0.001057 | 573 | 24640 | 0.26044 | 0.28831 | 0.27791 | 0.27312 | 0.27228 | 0.272 | 0.27987 | 0.28606 | 0.28944 | 0.27172 | 0.26722 | 0.27819 | 0.28775 | 0.27256 | 0.28353 | 0.28606 | 0.27369 | 0.27115 | 0.29253 | 0.27622 | 0.2765 | 0.27678 | 0.27087 | 0.27312 | 0.27875 | 0.27172 | 0.27059 | 0.27931 | 0.29 | 0.27903 | 0.26806 | 0.27565 | 0.27115 | 0.28409 | 0.27228 | 0.281 | 0.27481 | 0.26806 | 0.2765 | 0.29281 | 0.27678 | 0.27397 | 0.28972 | 0.26722 | 0.28634 | 0.28016 | 0.2765 | 0.29253 | 0.27003 | 0.31747 | 0.29565 | 0.29995 | 0.30394 | 0.31501 | 0.30087 | 0.30149 | 0.29811 | 0.31839 | 0.31439 | 0.29565 | 0.29472 | 0.29964 | 0.3104 | 0.31532 | 0.31624 | 0.32146 | 0.29903 | 0.30579 | 0.29995 | 0.31378 | 0.30794 | 0.30394 | 0.29411 | 0.30271 | 0.30364 | 0.30794 | 0.30333 | 0.29319 | 0.2935 | 0.29196 | 0.30394 | 0.31747 | 0.29749 | 0.30456 | 0.29442 | 0.29657 | 0.31071 | 0.30149 | 0.31101 | 0.32085 | 0.31716 | 0.31009 | 0.32269 | 0.30517 | 0.30056 | 0.2978 | 0.2935 | 0.30472 | 0.32441 | 0.31066 | 0.30847 | 0.31753 | 0.31691 | 0.31566 | 0.31566 | 0.30378 | 0.32191 | 0.32191 | 0.31816 | 0.29972 | 0.31441 | 0.32472 | 0.32191 | 0.30691 | 0.30347 | 0.32785 | 0.30816 | 0.32253 | 0.31503 | 0.30066 | 0.31847 | 0.30222 | 0.32316 | 0.30441 | 0.29691 | 0.31941 | 0.29972 | 0.30222 | 0.32785 | 0.30628 | 0.30722 | 0.3066 | 0.29878 | 0.31941 | 0.30378 | 0.31597 | 0.29691 | 0.30128 | 0.31785 | 0.3091 | 0.32191 | 0.31785 | 0.32504 | 0.32816 | 0.30753 | 0.33825 | 0.33467 | 0.34151 | 0.33825 | 0.31091 | 0.3249 | 0.33402 | 0.3223 | 0.33955 | 0.33988 | 0.31091 | 0.32718 | 0.34086 | 0.32718 | 0.33272 | 0.33369 | 0.33728 | 0.31546 | 0.335 | 0.32556 | 0.3223 | 0.32881 | 0.32686 | 0.33402 | 0.321 | 0.31839 | 0.34086 | 0.33467 | 0.32783 | 0.31156 | 0.32783 | 0.33988 | 0.31839 | 0.32393 | 0.32393 | 0.32295 | 0.31025 | 0.33011 | 0.3096 | 0.31025 | 0.31807 | 0.33695 | 0.31937 | 0.32946 | 0.31123 | 0.33369 | 0.34053 | 0.33402 | 0.31588 | 0.32316 | 0.33076 | 0.31753 | 0.32878 | 0.32349 | 0.32183 | 0.33374 | 0.32283 | 0.33374 | 0.32547 | 0.33506 | 0.33076 | 0.34102 | 0.32779 | 0.32349 | 0.31952 | 0.31588 | 0.33407 | 0.31489 | 0.3182 | 0.33936 | 0.32547 | 0.3473 | 0.31753 | 0.33672 | 0.34267 | 0.31952 | 0.32283 | 0.3268 | 0.33143 | 0.34499 | 0.32779 | 0.34036 | 0.32382 | 0.33506 | 0.33837 | 0.31423 | 0.33374 | 0.33176 | 0.32878 | 0.34102 | 0.32646 | 0.32944 | 0.34135 | 0.3268 | 0.32382 | 0.3258 | 0.32911 | 0.3182 | 0.3172 | 0.32646 | 0.32911 | 0.33143 | 0.3387 | 0.343 | 0.32415 | 0.3387 | 0.33374 | 0.33936 | 0.32051 | 0.32646 | 0.31886 | 0.3473 | 0.31985 | 0.33573 | 0.32977 | 0.33606 | 0.31456 | 0.3387 | 0.32779 | 0.34102 | 0.3182 | 0.3182 | 0.31423 | 0.3397 | 0.3311 | 0.344 | 0.31423 | 0.3301 | 0.31919 | 0.32448 | 0.34664 | 0.34333 | 0.32316 | 0.3268 | 0.32812 | 0.3172 | 0.31886 | 0.31919 | 0.3397 | 0.34366 | 0.33143 | 0.32415 | 0.32117
ON_DID_JCT | 574 | 230 | ON | 0.003026 | 574 | 24640 | 0.74561 | 0.82539 | 0.79559 | 0.7819 | 0.77949 | 0.77868 | 0.80123 | 0.81894 | 0.82861 | 0.77788 | 0.76499 | 0.7964 | 0.82378 | 0.78029 | 0.8117 | 0.81894 | 0.78351 | 0.77627 | 0.83747 | 0.79076 | 0.79157 | 0.79237 | 0.77546 | 0.7819 | 0.79801 | 0.77788 | 0.77466 | 0.79962 | 0.83022 | 0.79881 | 0.76741 | 0.78915 | 0.77627 | 0.81331 | 0.77949 | 0.80445 | 0.78673 | 0.76741 | 0.79157 | 0.83827 | 0.79237 | 0.78432 | 0.82941 | 0.76499 | 0.81975 | 0.80203 | 0.79157 | 0.83747 | 0.77304 | 0.90885 | 0.84638 | 0.8587 | 0.87014 | 0.90181 | 0.86134 | 0.8631 | 0.85342 | 0.91149 | 0.90005 | 0.84638 | 0.84374 | 0.85782 | 0.88861 | 0.90269 | 0.90533 | 0.92029 | 0.85606 | 0.87542 | 0.8587 | 0.89829 | 0.88158 | 0.87014 | 0.84198 | 0.86662 | 0.86926 | 0.88158 | 0.86838 | 0.83934 | 0.84022 | 0.83582 | 0.87014 | 0.90885 | 0.85166 | 0.8719 | 0.84286 | 0.84902 | 0.88949 | 0.8631 | 0.89037 | 0.91853 | 0.90797 | 0.88773 | 0.92381 | 0.87366 | 0.86046 | 0.85254 | 0.84022 | 0.87236 | 0.92873 | 0.88936 | 0.8831 | 0.90904 | 0.90725 | 0.90367 | 0.90367 | 0.86968 | 0.92157 | 0.92157 | 0.91083 | 0.85804 | 0.9001 | 0.92962 | 0.92157 | 0.87862 | 0.86878 | 0.93857 | 0.8822 | 0.92336 | 0.90189 | 0.86073 | 0.91173 | 0.8652 | 0.92515 | 0.87146 | 0.84999 | 0.91441 | 0.85804 | 0.8652 | 0.93857 | 0.87683 | 0.87952 | 0.87773 | 0.85536 | 0.91441 | 0.86968 | 0.90457 | 0.84999 | 0.86252 | 0.90994 | 0.88489 | 0.92157 | 0.90994 | 0.93052 | 0.93946 | 0.88041 | 0.96836 | 0.9581 | 0.97768 | 0.96836 | 0.89007 | 0.93014 | 0.95624 | 0.92269 | 0.97208 | 0.97302 | 0.89007 | 0.93667 | 0.97581 | 0.93667 | 0.95251 | 0.95531 | 0.96556 | 0.90312 | 0.95904 | 0.93201 | 0.92269 | 0.94133 | 0.93574 | 0.95624 | 0.91896 | 0.9115 | 0.97581 | 0.9581 | 0.93853 | 0.89193 | 0.93853 | 0.97302 | 0.9115 | 0.92735 | 0.92735 | 0.92455 | 0.8882 | 0.94506 | 0.88634 | 0.8882 | 0.91057 | 0.96463 | 0.9143 | 0.94319 | 0.891 | 0.95531 | 0.97488 | 0.95624 | 0.90431 | 0.92514 | 0.94692 | 0.90904 | 0.94124 | 0.92609 | 0.92135 | 0.95544 | 0.92419 | 0.95544 | 0.93177 | 0.95923 | 0.94692 | 0.97627 | 0.9384 | 0.92609 | 0.91472 | 0.90431 | 0.95639 | 0.90147 | 0.91094 | 0.97154 | 0.93177 | 0.99427 | 0.90904 | 0.96396 | 0.98101 | 0.91472 | 0.92419 | 0.93556 | 0.94881 | 0.98764 | 0.9384 | 0.97438 | 0.92703 | 0.95923 | 0.9687 | 0.89957 | 0.95544 | 0.94976 | 0.94124 | 0.97627 | 0.93461 | 0.94313 | 0.97722 | 0.93556 | 0.92703 | 0.93272 | 0.94219 | 0.91094 | 0.9081 | 0.93461 | 0.94219 | 0.94881 | 0.96965 | 0.98196 | 0.92798 | 0.96965 | 0.95544 | 0.97154 | 0.91757 | 0.93461 | 0.91283 | 0.99427 | 0.91567 | 0.96112 | 0.94408 | 0.96207 | 0.90052 | 0.96965 | 0.9384 | 0.97627 | 0.91094 | 0.91094 | 0.89957 | 0.97249 | 0.94787 | 0.9848 | 0.89957 | 0.94503 | 0.91378 | 0.92893 | 0.99237 | 0.9829 | 0.92514 | 0.93556 | 0.93934 | 0.9081 | 0.91283 | 0.91378 | 0.97249 | 0.98385 | 0.94881 | 0.92798 | 0.91946
ON_DIL_GSS | 575 | 230 | ON | 0.001217 | 575 | 24640 | 0.29987 | 0.33195 | 0.31997 | 0.31447 | 0.31349 | 0.31317 | 0.32224 | 0.32936 | 0.33325 | 0.31285 | 0.30767 | 0.3203 | 0.33131 | 0.31382 | 0.32645 | 0.32936 | 0.31511 | 0.3122 | 0.33681 | 0.31803 | 0.31835 | 0.31868 | 0.31188 | 0.31447 | 0.32094 | 0.31285 | 0.31155 | 0.32159 | 0.3339 | 0.32127 | 0.30864 | 0.31738 | 0.3122 | 0.3271 | 0.31349 | 0.32353 | 0.31641 | 0.30864 | 0.31835 | 0.33714 | 0.31868 | 0.31544 | 0.33357 | 0.30767 | 0.32969 | 0.32256 | 0.31835 | 0.33681 | 0.3109 | 0.36552 | 0.3404 | 0.34535 | 0.34995 | 0.36269 | 0.34641 | 0.34712 | 0.34323 | 0.36658 | 0.36198 | 0.3404 | 0.33934 | 0.345 | 0.35738 | 0.36305 | 0.36411 | 0.37012 | 0.34429 | 0.35208 | 0.34535 | 0.36128 | 0.35455 | 0.34995 | 0.33863 | 0.34854 | 0.3496 | 0.35455 | 0.34925 | 0.33757 | 0.33792 | 0.33615 | 0.34995 | 0.36552 | 0.34252 | 0.35066 | 0.33898 | 0.34146 | 0.35774 | 0.34712 | 0.35809 | 0.36941 | 0.36517 | 0.35703 | 0.37154 | 0.35137 | 0.34606 | 0.34288 | 0.33792 | 0.35085 | 0.37352 | 0.35768 | 0.35516 | 0.3656 | 0.36488 | 0.36344 | 0.36344 | 0.34977 | 0.37064 | 0.37064 | 0.36632 | 0.34509 | 0.362 | 0.37388 | 0.37064 | 0.35337 | 0.34941 | 0.37747 | 0.3548 | 0.37136 | 0.36272 | 0.34617 | 0.36668 | 0.34797 | 0.37208 | 0.35049 | 0.34185 | 0.36776 | 0.34509 | 0.34797 | 0.37747 | 0.35265 | 0.35373 | 0.35301 | 0.34401 | 0.36776 | 0.34977 | 0.3638 | 0.34185 | 0.34689 | 0.36596 | 0.35588 | 0.37064 | 0.36596 | 0.37424 | 0.37783 | 0.35409 | 0.38945 | 0.38533 | 0.3932 | 0.38945 | 0.35797 | 0.37409 | 0.38458 | 0.37109 | 0.39095 | 0.39133 | 0.35797 | 0.37671 | 0.39245 | 0.37671 | 0.38308 | 0.38421 | 0.38833 | 0.36322 | 0.38571 | 0.37484 | 0.37109 | 0.37858 | 0.37634 | 0.38458 | 0.36959 | 0.36659 | 0.39245 | 0.38533 | 0.37746 | 0.35872 | 0.37746 | 0.39133 | 0.36659 | 0.37296 | 0.37296 | 0.37184 | 0.35722 | 0.38008 | 0.35647 | 0.35722 | 0.36621 | 0.38796 | 0.36771 | 0.37933 | 0.35834 | 0.38421 | 0.39208 | 0.38458 | 0.3637 | 0.37207 | 0.38083 | 0.3656 | 0.37855 | 0.37246 | 0.37055 | 0.38426 | 0.37169 | 0.38426 | 0.37474 | 0.38578 | 0.38083 | 0.39264 | 0.37741 | 0.37246 | 0.36789 | 0.3637 | 0.38464 | 0.36255 | 0.36636 | 0.39074 | 0.37474 | 0.39988 | 0.3656 | 0.38769 | 0.39454 | 0.36789 | 0.37169 | 0.37626 | 0.3816 | 0.39721 | 0.37741 | 0.39188 | 0.37284 | 0.38578 | 0.38959 | 0.36179 | 0.38426 | 0.38198 | 0.37855 | 0.39264 | 0.37588 | 0.37931 | 0.39302 | 0.37626 | 0.37284 | 0.37512 | 0.37893 | 0.36636 | 0.36522 | 0.37588 | 0.37893 | 0.3816 | 0.38997 | 0.39492 | 0.37322 | 0.38997 | 0.38426 | 0.39074 | 0.36903 | 0.37588 | 0.36712 | 0.39988 | 0.36827 | 0.38655 | 0.37969 | 0.38693 | 0.36217 | 0.38997 | 0.37741 | 0.39264 | 0.36636 | 0.36636 | 0.36179 | 0.39112 | 0.38121 | 0.39607 | 0.36179 | 0.38007 | 0.3675 | 0.3736 | 0.39911 | 0.39531 | 0.37207 | 0.37626 | 0.37779 | 0.36522 | 0.36712 | 0.3675 | 0.39112 | 0.39569 | 0.3816 | 0.37322 | 0.36979
ON_DIL_JCT | 576 | 230 | ON | 0.001217 | 576 | 24640 | 0.29987 | 0.33195 | 0.31997 | 0.31447 | 0.31349 | 0.31317 | 0.32224 | 0.32936 | 0.33325 | 0.31285 | 0.30767 | 0.3203 | 0.33131 | 0.31382 | 0.32645 | 0.32936 | 0.31511 | 0.3122 | 0.33681 | 0.31803 | 0.31835 | 0.31868 | 0.31188 | 0.31447 | 0.32094 | 0.31285 | 0.31155 | 0.32159 | 0.3339 | 0.32127 | 0.30864 | 0.31738 | 0.3122 | 0.3271 | 0.31349 | 0.32353 | 0.31641 | 0.30864 | 0.31835 | 0.33714 | 0.31868 | 0.31544 | 0.33357 | 0.30767 | 0.32969 | 0.32256 | 0.31835 | 0.33681 | 0.3109 | 0.36552 | 0.3404 | 0.34535 | 0.34995 | 0.36269 | 0.34641 | 0.34712 | 0.34323 | 0.36658 | 0.36198 | 0.3404 | 0.33934 | 0.345 | 0.35738 | 0.36305 | 0.36411 | 0.37012 | 0.34429 | 0.35208 | 0.34535 | 0.36128 | 0.35455 | 0.34995 | 0.33863 | 0.34854 | 0.3496 | 0.35455 | 0.34925 | 0.33757 | 0.33792 | 0.33615 | 0.34995 | 0.36552 | 0.34252 | 0.35066 | 0.33898 | 0.34146 | 0.35774 | 0.34712 | 0.35809 | 0.36941 | 0.36517 | 0.35703 | 0.37154 | 0.35137 | 0.34606 | 0.34288 | 0.33792 | 0.35085 | 0.37352 | 0.35768 | 0.35516 | 0.3656 | 0.36488 | 0.36344 | 0.36344 | 0.34977 | 0.37064 | 0.37064 | 0.36632 | 0.34509 | 0.362 | 0.37388 | 0.37064 | 0.35337 | 0.34941 | 0.37747 | 0.3548 | 0.37136 | 0.36272 | 0.34617 | 0.36668 | 0.34797 | 0.37208 | 0.35049 | 0.34185 | 0.36776 | 0.34509 | 0.34797 | 0.37747 | 0.35265 | 0.35373 | 0.35301 | 0.34401 | 0.36776 | 0.34977 | 0.3638 | 0.34185 | 0.34689 | 0.36596 | 0.35588 | 0.37064 | 0.36596 | 0.37424 | 0.37783 | 0.35409 | 0.38945 | 0.38533 | 0.3932 | 0.38945 | 0.35797 | 0.37409 | 0.38458 | 0.37109 | 0.39095 | 0.39133 | 0.35797 | 0.37671 | 0.39245 | 0.37671 | 0.38308 | 0.38421 | 0.38833 | 0.36322 | 0.38571 | 0.37484 | 0.37109 | 0.37858 | 0.37634 | 0.38458 | 0.36959 | 0.36659 | 0.39245 | 0.38533 | 0.37746 | 0.35872 | 0.37746 | 0.39133 | 0.36659 | 0.37296 | 0.37296 | 0.37184 | 0.35722 | 0.38008 | 0.35647 | 0.35722 | 0.36621 | 0.38796 | 0.36771 | 0.37933 | 0.35834 | 0.38421 | 0.39208 | 0.38458 | 0.3637 | 0.37207 | 0.38083 | 0.3656 | 0.37855 | 0.37246 | 0.37055 | 0.38426 | 0.37169 | 0.38426 | 0.37474 | 0.38578 | 0.38083 | 0.39264 | 0.37741 | 0.37246 | 0.36789 | 0.3637 | 0.38464 | 0.36255 | 0.36636 | 0.39074 | 0.37474 | 0.39988 | 0.3656 | 0.38769 | 0.39454 | 0.36789 | 0.37169 | 0.37626 | 0.3816 | 0.39721 | 0.37741 | 0.39188 | 0.37284 | 0.38578 | 0.38959 | 0.36179 | 0.38426 | 0.38198 | 0.37855 | 0.39264 | 0.37588 | 0.37931 | 0.39302 | 0.37626 | 0.37284 | 0.37512 | 0.37893 | 0.36636 | 0.36522 | 0.37588 | 0.37893 | 0.3816 | 0.38997 | 0.39492 | 0.37322 | 0.38997 | 0.38426 | 0.39074 | 0.36903 | 0.37588 | 0.36712 | 0.39988 | 0.36827 | 0.38655 | 0.37969 | 0.38693 | 0.36217 | 0.38997 | 0.37741 | 0.39264 | 0.36636 | 0.36636 | 0.36179 | 0.39112 | 0.38121 | 0.39607 | 0.36179 | 0.38007 | 0.3675 | 0.3736 | 0.39911 | 0.39531 | 0.37207 | 0.37626 | 0.37779 | 0.36522 | 0.36712 | 0.3675 | 0.39112 | 0.39569 | 0.3816 | 0.37322 | 0.36979
ON_DKW_ISS | 577 | 230 | ON | 0.002399 | 577 | 24640 | 0.59111 | 0.65436 | 0.63074 | 0.61989 | 0.61797 | 0.61734 | 0.63521 | 0.64926 | 0.65692 | 0.6167 | 0.60648 | 0.63138 | 0.65309 | 0.61861 | 0.64351 | 0.64926 | 0.62117 | 0.61542 | 0.66394 | 0.62691 | 0.62755 | 0.62819 | 0.61478 | 0.61989 | 0.63266 | 0.6167 | 0.61414 | 0.63393 | 0.65819 | 0.6333 | 0.6084 | 0.62563 | 0.61542 | 0.64479 | 0.61797 | 0.63776 | 0.62372 | 0.6084 | 0.62755 | 0.66458 | 0.62819 | 0.6218 | 0.65755 | 0.60648 | 0.64989 | 0.63585 | 0.62755 | 0.66394 | 0.61287 | 0.72053 | 0.67101 | 0.68077 | 0.68984 | 0.71495 | 0.68287 | 0.68426 | 0.67659 | 0.72262 | 0.71356 | 0.67101 | 0.66892 | 0.68008 | 0.70449 | 0.71565 | 0.71774 | 0.7296 | 0.67868 | 0.69403 | 0.68077 | 0.71216 | 0.69891 | 0.68984 | 0.66752 | 0.68705 | 0.68914 | 0.69891 | 0.68845 | 0.66543 | 0.66613 | 0.66264 | 0.68984 | 0.72053 | 0.67519 | 0.69124 | 0.66822 | 0.6731 | 0.70519 | 0.68426 | 0.70588 | 0.7282 | 0.71983 | 0.70379 | 0.73239 | 0.69263 | 0.68217 | 0.67589 | 0.66613 | 0.6916 | 0.73629 | 0.70508 | 0.70011 | 0.72069 | 0.71927 | 0.71643 | 0.71643 | 0.68947 | 0.73062 | 0.73062 | 0.7221 | 0.68025 | 0.71359 | 0.737 | 0.73062 | 0.69657 | 0.68877 | 0.74409 | 0.69941 | 0.73204 | 0.71501 | 0.68238 | 0.72281 | 0.68593 | 0.73345 | 0.69089 | 0.67387 | 0.72494 | 0.68025 | 0.68593 | 0.74409 | 0.69515 | 0.69728 | 0.69586 | 0.67813 | 0.72494 | 0.68947 | 0.71714 | 0.67387 | 0.6838 | 0.7214 | 0.70153 | 0.73062 | 0.7214 | 0.73771 | 0.7448 | 0.69799 | 0.76771 | 0.75958 | 0.7751 | 0.76771 | 0.70564 | 0.73741 | 0.7581 | 0.7315 | 0.77066 | 0.7714 | 0.70564 | 0.74259 | 0.77362 | 0.74259 | 0.75515 | 0.75736 | 0.76549 | 0.71599 | 0.76032 | 0.73889 | 0.7315 | 0.74628 | 0.74185 | 0.7581 | 0.72855 | 0.72264 | 0.77362 | 0.75958 | 0.74406 | 0.70712 | 0.74406 | 0.7714 | 0.72264 | 0.7352 | 0.7352 | 0.73298 | 0.70416 | 0.74924 | 0.70269 | 0.70416 | 0.7219 | 0.76475 | 0.72485 | 0.74776 | 0.70638 | 0.75736 | 0.77288 | 0.7581 | 0.71693 | 0.73345 | 0.75071 | 0.72069 | 0.74621 | 0.7342 | 0.73044 | 0.75747 | 0.7327 | 0.75747 | 0.7387 | 0.76047 | 0.75071 | 0.77399 | 0.74396 | 0.7342 | 0.72519 | 0.71693 | 0.75822 | 0.71468 | 0.72219 | 0.77023 | 0.7387 | 0.78825 | 0.72069 | 0.76423 | 0.77774 | 0.72519 | 0.7327 | 0.74171 | 0.75222 | 0.78299 | 0.74396 | 0.77248 | 0.73495 | 0.76047 | 0.76798 | 0.71318 | 0.75747 | 0.75297 | 0.74621 | 0.77399 | 0.74095 | 0.74771 | 0.77474 | 0.74171 | 0.73495 | 0.73945 | 0.74696 | 0.72219 | 0.71993 | 0.74095 | 0.74696 | 0.75222 | 0.76873 | 0.77849 | 0.7357 | 0.76873 | 0.75747 | 0.77023 | 0.72744 | 0.74095 | 0.72369 | 0.78825 | 0.72594 | 0.76197 | 0.74846 | 0.76273 | 0.71393 | 0.76873 | 0.74396 | 0.77399 | 0.72219 | 0.72219 | 0.71318 | 0.77098 | 0.75146 | 0.78074 | 0.71318 | 0.74921 | 0.72444 | 0.73645 | 0.78675 | 0.77924 | 0.73345 | 0.74171 | 0.74471 | 0.71993 | 0.72369 | 0.72444 | 0.77098 | 0.77999 | 0.75222 | 0.7357 | 0.72894
ON_DNW_JCT | 578 | 230 | ON | 0.001013 | 578 | 24640 | 0.2496 | 0.27631 | 0.26634 | 0.26175 | 0.26095 | 0.26068 | 0.26822 | 0.27415 | 0.27739 | 0.26041 | 0.25609 | 0.26661 | 0.27577 | 0.26121 | 0.27173 | 0.27415 | 0.26229 | 0.25987 | 0.28035 | 0.26472 | 0.26499 | 0.26526 | 0.2596 | 0.26175 | 0.26715 | 0.26041 | 0.25933 | 0.26768 | 0.27793 | 0.26741 | 0.2569 | 0.26418 | 0.25987 | 0.27227 | 0.26095 | 0.2693 | 0.26337 | 0.2569 | 0.26499 | 0.28062 | 0.26526 | 0.26256 | 0.27766 | 0.25609 | 0.27442 | 0.26849 | 0.26499 | 0.28035 | 0.25879 | 0.30425 | 0.28334 | 0.28746 | 0.29129 | 0.3019 | 0.28835 | 0.28894 | 0.2857 | 0.30513 | 0.30131 | 0.28334 | 0.28246 | 0.28717 | 0.29748 | 0.30219 | 0.30307 | 0.30808 | 0.28658 | 0.29306 | 0.28746 | 0.30072 | 0.29512 | 0.29129 | 0.28187 | 0.29011 | 0.291 | 0.29512 | 0.2907 | 0.28098 | 0.28128 | 0.27981 | 0.29129 | 0.30425 | 0.28511 | 0.29188 | 0.28216 | 0.28422 | 0.29777 | 0.28894 | 0.29807 | 0.30749 | 0.30396 | 0.29718 | 0.30926 | 0.29247 | 0.28805 | 0.2854 | 0.28128 | 0.29204 | 0.31091 | 0.29773 | 0.29563 | 0.30432 | 0.30372 | 0.30252 | 0.30252 | 0.29114 | 0.30851 | 0.30851 | 0.30492 | 0.28724 | 0.30132 | 0.31121 | 0.30851 | 0.29413 | 0.29084 | 0.3142 | 0.29533 | 0.30911 | 0.30192 | 0.28814 | 0.30521 | 0.28964 | 0.30971 | 0.29174 | 0.28455 | 0.30611 | 0.28724 | 0.28964 | 0.3142 | 0.29353 | 0.29443 | 0.29383 | 0.28634 | 0.30611 | 0.29114 | 0.30282 | 0.28455 | 0.28874 | 0.30462 | 0.29623 | 0.30851 | 0.30462 | 0.3115 | 0.3145 | 0.29473 | 0.32417 | 0.32074 | 0.32729 | 0.32417 | 0.29796 | 0.31138 | 0.32012 | 0.30888 | 0.32542 | 0.32573 | 0.29796 | 0.31356 | 0.32667 | 0.31356 | 0.31887 | 0.3198 | 0.32324 | 0.30233 | 0.32105 | 0.312 | 0.30888 | 0.31512 | 0.31325 | 0.32012 | 0.30764 | 0.30514 | 0.32667 | 0.32074 | 0.31419 | 0.29859 | 0.31419 | 0.32573 | 0.30514 | 0.31044 | 0.31044 | 0.30951 | 0.29734 | 0.31637 | 0.29672 | 0.29734 | 0.30483 | 0.32292 | 0.30608 | 0.31575 | 0.29828 | 0.3198 | 0.32636 | 0.32012 | 0.30273 | 0.30971 | 0.317 | 0.30432 | 0.31509 | 0.31002 | 0.30844 | 0.31985 | 0.30939 | 0.31985 | 0.31192 | 0.32112 | 0.317 | 0.32682 | 0.31414 | 0.31002 | 0.30622 | 0.30273 | 0.32017 | 0.30178 | 0.30495 | 0.32524 | 0.31192 | 0.33285 | 0.30432 | 0.3227 | 0.32841 | 0.30622 | 0.30939 | 0.31319 | 0.31763 | 0.33063 | 0.31414 | 0.32619 | 0.31034 | 0.32112 | 0.32429 | 0.30115 | 0.31985 | 0.31795 | 0.31509 | 0.32682 | 0.31288 | 0.31573 | 0.32714 | 0.31319 | 0.31034 | 0.31224 | 0.31541 | 0.30495 | 0.304 | 0.31288 | 0.31541 | 0.31763 | 0.3246 | 0.32872 | 0.31066 | 0.3246 | 0.31985 | 0.32524 | 0.30717 | 0.31288 | 0.30558 | 0.33285 | 0.30654 | 0.32175 | 0.31605 | 0.32207 | 0.30146 | 0.3246 | 0.31414 | 0.32682 | 0.30495 | 0.30495 | 0.30115 | 0.32555 | 0.31731 | 0.32968 | 0.30115 | 0.31636 | 0.3059 | 0.31097 | 0.33221 | 0.32904 | 0.30971 | 0.31319 | 0.31446 | 0.304 | 0.30558 | 0.3059 | 0.32555 | 0.32936 | 0.31763 | 0.31066 | 0.3078
ON_DOB_DSS | 579 | 230 | ON | 0.001398 | 579 | 24640 | 0.34447 | 0.38133 | 0.36756 | 0.36124 | 0.36012 | 0.35975 | 0.37016 | 0.37835 | 0.38281 | 0.35938 | 0.35342 | 0.36793 | 0.38058 | 0.36049 | 0.375 | 0.37835 | 0.36198 | 0.35863 | 0.38691 | 0.36533 | 0.3657 | 0.36607 | 0.35826 | 0.36124 | 0.36868 | 0.35938 | 0.35789 | 0.36942 | 0.38356 | 0.36905 | 0.35454 | 0.36458 | 0.35863 | 0.37574 | 0.36012 | 0.37165 | 0.36347 | 0.35454 | 0.3657 | 0.38728 | 0.36607 | 0.36235 | 0.38319 | 0.35342 | 0.37872 | 0.37054 | 0.3657 | 0.38691 | 0.35714 | 0.41988 | 0.39103 | 0.39672 | 0.402 | 0.41663 | 0.39794 | 0.39875 | 0.39428 | 0.4211 | 0.41582 | 0.39103 | 0.38981 | 0.39631 | 0.41054 | 0.41704 | 0.41826 | 0.42517 | 0.3955 | 0.40444 | 0.39672 | 0.41501 | 0.40728 | 0.402 | 0.38899 | 0.40037 | 0.40159 | 0.40728 | 0.40119 | 0.38777 | 0.38818 | 0.38615 | 0.402 | 0.41988 | 0.39346 | 0.40281 | 0.3894 | 0.39224 | 0.41094 | 0.39875 | 0.41135 | 0.42436 | 0.41948 | 0.41013 | 0.42679 | 0.40363 | 0.39753 | 0.39387 | 0.38818 | 0.40303 | 0.42907 | 0.41088 | 0.40799 | 0.41997 | 0.41915 | 0.41749 | 0.41749 | 0.40179 | 0.42576 | 0.42576 | 0.4208 | 0.39641 | 0.41584 | 0.42948 | 0.42576 | 0.40592 | 0.40137 | 0.43362 | 0.40757 | 0.42659 | 0.41667 | 0.39765 | 0.42121 | 0.39972 | 0.42741 | 0.40261 | 0.39269 | 0.42245 | 0.39641 | 0.39972 | 0.43362 | 0.40509 | 0.40633 | 0.40551 | 0.39517 | 0.42245 | 0.40179 | 0.41791 | 0.39269 | 0.39848 | 0.42039 | 0.40881 | 0.42576 | 0.42039 | 0.4299 | 0.43403 | 0.40675 | 0.44738 | 0.44264 | 0.45168 | 0.44738 | 0.41121 | 0.42972 | 0.44178 | 0.42628 | 0.4491 | 0.44953 | 0.41121 | 0.43274 | 0.45082 | 0.43274 | 0.44006 | 0.44135 | 0.44609 | 0.41724 | 0.44307 | 0.43058 | 0.42628 | 0.43489 | 0.43231 | 0.44178 | 0.42456 | 0.42111 | 0.45082 | 0.44264 | 0.4336 | 0.41207 | 0.4336 | 0.44953 | 0.42111 | 0.42843 | 0.42843 | 0.42714 | 0.41035 | 0.43661 | 0.40949 | 0.41035 | 0.42068 | 0.44565 | 0.4224 | 0.43575 | 0.41164 | 0.44135 | 0.45039 | 0.44178 | 0.41779 | 0.42741 | 0.43747 | 0.41997 | 0.43485 | 0.42785 | 0.42566 | 0.44141 | 0.42697 | 0.44141 | 0.43047 | 0.44316 | 0.43747 | 0.45104 | 0.43354 | 0.42785 | 0.4226 | 0.41779 | 0.44185 | 0.41647 | 0.42085 | 0.44885 | 0.43047 | 0.45935 | 0.41997 | 0.44535 | 0.45322 | 0.4226 | 0.42697 | 0.43222 | 0.43835 | 0.45628 | 0.43354 | 0.45016 | 0.42829 | 0.44316 | 0.44754 | 0.4156 | 0.44141 | 0.43879 | 0.43485 | 0.45104 | 0.43179 | 0.43572 | 0.45147 | 0.43222 | 0.42829 | 0.43091 | 0.43529 | 0.42085 | 0.41954 | 0.43179 | 0.43529 | 0.43835 | 0.44797 | 0.45366 | 0.42872 | 0.44797 | 0.44141 | 0.44885 | 0.42391 | 0.43179 | 0.42172 | 0.45935 | 0.42304 | 0.44404 | 0.43616 | 0.44447 | 0.41604 | 0.44797 | 0.43354 | 0.45104 | 0.42085 | 0.42085 | 0.4156 | 0.44929 | 0.43791 | 0.45497 | 0.4156 | 0.4366 | 0.42216 | 0.42916 | 0.45847 | 0.4541 | 0.42741 | 0.43222 | 0.43397 | 0.41954 | 0.42172 | 0.42216 | 0.44929 | 0.45453 | 0.43835 | 0.42872 | 0.42479
ON_DRY_TSS | 580 | 230 | ON | 0.001013 | 580 | 24640 | 0.2496 | 0.27631 | 0.26634 | 0.26175 | 0.26095 | 0.26068 | 0.26822 | 0.27415 | 0.27739 | 0.26041 | 0.25609 | 0.26661 | 0.27577 | 0.26121 | 0.27173 | 0.27415 | 0.26229 | 0.25987 | 0.28035 | 0.26472 | 0.26499 | 0.26526 | 0.2596 | 0.26175 | 0.26715 | 0.26041 | 0.25933 | 0.26768 | 0.27793 | 0.26741 | 0.2569 | 0.26418 | 0.25987 | 0.27227 | 0.26095 | 0.2693 | 0.26337 | 0.2569 | 0.26499 | 0.28062 | 0.26526 | 0.26256 | 0.27766 | 0.25609 | 0.27442 | 0.26849 | 0.26499 | 0.28035 | 0.25879 | 0.30425 | 0.28334 | 0.28746 | 0.29129 | 0.3019 | 0.28835 | 0.28894 | 0.2857 | 0.30513 | 0.30131 | 0.28334 | 0.28246 | 0.28717 | 0.29748 | 0.30219 | 0.30307 | 0.30808 | 0.28658 | 0.29306 | 0.28746 | 0.30072 | 0.29512 | 0.29129 | 0.28187 | 0.29011 | 0.291 | 0.29512 | 0.2907 | 0.28098 | 0.28128 | 0.27981 | 0.29129 | 0.30425 | 0.28511 | 0.29188 | 0.28216 | 0.28422 | 0.29777 | 0.28894 | 0.29807 | 0.30749 | 0.30396 | 0.29718 | 0.30926 | 0.29247 | 0.28805 | 0.2854 | 0.28128 | 0.29204 | 0.31091 | 0.29773 | 0.29563 | 0.30432 | 0.30372 | 0.30252 | 0.30252 | 0.29114 | 0.30851 | 0.30851 | 0.30492 | 0.28724 | 0.30132 | 0.31121 | 0.30851 | 0.29413 | 0.29084 | 0.3142 | 0.29533 | 0.30911 | 0.30192 | 0.28814 | 0.30521 | 0.28964 | 0.30971 | 0.29174 | 0.28455 | 0.30611 | 0.28724 | 0.28964 | 0.3142 | 0.29353 | 0.29443 | 0.29383 | 0.28634 | 0.30611 | 0.29114 | 0.30282 | 0.28455 | 0.28874 | 0.30462 | 0.29623 | 0.30851 | 0.30462 | 0.3115 | 0.3145 | 0.29473 | 0.32417 | 0.32074 | 0.32729 | 0.32417 | 0.29796 | 0.31138 | 0.32012 | 0.30888 | 0.32542 | 0.32573 | 0.29796 | 0.31356 | 0.32667 | 0.31356 | 0.31887 | 0.3198 | 0.32324 | 0.30233 | 0.32105 | 0.312 | 0.30888 | 0.31512 | 0.31325 | 0.32012 | 0.30764 | 0.30514 | 0.32667 | 0.32074 | 0.31419 | 0.29859 | 0.31419 | 0.32573 | 0.30514 | 0.31044 | 0.31044 | 0.30951 | 0.29734 | 0.31637 | 0.29672 | 0.29734 | 0.30483 | 0.32292 | 0.30608 | 0.31575 | 0.29828 | 0.3198 | 0.32636 | 0.32012 | 0.30273 | 0.30971 | 0.317 | 0.30432 | 0.31509 | 0.31002 | 0.30844 | 0.31985 | 0.30939 | 0.31985 | 0.31192 | 0.32112 | 0.317 | 0.32682 | 0.31414 | 0.31002 | 0.30622 | 0.30273 | 0.32017 | 0.30178 | 0.30495 | 0.32524 | 0.31192 | 0.33285 | 0.30432 | 0.3227 | 0.32841 | 0.30622 | 0.30939 | 0.31319 | 0.31763 | 0.33063 | 0.31414 | 0.32619 | 0.31034 | 0.32112 | 0.32429 | 0.30115 | 0.31985 | 0.31795 | 0.31509 | 0.32682 | 0.31288 | 0.31573 | 0.32714 | 0.31319 | 0.31034 | 0.31224 | 0.31541 | 0.30495 | 0.304 | 0.31288 | 0.31541 | 0.31763 | 0.3246 | 0.32872 | 0.31066 | 0.3246 | 0.31985 | 0.32524 | 0.30717 | 0.31288 | 0.30558 | 0.33285 | 0.30654 | 0.32175 | 0.31605 | 0.32207 | 0.30146 | 0.3246 | 0.31414 | 0.32682 | 0.30495 | 0.30495 | 0.30115 | 0.32555 | 0.31731 | 0.32968 | 0.30115 | 0.31636 | 0.3059 | 0.31097 | 0.33221 | 0.32904 | 0.30971 | 0.31319 | 0.31446 | 0.304 | 0.30558 | 0.3059 | 0.32555 | 0.32936 | 0.31763 | 0.31066 | 0.3078
ON_DUA_DSS | 581 | 230 | ON | 0.001217 | 581 | 24640 | 0.29987 | 0.33195 | 0.31997 | 0.31447 | 0.31349 | 0.31317 | 0.32224 | 0.32936 | 0.33325 | 0.31285 | 0.30767 | 0.3203 | 0.33131 | 0.31382 | 0.32645 | 0.32936 | 0.31511 | 0.3122 | 0.33681 | 0.31803 | 0.31835 | 0.31868 | 0.31188 | 0.31447 | 0.32094 | 0.31285 | 0.31155 | 0.32159 | 0.3339 | 0.32127 | 0.30864 | 0.31738 | 0.3122 | 0.3271 | 0.31349 | 0.32353 | 0.31641 | 0.30864 | 0.31835 | 0.33714 | 0.31868 | 0.31544 | 0.33357 | 0.30767 | 0.32969 | 0.32256 | 0.31835 | 0.33681 | 0.3109 | 0.36552 | 0.3404 | 0.34535 | 0.34995 | 0.36269 | 0.34641 | 0.34712 | 0.34323 | 0.36658 | 0.36198 | 0.3404 | 0.33934 | 0.345 | 0.35738 | 0.36305 | 0.36411 | 0.37012 | 0.34429 | 0.35208 | 0.34535 | 0.36128 | 0.35455 | 0.34995 | 0.33863 | 0.34854 | 0.3496 | 0.35455 | 0.34925 | 0.33757 | 0.33792 | 0.33615 | 0.34995 | 0.36552 | 0.34252 | 0.35066 | 0.33898 | 0.34146 | 0.35774 | 0.34712 | 0.35809 | 0.36941 | 0.36517 | 0.35703 | 0.37154 | 0.35137 | 0.34606 | 0.34288 | 0.33792 | 0.35085 | 0.37352 | 0.35768 | 0.35516 | 0.3656 | 0.36488 | 0.36344 | 0.36344 | 0.34977 | 0.37064 | 0.37064 | 0.36632 | 0.34509 | 0.362 | 0.37388 | 0.37064 | 0.35337 | 0.34941 | 0.37747 | 0.3548 | 0.37136 | 0.36272 | 0.34617 | 0.36668 | 0.34797 | 0.37208 | 0.35049 | 0.34185 | 0.36776 | 0.34509 | 0.34797 | 0.37747 | 0.35265 | 0.35373 | 0.35301 | 0.34401 | 0.36776 | 0.34977 | 0.3638 | 0.34185 | 0.34689 | 0.36596 | 0.35588 | 0.37064 | 0.36596 | 0.37424 | 0.37783 | 0.35409 | 0.38945 | 0.38533 | 0.3932 | 0.38945 | 0.35797 | 0.37409 | 0.38458 | 0.37109 | 0.39095 | 0.39133 | 0.35797 | 0.37671 | 0.39245 | 0.37671 | 0.38308 | 0.38421 | 0.38833 | 0.36322 | 0.38571 | 0.37484 | 0.37109 | 0.37858 | 0.37634 | 0.38458 | 0.36959 | 0.36659 | 0.39245 | 0.38533 | 0.37746 | 0.35872 | 0.37746 | 0.39133 | 0.36659 | 0.37296 | 0.37296 | 0.37184 | 0.35722 | 0.38008 | 0.35647 | 0.35722 | 0.36621 | 0.38796 | 0.36771 | 0.37933 | 0.35834 | 0.38421 | 0.39208 | 0.38458 | 0.3637 | 0.37207 | 0.38083 | 0.3656 | 0.37855 | 0.37246 | 0.37055 | 0.38426 | 0.37169 | 0.38426 | 0.37474 | 0.38578 | 0.38083 | 0.39264 | 0.37741 | 0.37246 | 0.36789 | 0.3637 | 0.38464 | 0.36255 | 0.36636 | 0.39074 | 0.37474 | 0.39988 | 0.3656 | 0.38769 | 0.39454 | 0.36789 | 0.37169 | 0.37626 | 0.3816 | 0.39721 | 0.37741 | 0.39188 | 0.37284 | 0.38578 | 0.38959 | 0.36179 | 0.38426 | 0.38198 | 0.37855 | 0.39264 | 0.37588 | 0.37931 | 0.39302 | 0.37626 | 0.37284 | 0.37512 | 0.37893 | 0.36636 | 0.36522 | 0.37588 | 0.37893 | 0.3816 | 0.38997 | 0.39492 | 0.37322 | 0.38997 | 0.38426 | 0.39074 | 0.36903 | 0.37588 | 0.36712 | 0.39988 | 0.36827 | 0.38655 | 0.37969 | 0.38693 | 0.36217 | 0.38997 | 0.37741 | 0.39264 | 0.36636 | 0.36636 | 0.36179 | 0.39112 | 0.38121 | 0.39607 | 0.36179 | 0.38007 | 0.3675 | 0.3736 | 0.39911 | 0.39531 | 0.37207 | 0.37626 | 0.37779 | 0.36522 | 0.36712 | 0.3675 | 0.39112 | 0.39569 | 0.3816 | 0.37322 | 0.36979
ON_DUA_JCT | 582 | 230 | ON | 0.001217 | 582 | 24640 | 0.29987 | 0.33195 | 0.31997 | 0.31447 | 0.31349 | 0.31317 | 0.32224 | 0.32936 | 0.33325 | 0.31285 | 0.30767 | 0.3203 | 0.33131 | 0.31382 | 0.32645 | 0.32936 | 0.31511 | 0.3122 | 0.33681 | 0.31803 | 0.31835 | 0.31868 | 0.31188 | 0.31447 | 0.32094 | 0.31285 | 0.31155 | 0.32159 | 0.3339 | 0.32127 | 0.30864 | 0.31738 | 0.3122 | 0.3271 | 0.31349 | 0.32353 | 0.31641 | 0.30864 | 0.31835 | 0.33714 | 0.31868 | 0.31544 | 0.33357 | 0.30767 | 0.32969 | 0.32256 | 0.31835 | 0.33681 | 0.3109 | 0.36552 | 0.3404 | 0.34535 | 0.34995 | 0.36269 | 0.34641 | 0.34712 | 0.34323 | 0.36658 | 0.36198 | 0.3404 | 0.33934 | 0.345 | 0.35738 | 0.36305 | 0.36411 | 0.37012 | 0.34429 | 0.35208 | 0.34535 | 0.36128 | 0.35455 | 0.34995 | 0.33863 | 0.34854 | 0.3496 | 0.35455 | 0.34925 | 0.33757 | 0.33792 | 0.33615 | 0.34995 | 0.36552 | 0.34252 | 0.35066 | 0.33898 | 0.34146 | 0.35774 | 0.34712 | 0.35809 | 0.36941 | 0.36517 | 0.35703 | 0.37154 | 0.35137 | 0.34606 | 0.34288 | 0.33792 | 0.35085 | 0.37352 | 0.35768 | 0.35516 | 0.3656 | 0.36488 | 0.36344 | 0.36344 | 0.34977 | 0.37064 | 0.37064 | 0.36632 | 0.34509 | 0.362 | 0.37388 | 0.37064 | 0.35337 | 0.34941 | 0.37747 | 0.3548 | 0.37136 | 0.36272 | 0.34617 | 0.36668 | 0.34797 | 0.37208 | 0.35049 | 0.34185 | 0.36776 | 0.34509 | 0.34797 | 0.37747 | 0.35265 | 0.35373 | 0.35301 | 0.34401 | 0.36776 | 0.34977 | 0.3638 | 0.34185 | 0.34689 | 0.36596 | 0.35588 | 0.37064 | 0.36596 | 0.37424 | 0.37783 | 0.35409 | 0.38945 | 0.38533 | 0.3932 | 0.38945 | 0.35797 | 0.37409 | 0.38458 | 0.37109 | 0.39095 | 0.39133 | 0.35797 | 0.37671 | 0.39245 | 0.37671 | 0.38308 | 0.38421 | 0.38833 | 0.36322 | 0.38571 | 0.37484 | 0.37109 | 0.37858 | 0.37634 | 0.38458 | 0.36959 | 0.36659 | 0.39245 | 0.38533 | 0.37746 | 0.35872 | 0.37746 | 0.39133 | 0.36659 | 0.37296 | 0.37296 | 0.37184 | 0.35722 | 0.38008 | 0.35647 | 0.35722 | 0.36621 | 0.38796 | 0.36771 | 0.37933 | 0.35834 | 0.38421 | 0.39208 | 0.38458 | 0.3637 | 0.37207 | 0.38083 | 0.3656 | 0.37855 | 0.37246 | 0.37055 | 0.38426 | 0.37169 | 0.38426 | 0.37474 | 0.38578 | 0.38083 | 0.39264 | 0.37741 | 0.37246 | 0.36789 | 0.3637 | 0.38464 | 0.36255 | 0.36636 | 0.39074 | 0.37474 | 0.39988 | 0.3656 | 0.38769 | 0.39454 | 0.36789 | 0.37169 | 0.37626 | 0.3816 | 0.39721 | 0.37741 | 0.39188 | 0.37284 | 0.38578 | 0.38959 | 0.36179 | 0.38426 | 0.38198 | 0.37855 | 0.39264 | 0.37588 | 0.37931 | 0.39302 | 0.37626 | 0.37284 | 0.37512 | 0.37893 | 0.36636 | 0.36522 | 0.37588 | 0.37893 | 0.3816 | 0.38997 | 0.39492 | 0.37322 | 0.38997 | 0.38426 | 0.39074 | 0.36903 | 0.37588 | 0.36712 | 0.39988 | 0.36827 | 0.38655 | 0.37969 | 0.38693 | 0.36217 | 0.38997 | 0.37741 | 0.39264 | 0.36636 | 0.36636 | 0.36179 | 0.39112 | 0.38121 | 0.39607 | 0.36179 | 0.38007 | 0.3675 | 0.3736 | 0.39911 | 0.39531 | 0.37207 | 0.37626 | 0.37779 | 0.36522 | 0.36712 | 0.3675 | 0.39112 | 0.39569 | 0.3816 | 0.37322 | 0.36979
ON_DUP_JCT | 583 | 230 | ON | 0.001321 | 583 | 24640 | 0.32549 | 0.36032 | 0.34732 | 0.34134 | 0.34028 | 0.33993 | 0.34978 | 0.35751 | 0.36173 | 0.33958 | 0.33396 | 0.34767 | 0.35962 | 0.34064 | 0.35435 | 0.35751 | 0.34204 | 0.33888 | 0.3656 | 0.34521 | 0.34556 | 0.34591 | 0.33853 | 0.34134 | 0.34837 | 0.33958 | 0.33818 | 0.34907 | 0.36243 | 0.34872 | 0.33501 | 0.3445 | 0.33888 | 0.35505 | 0.34028 | 0.35118 | 0.34345 | 0.33501 | 0.34556 | 0.36595 | 0.34591 | 0.34239 | 0.36208 | 0.33396 | 0.35786 | 0.35013 | 0.34556 | 0.3656 | 0.33747 | 0.39676 | 0.36949 | 0.37487 | 0.37986 | 0.39369 | 0.37602 | 0.37679 | 0.37256 | 0.39791 | 0.39292 | 0.36949 | 0.36834 | 0.37448 | 0.38792 | 0.39407 | 0.39522 | 0.40175 | 0.37371 | 0.38216 | 0.37487 | 0.39215 | 0.38485 | 0.37986 | 0.36757 | 0.37832 | 0.37947 | 0.38485 | 0.37909 | 0.36642 | 0.3668 | 0.36488 | 0.37986 | 0.39676 | 0.37179 | 0.38063 | 0.36795 | 0.37064 | 0.38831 | 0.37679 | 0.38869 | 0.40098 | 0.39637 | 0.38754 | 0.40329 | 0.38139 | 0.37563 | 0.37218 | 0.3668 | 0.38083 | 0.40544 | 0.38825 | 0.38552 | 0.39684 | 0.39606 | 0.3945 | 0.3945 | 0.37966 | 0.40231 | 0.40231 | 0.39762 | 0.37458 | 0.39294 | 0.40583 | 0.40231 | 0.38356 | 0.37927 | 0.40973 | 0.38512 | 0.40309 | 0.39372 | 0.37575 | 0.39801 | 0.3777 | 0.40387 | 0.38044 | 0.37106 | 0.39919 | 0.37458 | 0.3777 | 0.40973 | 0.38278 | 0.38395 | 0.38317 | 0.37341 | 0.39919 | 0.37966 | 0.39489 | 0.37106 | 0.37653 | 0.39723 | 0.3863 | 0.40231 | 0.39723 | 0.40622 | 0.41012 | 0.38434 | 0.42274 | 0.41826 | 0.4268 | 0.42274 | 0.38856 | 0.40605 | 0.41745 | 0.4028 | 0.42436 | 0.42477 | 0.38856 | 0.4089 | 0.42599 | 0.4089 | 0.41582 | 0.41704 | 0.42152 | 0.39426 | 0.41867 | 0.40687 | 0.4028 | 0.41094 | 0.4085 | 0.41745 | 0.40117 | 0.39792 | 0.42599 | 0.41826 | 0.40972 | 0.38937 | 0.40972 | 0.42477 | 0.39792 | 0.40483 | 0.40483 | 0.40361 | 0.38775 | 0.41256 | 0.38693 | 0.38775 | 0.39751 | 0.42111 | 0.39914 | 0.41175 | 0.38897 | 0.41704 | 0.42558 | 0.41745 | 0.39478 | 0.40387 | 0.41338 | 0.39684 | 0.4109 | 0.40428 | 0.40222 | 0.4171 | 0.40346 | 0.4171 | 0.40676 | 0.41875 | 0.41338 | 0.42619 | 0.40966 | 0.40428 | 0.39932 | 0.39478 | 0.41751 | 0.39354 | 0.39767 | 0.42413 | 0.40676 | 0.43405 | 0.39684 | 0.42082 | 0.42826 | 0.39932 | 0.40346 | 0.40842 | 0.4142 | 0.43115 | 0.40966 | 0.42537 | 0.4047 | 0.41875 | 0.42289 | 0.39271 | 0.4171 | 0.41462 | 0.4109 | 0.42619 | 0.408 | 0.41172 | 0.42661 | 0.40842 | 0.4047 | 0.40718 | 0.41131 | 0.39767 | 0.39643 | 0.408 | 0.41131 | 0.4142 | 0.4233 | 0.42867 | 0.40511 | 0.4233 | 0.4171 | 0.42413 | 0.40056 | 0.408 | 0.3985 | 0.43405 | 0.39974 | 0.41958 | 0.41214 | 0.41999 | 0.39312 | 0.4233 | 0.40966 | 0.42619 | 0.39767 | 0.39767 | 0.39271 | 0.42454 | 0.41379 | 0.42991 | 0.39271 | 0.41255 | 0.39891 | 0.40552 | 0.43322 | 0.42909 | 0.40387 | 0.40842 | 0.41007 | 0.39643 | 0.3985 | 0.39891 | 0.42454 | 0.4295 | 0.4142 | 0.40511 | 0.40139
ON_DYM_DSS | 584 | 230 | ON | 0.000753 | 584 | 24640 | 0.18554 | 0.20539 | 0.19798 | 0.19457 | 0.19397 | 0.19377 | 0.19938 | 0.20379 | 0.20619 | 0.19357 | 0.19036 | 0.19818 | 0.20499 | 0.19417 | 0.20199 | 0.20379 | 0.19497 | 0.19317 | 0.2084 | 0.19678 | 0.19698 | 0.19718 | 0.19297 | 0.19457 | 0.19858 | 0.19357 | 0.19277 | 0.19898 | 0.20659 | 0.19878 | 0.19096 | 0.19637 | 0.19317 | 0.20239 | 0.19397 | 0.20018 | 0.19577 | 0.19096 | 0.19698 | 0.2086 | 0.19718 | 0.19517 | 0.20639 | 0.19036 | 0.20399 | 0.19958 | 0.19698 | 0.2084 | 0.19237 | 0.22616 | 0.21062 | 0.21368 | 0.21653 | 0.22441 | 0.21434 | 0.21478 | 0.21237 | 0.22682 | 0.22397 | 0.21062 | 0.20996 | 0.21346 | 0.22113 | 0.22463 | 0.22529 | 0.22901 | 0.21302 | 0.21784 | 0.21368 | 0.22353 | 0.21937 | 0.21653 | 0.20952 | 0.21565 | 0.21631 | 0.21937 | 0.21609 | 0.20887 | 0.20908 | 0.20799 | 0.21653 | 0.22616 | 0.21193 | 0.21697 | 0.20974 | 0.21127 | 0.22134 | 0.21478 | 0.22156 | 0.22857 | 0.22594 | 0.22091 | 0.22988 | 0.2174 | 0.21412 | 0.21215 | 0.20908 | 0.21708 | 0.23111 | 0.22131 | 0.21975 | 0.22621 | 0.22576 | 0.22487 | 0.22487 | 0.21641 | 0.22933 | 0.22933 | 0.22665 | 0.21352 | 0.22398 | 0.23133 | 0.22933 | 0.21864 | 0.21619 | 0.23356 | 0.21953 | 0.22977 | 0.22443 | 0.21419 | 0.22688 | 0.2153 | 0.23022 | 0.21686 | 0.21151 | 0.22755 | 0.21352 | 0.2153 | 0.23356 | 0.21819 | 0.21886 | 0.21842 | 0.21285 | 0.22755 | 0.21641 | 0.2251 | 0.21151 | 0.21463 | 0.22643 | 0.2202 | 0.22933 | 0.22643 | 0.23155 | 0.23378 | 0.21908 | 0.24097 | 0.23842 | 0.24329 | 0.24097 | 0.22149 | 0.23146 | 0.23795 | 0.2296 | 0.2419 | 0.24213 | 0.22149 | 0.23308 | 0.24282 | 0.23308 | 0.23703 | 0.23772 | 0.24027 | 0.22473 | 0.23865 | 0.23192 | 0.2296 | 0.23424 | 0.23285 | 0.23795 | 0.22868 | 0.22682 | 0.24282 | 0.23842 | 0.23355 | 0.22195 | 0.23355 | 0.24213 | 0.22682 | 0.23076 | 0.23076 | 0.23007 | 0.22102 | 0.23517 | 0.22056 | 0.22102 | 0.22659 | 0.24004 | 0.22752 | 0.23471 | 0.22172 | 0.23772 | 0.24259 | 0.23795 | 0.22503 | 0.23022 | 0.23563 | 0.22621 | 0.23422 | 0.23045 | 0.22927 | 0.23776 | 0.22998 | 0.23776 | 0.23186 | 0.2387 | 0.23563 | 0.24294 | 0.23351 | 0.23045 | 0.22762 | 0.22503 | 0.23799 | 0.22432 | 0.22668 | 0.24176 | 0.23186 | 0.24742 | 0.22621 | 0.23988 | 0.24412 | 0.22762 | 0.22998 | 0.23281 | 0.23611 | 0.24577 | 0.23351 | 0.24247 | 0.23069 | 0.2387 | 0.24105 | 0.22385 | 0.23776 | 0.23634 | 0.23422 | 0.24294 | 0.23257 | 0.23469 | 0.24318 | 0.23281 | 0.23069 | 0.2321 | 0.23446 | 0.22668 | 0.22597 | 0.23257 | 0.23446 | 0.23611 | 0.24129 | 0.24435 | 0.23092 | 0.24129 | 0.23776 | 0.24176 | 0.22833 | 0.23257 | 0.22715 | 0.24742 | 0.22786 | 0.23917 | 0.23493 | 0.2394 | 0.22409 | 0.24129 | 0.23351 | 0.24294 | 0.22668 | 0.22668 | 0.22385 | 0.242 | 0.23587 | 0.24506 | 0.22385 | 0.23516 | 0.22739 | 0.23116 | 0.24695 | 0.24459 | 0.23022 | 0.23281 | 0.23375 | 0.22597 | 0.22715 | 0.22739 | 0.242 | 0.24482 | 0.23611 | 0.23092 | 0.2288
ON_EAS_JCT | 585 | 230 | ON | 0.001216 | 585 | 24640 | 0.29962 | 0.33168 | 0.31971 | 0.31421 | 0.31324 | 0.31291 | 0.32197 | 0.32909 | 0.33298 | 0.31259 | 0.30741 | 0.32003 | 0.33103 | 0.31356 | 0.32618 | 0.32909 | 0.31486 | 0.31194 | 0.33654 | 0.31777 | 0.31809 | 0.31841 | 0.31162 | 0.31421 | 0.32068 | 0.31259 | 0.3113 | 0.32133 | 0.33362 | 0.321 | 0.30838 | 0.31712 | 0.31194 | 0.32683 | 0.31324 | 0.32327 | 0.31615 | 0.30838 | 0.31809 | 0.33686 | 0.31841 | 0.31518 | 0.3333 | 0.30741 | 0.32942 | 0.3223 | 0.31809 | 0.33654 | 0.31065 | 0.36522 | 0.34012 | 0.34507 | 0.34967 | 0.36239 | 0.34613 | 0.34684 | 0.34295 | 0.36628 | 0.36169 | 0.34012 | 0.33906 | 0.34472 | 0.35709 | 0.36275 | 0.36381 | 0.36982 | 0.34401 | 0.35179 | 0.34507 | 0.36098 | 0.35426 | 0.34967 | 0.33835 | 0.34825 | 0.34931 | 0.35426 | 0.34896 | 0.33729 | 0.33764 | 0.33588 | 0.34967 | 0.36522 | 0.34224 | 0.35037 | 0.33871 | 0.34118 | 0.35744 | 0.34684 | 0.3578 | 0.36911 | 0.36487 | 0.35674 | 0.37123 | 0.35108 | 0.34578 | 0.34259 | 0.33764 | 0.35056 | 0.37321 | 0.35739 | 0.35487 | 0.3653 | 0.36458 | 0.36314 | 0.36314 | 0.34948 | 0.37033 | 0.37033 | 0.36602 | 0.34481 | 0.3617 | 0.37357 | 0.37033 | 0.35308 | 0.34912 | 0.37716 | 0.35451 | 0.37105 | 0.36242 | 0.34588 | 0.36638 | 0.34768 | 0.37177 | 0.3502 | 0.34157 | 0.36746 | 0.34481 | 0.34768 | 0.37716 | 0.35236 | 0.35343 | 0.35272 | 0.34373 | 0.36746 | 0.34948 | 0.3635 | 0.34157 | 0.3466 | 0.36566 | 0.35559 | 0.37033 | 0.36566 | 0.37393 | 0.37752 | 0.35379 | 0.38913 | 0.38501 | 0.39288 | 0.38913 | 0.35767 | 0.37378 | 0.38427 | 0.37078 | 0.39063 | 0.39101 | 0.35767 | 0.3764 | 0.39213 | 0.3764 | 0.38277 | 0.38389 | 0.38801 | 0.36292 | 0.38539 | 0.37453 | 0.37078 | 0.37827 | 0.37603 | 0.38427 | 0.36928 | 0.36629 | 0.39213 | 0.38501 | 0.37715 | 0.35842 | 0.37715 | 0.39101 | 0.36629 | 0.37266 | 0.37266 | 0.37153 | 0.35693 | 0.37977 | 0.35618 | 0.35693 | 0.36591 | 0.38764 | 0.36741 | 0.37902 | 0.35805 | 0.38389 | 0.39176 | 0.38427 | 0.3634 | 0.37177 | 0.38052 | 0.3653 | 0.37824 | 0.37215 | 0.37025 | 0.38395 | 0.37139 | 0.38395 | 0.37443 | 0.38547 | 0.38052 | 0.39232 | 0.3771 | 0.37215 | 0.36758 | 0.3634 | 0.38433 | 0.36226 | 0.36606 | 0.39041 | 0.37443 | 0.39955 | 0.3653 | 0.38737 | 0.39422 | 0.36758 | 0.37139 | 0.37595 | 0.38128 | 0.39688 | 0.3771 | 0.39156 | 0.37253 | 0.38547 | 0.38927 | 0.36149 | 0.38395 | 0.38166 | 0.37824 | 0.39232 | 0.37557 | 0.379 | 0.3927 | 0.37595 | 0.37253 | 0.37481 | 0.37862 | 0.36606 | 0.36492 | 0.37557 | 0.37862 | 0.38128 | 0.38965 | 0.3946 | 0.37291 | 0.38965 | 0.38395 | 0.39041 | 0.36872 | 0.37557 | 0.36682 | 0.39955 | 0.36796 | 0.38623 | 0.37938 | 0.38661 | 0.36187 | 0.38965 | 0.3771 | 0.39232 | 0.36606 | 0.36606 | 0.36149 | 0.39079 | 0.3809 | 0.39574 | 0.36149 | 0.37976 | 0.3672 | 0.37329 | 0.39879 | 0.39498 | 0.37177 | 0.37595 | 0.37748 | 0.36492 | 0.36682 | 0.3672 | 0.39079 | 0.39536 | 0.38128 | 0.37291 | 0.36949
ON_EAY_JCT | 586 | 230 | ON | 0.001216 | 586 | 24640 | 0.29962 | 0.33168 | 0.31971 | 0.31421 | 0.31324 | 0.31291 | 0.32197 | 0.32909 | 0.33298 | 0.31259 | 0.30741 | 0.32003 | 0.33103 | 0.31356 | 0.32618 | 0.32909 | 0.31486 | 0.31194 | 0.33654 | 0.31777 | 0.31809 | 0.31841 | 0.31162 | 0.31421 | 0.32068 | 0.31259 | 0.3113 | 0.32133 | 0.33362 | 0.321 | 0.30838 | 0.31712 | 0.31194 | 0.32683 | 0.31324 | 0.32327 | 0.31615 | 0.30838 | 0.31809 | 0.33686 | 0.31841 | 0.31518 | 0.3333 | 0.30741 | 0.32942 | 0.3223 | 0.31809 | 0.33654 | 0.31065 | 0.36522 | 0.34012 | 0.34507 | 0.34967 | 0.36239 | 0.34613 | 0.34684 | 0.34295 | 0.36628 | 0.36169 | 0.34012 | 0.33906 | 0.34472 | 0.35709 | 0.36275 | 0.36381 | 0.36982 | 0.34401 | 0.35179 | 0.34507 | 0.36098 | 0.35426 | 0.34967 | 0.33835 | 0.34825 | 0.34931 | 0.35426 | 0.34896 | 0.33729 | 0.33764 | 0.33588 | 0.34967 | 0.36522 | 0.34224 | 0.35037 | 0.33871 | 0.34118 | 0.35744 | 0.34684 | 0.3578 | 0.36911 | 0.36487 | 0.35674 | 0.37123 | 0.35108 | 0.34578 | 0.34259 | 0.33764 | 0.35056 | 0.37321 | 0.35739 | 0.35487 | 0.3653 | 0.36458 | 0.36314 | 0.36314 | 0.34948 | 0.37033 | 0.37033 | 0.36602 | 0.34481 | 0.3617 | 0.37357 | 0.37033 | 0.35308 | 0.34912 | 0.37716 | 0.35451 | 0.37105 | 0.36242 | 0.34588 | 0.36638 | 0.34768 | 0.37177 | 0.3502 | 0.34157 | 0.36746 | 0.34481 | 0.34768 | 0.37716 | 0.35236 | 0.35343 | 0.35272 | 0.34373 | 0.36746 | 0.34948 | 0.3635 | 0.34157 | 0.3466 | 0.36566 | 0.35559 | 0.37033 | 0.36566 | 0.37393 | 0.37752 | 0.35379 | 0.38913 | 0.38501 | 0.39288 | 0.38913 | 0.35767 | 0.37378 | 0.38427 | 0.37078 | 0.39063 | 0.39101 | 0.35767 | 0.3764 | 0.39213 | 0.3764 | 0.38277 | 0.38389 | 0.38801 | 0.36292 | 0.38539 | 0.37453 | 0.37078 | 0.37827 | 0.37603 | 0.38427 | 0.36928 | 0.36629 | 0.39213 | 0.38501 | 0.37715 | 0.35842 | 0.37715 | 0.39101 | 0.36629 | 0.37266 | 0.37266 | 0.37153 | 0.35693 | 0.37977 | 0.35618 | 0.35693 | 0.36591 | 0.38764 | 0.36741 | 0.37902 | 0.35805 | 0.38389 | 0.39176 | 0.38427 | 0.3634 | 0.37177 | 0.38052 | 0.3653 | 0.37824 | 0.37215 | 0.37025 | 0.38395 | 0.37139 | 0.38395 | 0.37443 | 0.38547 | 0.38052 | 0.39232 | 0.3771 | 0.37215 | 0.36758 | 0.3634 | 0.38433 | 0.36226 | 0.36606 | 0.39041 | 0.37443 | 0.39955 | 0.3653 | 0.38737 | 0.39422 | 0.36758 | 0.37139 | 0.37595 | 0.38128 | 0.39688 | 0.3771 | 0.39156 | 0.37253 | 0.38547 | 0.38927 | 0.36149 | 0.38395 | 0.38166 | 0.37824 | 0.39232 | 0.37557 | 0.379 | 0.3927 | 0.37595 | 0.37253 | 0.37481 | 0.37862 | 0.36606 | 0.36492 | 0.37557 | 0.37862 | 0.38128 | 0.38965 | 0.3946 | 0.37291 | 0.38965 | 0.38395 | 0.39041 | 0.36872 | 0.37557 | 0.36682 | 0.39955 | 0.36796 | 0.38623 | 0.37938 | 0.38661 | 0.36187 | 0.38965 | 0.3771 | 0.39232 | 0.36606 | 0.36606 | 0.36149 | 0.39079 | 0.3809 | 0.39574 | 0.36149 | 0.37976 | 0.3672 | 0.37329 | 0.39879 | 0.39498 | 0.37177 | 0.37595 | 0.37748 | 0.36492 | 0.36682 | 0.3672 | 0.39079 | 0.39536 | 0.38128 | 0.37291 | 0.36949
ON_EDG_DSS | 587 | 230 | ON | 0.001171 | 587 | 24640 | 0.28853 | 0.31941 | 0.30788 | 0.30258 | 0.30165 | 0.30133 | 0.31006 | 0.31691 | 0.32065 | 0.30102 | 0.29604 | 0.30819 | 0.31878 | 0.30196 | 0.31411 | 0.31691 | 0.3032 | 0.3004 | 0.32408 | 0.30601 | 0.30632 | 0.30663 | 0.30009 | 0.30258 | 0.30881 | 0.30102 | 0.29978 | 0.30944 | 0.32128 | 0.30912 | 0.29697 | 0.30538 | 0.3004 | 0.31473 | 0.30165 | 0.31131 | 0.30445 | 0.29697 | 0.30632 | 0.32439 | 0.30663 | 0.30352 | 0.32097 | 0.29604 | 0.31723 | 0.31037 | 0.30632 | 0.32408 | 0.29915 | 0.35171 | 0.32753 | 0.3323 | 0.33673 | 0.34898 | 0.33332 | 0.334 | 0.33026 | 0.35273 | 0.3483 | 0.32753 | 0.32651 | 0.33196 | 0.34388 | 0.34932 | 0.35034 | 0.35613 | 0.33128 | 0.33877 | 0.3323 | 0.34762 | 0.34115 | 0.33673 | 0.32583 | 0.33536 | 0.33638 | 0.34115 | 0.33604 | 0.32481 | 0.32515 | 0.32345 | 0.33673 | 0.35171 | 0.32958 | 0.33741 | 0.32617 | 0.32855 | 0.34422 | 0.334 | 0.34456 | 0.35545 | 0.35137 | 0.34353 | 0.35749 | 0.33809 | 0.33298 | 0.32992 | 0.32515 | 0.33759 | 0.3594 | 0.34416 | 0.34174 | 0.35178 | 0.35109 | 0.3497 | 0.3497 | 0.33655 | 0.35663 | 0.35663 | 0.35247 | 0.33205 | 0.34832 | 0.35974 | 0.35663 | 0.34001 | 0.3362 | 0.36321 | 0.34139 | 0.35732 | 0.34901 | 0.33308 | 0.35282 | 0.33482 | 0.35801 | 0.33724 | 0.32893 | 0.35386 | 0.33205 | 0.33482 | 0.36321 | 0.33932 | 0.34036 | 0.33966 | 0.33101 | 0.35386 | 0.33655 | 0.35005 | 0.32893 | 0.33378 | 0.35213 | 0.34243 | 0.35663 | 0.35213 | 0.36009 | 0.36355 | 0.3407 | 0.37473 | 0.37077 | 0.37834 | 0.37473 | 0.34444 | 0.35995 | 0.37005 | 0.35706 | 0.37618 | 0.37654 | 0.34444 | 0.36247 | 0.37762 | 0.36247 | 0.3686 | 0.36968 | 0.37365 | 0.34949 | 0.37113 | 0.36067 | 0.35706 | 0.36427 | 0.36211 | 0.37005 | 0.35562 | 0.35273 | 0.37762 | 0.37077 | 0.36319 | 0.34516 | 0.36319 | 0.37654 | 0.35273 | 0.35886 | 0.35886 | 0.35778 | 0.34372 | 0.36572 | 0.343 | 0.34372 | 0.35237 | 0.37329 | 0.35382 | 0.365 | 0.3448 | 0.36968 | 0.37726 | 0.37005 | 0.34995 | 0.35801 | 0.36644 | 0.35178 | 0.36424 | 0.35838 | 0.35654 | 0.36974 | 0.35764 | 0.36974 | 0.36058 | 0.3712 | 0.36644 | 0.3778 | 0.36314 | 0.35838 | 0.35398 | 0.34995 | 0.3701 | 0.34885 | 0.35251 | 0.37597 | 0.36058 | 0.38476 | 0.35178 | 0.37303 | 0.37963 | 0.35398 | 0.35764 | 0.36204 | 0.36717 | 0.3822 | 0.36314 | 0.37707 | 0.35874 | 0.3712 | 0.37487 | 0.34812 | 0.36974 | 0.36754 | 0.36424 | 0.3778 | 0.36167 | 0.36497 | 0.37816 | 0.36204 | 0.35874 | 0.36094 | 0.36461 | 0.35251 | 0.35141 | 0.36167 | 0.36461 | 0.36717 | 0.37523 | 0.38 | 0.35911 | 0.37523 | 0.36974 | 0.37597 | 0.35508 | 0.36167 | 0.35325 | 0.38476 | 0.35435 | 0.37194 | 0.36534 | 0.3723 | 0.34848 | 0.37523 | 0.36314 | 0.3778 | 0.35251 | 0.35251 | 0.34812 | 0.37633 | 0.36681 | 0.3811 | 0.34812 | 0.36571 | 0.35361 | 0.35948 | 0.38403 | 0.38036 | 0.35801 | 0.36204 | 0.36351 | 0.35141 | 0.35325 | 0.35361 | 0.37633 | 0.38073 | 0.36717 | 0.35911 | 0.35581
ON_ELM_DSS | 588 | 230 | ON | 0.004533 | 588 | 24640 | 1.1169 | 1.2364 | 1.1918 | 1.1713 | 1.1677 | 1.1665 | 1.2003 | 1.2268 | 1.2413 | 1.1653 | 1.146 | 1.193 | 1.234 | 1.1689 | 1.2159 | 1.2268 | 1.1737 | 1.1629 | 1.2545 | 1.1846 | 1.1858 | 1.187 | 1.1617 | 1.1713 | 1.1954 | 1.1653 | 1.1604 | 1.1978 | 1.2437 | 1.1966 | 1.1496 | 1.1822 | 1.1629 | 1.2183 | 1.1677 | 1.2051 | 1.1785 | 1.1496 | 1.1858 | 1.2557 | 1.187 | 1.1749 | 1.2425 | 1.146 | 1.228 | 1.2015 | 1.1858 | 1.2545 | 1.158 | 1.3615 | 1.2679 | 1.2863 | 1.3035 | 1.3509 | 1.2903 | 1.2929 | 1.2784 | 1.3654 | 1.3483 | 1.2679 | 1.2639 | 1.285 | 1.3312 | 1.3522 | 1.3562 | 1.3786 | 1.2824 | 1.3114 | 1.2863 | 1.3457 | 1.3206 | 1.3035 | 1.2613 | 1.2982 | 1.3022 | 1.3206 | 1.3008 | 1.2574 | 1.2587 | 1.2521 | 1.3035 | 1.3615 | 1.2758 | 1.3061 | 1.2626 | 1.2718 | 1.3325 | 1.2929 | 1.3338 | 1.376 | 1.3602 | 1.3298 | 1.3839 | 1.3088 | 1.289 | 1.2771 | 1.2587 | 1.3068 | 1.3912 | 1.3323 | 1.3229 | 1.3618 | 1.3591 | 1.3537 | 1.3537 | 1.3028 | 1.3805 | 1.3805 | 1.3644 | 1.2854 | 1.3484 | 1.3926 | 1.3805 | 1.3162 | 1.3014 | 1.406 | 1.3216 | 1.3832 | 1.351 | 1.2894 | 1.3658 | 1.2961 | 1.3859 | 1.3055 | 1.2733 | 1.3698 | 1.2854 | 1.2961 | 1.406 | 1.3135 | 1.3175 | 1.3149 | 1.2813 | 1.3698 | 1.3028 | 1.3551 | 1.2733 | 1.2921 | 1.3631 | 1.3256 | 1.3805 | 1.3631 | 1.3939 | 1.4073 | 1.3189 | 1.4506 | 1.4353 | 1.4646 | 1.4506 | 1.3333 | 1.3934 | 1.4325 | 1.3822 | 1.4562 | 1.4576 | 1.3333 | 1.4031 | 1.4618 | 1.4031 | 1.4269 | 1.4311 | 1.4464 | 1.3529 | 1.4367 | 1.3962 | 1.3822 | 1.4101 | 1.4017 | 1.4325 | 1.3766 | 1.3654 | 1.4618 | 1.4353 | 1.4059 | 1.3361 | 1.4059 | 1.4576 | 1.3654 | 1.3892 | 1.3892 | 1.385 | 1.3305 | 1.4157 | 1.3278 | 1.3305 | 1.3641 | 1.445 | 1.3696 | 1.4129 | 1.3347 | 1.4311 | 1.4604 | 1.4325 | 1.3547 | 1.3859 | 1.4185 | 1.3618 | 1.41 | 1.3873 | 1.3802 | 1.4313 | 1.3845 | 1.4313 | 1.3958 | 1.4369 | 1.4185 | 1.4625 | 1.4057 | 1.3873 | 1.3703 | 1.3547 | 1.4327 | 1.3504 | 1.3646 | 1.4554 | 1.3958 | 1.4894 | 1.3618 | 1.444 | 1.4696 | 1.3703 | 1.3845 | 1.4015 | 1.4213 | 1.4795 | 1.4057 | 1.4596 | 1.3887 | 1.4369 | 1.4511 | 1.3476 | 1.4313 | 1.4228 | 1.41 | 1.4625 | 1.4001 | 1.4128 | 1.4639 | 1.4015 | 1.3887 | 1.3972 | 1.4114 | 1.3646 | 1.3603 | 1.4001 | 1.4114 | 1.4213 | 1.4525 | 1.471 | 1.3901 | 1.4525 | 1.4313 | 1.4554 | 1.3745 | 1.4001 | 1.3674 | 1.4894 | 1.3717 | 1.4398 | 1.4142 | 1.4412 | 1.349 | 1.4525 | 1.4057 | 1.4625 | 1.3646 | 1.3646 | 1.3476 | 1.4568 | 1.4199 | 1.4752 | 1.3476 | 1.4157 | 1.3689 | 1.3916 | 1.4866 | 1.4724 | 1.3859 | 1.4015 | 1.4072 | 1.3603 | 1.3674 | 1.3689 | 1.4568 | 1.4738 | 1.4213 | 1.3901 | 1.3774
ON_ELM_JCT | 589 | 230 | ON | 0.004533 | 589 | 24640 | 1.1169 | 1.2364 | 1.1918 | 1.1713 | 1.1677 | 1.1665 | 1.2003 | 1.2268 | 1.2413 | 1.1653 | 1.146 | 1.193 | 1.234 | 1.1689 | 1.2159 | 1.2268 | 1.1737 | 1.1629 | 1.2545 | 1.1846 | 1.1858 | 1.187 | 1.1617 | 1.1713 | 1.1954 | 1.1653 | 1.1604 | 1.1978 | 1.2437 | 1.1966 | 1.1496 | 1.1822 | 1.1629 | 1.2183 | 1.1677 | 1.2051 | 1.1785 | 1.1496 | 1.1858 | 1.2557 | 1.187 | 1.1749 | 1.2425 | 1.146 | 1.228 | 1.2015 | 1.1858 | 1.2545 | 1.158 | 1.3615 | 1.2679 | 1.2863 | 1.3035 | 1.3509 | 1.2903 | 1.2929 | 1.2784 | 1.3654 | 1.3483 | 1.2679 | 1.2639 | 1.285 | 1.3312 | 1.3522 | 1.3562 | 1.3786 | 1.2824 | 1.3114 | 1.2863 | 1.3457 | 1.3206 | 1.3035 | 1.2613 | 1.2982 | 1.3022 | 1.3206 | 1.3008 | 1.2574 | 1.2587 | 1.2521 | 1.3035 | 1.3615 | 1.2758 | 1.3061 | 1.2626 | 1.2718 | 1.3325 | 1.2929 | 1.3338 | 1.376 | 1.3602 | 1.3298 | 1.3839 | 1.3088 | 1.289 | 1.2771 | 1.2587 | 1.3068 | 1.3912 | 1.3323 | 1.3229 | 1.3618 | 1.3591 | 1.3537 | 1.3537 | 1.3028 | 1.3805 | 1.3805 | 1.3644 | 1.2854 | 1.3484 | 1.3926 | 1.3805 | 1.3162 | 1.3014 | 1.406 | 1.3216 | 1.3832 | 1.351 | 1.2894 | 1.3658 | 1.2961 | 1.3859 | 1.3055 | 1.2733 | 1.3698 | 1.2854 | 1.2961 | 1.406 | 1.3135 | 1.3175 | 1.3149 | 1.2813 | 1.3698 | 1.3028 | 1.3551 | 1.2733 | 1.2921 | 1.3631 | 1.3256 | 1.3805 | 1.3631 | 1.3939 | 1.4073 | 1.3189 | 1.4506 | 1.4353 | 1.4646 | 1.4506 | 1.3333 | 1.3934 | 1.4325 | 1.3822 | 1.4562 | 1.4576 | 1.3333 | 1.4031 | 1.4618 | 1.4031 | 1.4269 | 1.4311 | 1.4464 | 1.3529 | 1.4367 | 1.3962 | 1.3822 | 1.4101 | 1.4017 | 1.4325 | 1.3766 | 1.3654 | 1.4618 | 1.4353 | 1.4059 | 1.3361 | 1.4059 | 1.4576 | 1.3654 | 1.3892 | 1.3892 | 1.385 | 1.3305 | 1.4157 | 1.3278 | 1.3305 | 1.3641 | 1.445 | 1.3696 | 1.4129 | 1.3347 | 1.4311 | 1.4604 | 1.4325 | 1.3547 | 1.3859 | 1.4185 | 1.3618 | 1.41 | 1.3873 | 1.3802 | 1.4313 | 1.3845 | 1.4313 | 1.3958 | 1.4369 | 1.4185 | 1.4625 | 1.4057 | 1.3873 | 1.3703 | 1.3547 | 1.4327 | 1.3504 | 1.3646 | 1.4554 | 1.3958 | 1.4894 | 1.3618 | 1.444 | 1.4696 | 1.3703 | 1.3845 | 1.4015 | 1.4213 | 1.4795 | 1.4057 | 1.4596 | 1.3887 | 1.4369 | 1.4511 | 1.3476 | 1.4313 | 1.4228 | 1.41 | 1.4625 | 1.4001 | 1.4128 | 1.4639 | 1.4015 | 1.3887 | 1.3972 | 1.4114 | 1.3646 | 1.3603 | 1.4001 | 1.4114 | 1.4213 | 1.4525 | 1.471 | 1.3901 | 1.4525 | 1.4313 | 1.4554 | 1.3745 | 1.4001 | 1.3674 | 1.4894 | 1.3717 | 1.4398 | 1.4142 | 1.4412 | 1.349 | 1.4525 | 1.4057 | 1.4625 | 1.3646 | 1.3646 | 1.3476 | 1.4568 | 1.4199 | 1.4752 | 1.3476 | 1.4157 | 1.3689 | 1.3916 | 1.4866 | 1.4724 | 1.3859 | 1.4015 | 1.4072 | 1.3603 | 1.3674 | 1.3689 | 1.4568 | 1.4738 | 1.4213 | 1.3901 | 1.3774
ON_ELW_DSS | 590 | 230 | ON | 0.003026 | 590 | 24640 | 0.74561 | 0.82539 | 0.79559 | 0.7819 | 0.77949 | 0.77868 | 0.80123 | 0.81894 | 0.82861 | 0.77788 | 0.76499 | 0.7964 | 0.82378 | 0.78029 | 0.8117 | 0.81894 | 0.78351 | 0.77627 | 0.83747 | 0.79076 | 0.79157 | 0.79237 | 0.77546 | 0.7819 | 0.79801 | 0.77788 | 0.77466 | 0.79962 | 0.83022 | 0.79881 | 0.76741 | 0.78915 | 0.77627 | 0.81331 | 0.77949 | 0.80445 | 0.78673 | 0.76741 | 0.79157 | 0.83827 | 0.79237 | 0.78432 | 0.82941 | 0.76499 | 0.81975 | 0.80203 | 0.79157 | 0.83747 | 0.77304 | 0.90885 | 0.84638 | 0.8587 | 0.87014 | 0.90181 | 0.86134 | 0.8631 | 0.85342 | 0.91149 | 0.90005 | 0.84638 | 0.84374 | 0.85782 | 0.88861 | 0.90269 | 0.90533 | 0.92029 | 0.85606 | 0.87542 | 0.8587 | 0.89829 | 0.88158 | 0.87014 | 0.84198 | 0.86662 | 0.86926 | 0.88158 | 0.86838 | 0.83934 | 0.84022 | 0.83582 | 0.87014 | 0.90885 | 0.85166 | 0.8719 | 0.84286 | 0.84902 | 0.88949 | 0.8631 | 0.89037 | 0.91853 | 0.90797 | 0.88773 | 0.92381 | 0.87366 | 0.86046 | 0.85254 | 0.84022 | 0.87236 | 0.92873 | 0.88936 | 0.8831 | 0.90904 | 0.90725 | 0.90367 | 0.90367 | 0.86968 | 0.92157 | 0.92157 | 0.91083 | 0.85804 | 0.9001 | 0.92962 | 0.92157 | 0.87862 | 0.86878 | 0.93857 | 0.8822 | 0.92336 | 0.90189 | 0.86073 | 0.91173 | 0.8652 | 0.92515 | 0.87146 | 0.84999 | 0.91441 | 0.85804 | 0.8652 | 0.93857 | 0.87683 | 0.87952 | 0.87773 | 0.85536 | 0.91441 | 0.86968 | 0.90457 | 0.84999 | 0.86252 | 0.90994 | 0.88489 | 0.92157 | 0.90994 | 0.93052 | 0.93946 | 0.88041 | 0.96836 | 0.9581 | 0.97768 | 0.96836 | 0.89007 | 0.93014 | 0.95624 | 0.92269 | 0.97208 | 0.97302 | 0.89007 | 0.93667 | 0.97581 | 0.93667 | 0.95251 | 0.95531 | 0.96556 | 0.90312 | 0.95904 | 0.93201 | 0.92269 | 0.94133 | 0.93574 | 0.95624 | 0.91896 | 0.9115 | 0.97581 | 0.9581 | 0.93853 | 0.89193 | 0.93853 | 0.97302 | 0.9115 | 0.92735 | 0.92735 | 0.92455 | 0.8882 | 0.94506 | 0.88634 | 0.8882 | 0.91057 | 0.96463 | 0.9143 | 0.94319 | 0.891 | 0.95531 | 0.97488 | 0.95624 | 0.90431 | 0.92514 | 0.94692 | 0.90904 | 0.94124 | 0.92609 | 0.92135 | 0.95544 | 0.92419 | 0.95544 | 0.93177 | 0.95923 | 0.94692 | 0.97627 | 0.9384 | 0.92609 | 0.91472 | 0.90431 | 0.95639 | 0.90147 | 0.91094 | 0.97154 | 0.93177 | 0.99427 | 0.90904 | 0.96396 | 0.98101 | 0.91472 | 0.92419 | 0.93556 | 0.94881 | 0.98764 | 0.9384 | 0.97438 | 0.92703 | 0.95923 | 0.9687 | 0.89957 | 0.95544 | 0.94976 | 0.94124 | 0.97627 | 0.93461 | 0.94313 | 0.97722 | 0.93556 | 0.92703 | 0.93272 | 0.94219 | 0.91094 | 0.9081 | 0.93461 | 0.94219 | 0.94881 | 0.96965 | 0.98196 | 0.92798 | 0.96965 | 0.95544 | 0.97154 | 0.91757 | 0.93461 | 0.91283 | 0.99427 | 0.91567 | 0.96112 | 0.94408 | 0.96207 | 0.90052 | 0.96965 | 0.9384 | 0.97627 | 0.91094 | 0.91094 | 0.89957 | 0.97249 | 0.94787 | 0.9848 | 0.89957 | 0.94503 | 0.91378 | 0.92893 | 0.99237 | 0.9829 | 0.92514 | 0.93556 | 0.93934 | 0.9081 | 0.91283 | 0.91378 | 0.97249 | 0.98385 | 0.94881 | 0.92798 | 0.91946
ON_ELW_JCT | 591 | 230 | ON | 0.003026 | 591 | 24640 | 0.74561 | 0.82539 | 0.79559 | 0.7819 | 0.77949 | 0.77868 | 0.80123 | 0.81894 | 0.82861 | 0.77788 | 0.76499 | 0.7964 | 0.82378 | 0.78029 | 0.8117 | 0.81894 | 0.78351 | 0.77627 | 0.83747 | 0.79076 | 0.79157 | 0.79237 | 0.77546 | 0.7819 | 0.79801 | 0.77788 | 0.77466 | 0.79962 | 0.83022 | 0.79881 | 0.76741 | 0.78915 | 0.77627 | 0.81331 | 0.77949 | 0.80445 | 0.78673 | 0.76741 | 0.79157 | 0.83827 | 0.79237 | 0.78432 | 0.82941 | 0.76499 | 0.81975 | 0.80203 | 0.79157 | 0.83747 | 0.77304 | 0.90885 | 0.84638 | 0.8587 | 0.87014 | 0.90181 | 0.86134 | 0.8631 | 0.85342 | 0.91149 | 0.90005 | 0.84638 | 0.84374 | 0.85782 | 0.88861 | 0.90269 | 0.90533 | 0.92029 | 0.85606 | 0.87542 | 0.8587 | 0.89829 | 0.88158 | 0.87014 | 0.84198 | 0.86662 | 0.86926 | 0.88158 | 0.86838 | 0.83934 | 0.84022 | 0.83582 | 0.87014 | 0.90885 | 0.85166 | 0.8719 | 0.84286 | 0.84902 | 0.88949 | 0.8631 | 0.89037 | 0.91853 | 0.90797 | 0.88773 | 0.92381 | 0.87366 | 0.86046 | 0.85254 | 0.84022 | 0.87236 | 0.92873 | 0.88936 | 0.8831 | 0.90904 | 0.90725 | 0.90367 | 0.90367 | 0.86968 | 0.92157 | 0.92157 | 0.91083 | 0.85804 | 0.9001 | 0.92962 | 0.92157 | 0.87862 | 0.86878 | 0.93857 | 0.8822 | 0.92336 | 0.90189 | 0.86073 | 0.91173 | 0.8652 | 0.92515 | 0.87146 | 0.84999 | 0.91441 | 0.85804 | 0.8652 | 0.93857 | 0.87683 | 0.87952 | 0.87773 | 0.85536 | 0.91441 | 0.86968 | 0.90457 | 0.84999 | 0.86252 | 0.90994 | 0.88489 | 0.92157 | 0.90994 | 0.93052 | 0.93946 | 0.88041 | 0.96836 | 0.9581 | 0.97768 | 0.96836 | 0.89007 | 0.93014 | 0.95624 | 0.92269 | 0.97208 | 0.97302 | 0.89007 | 0.93667 | 0.97581 | 0.93667 | 0.95251 | 0.95531 | 0.96556 | 0.90312 | 0.95904 | 0.93201 | 0.92269 | 0.94133 | 0.93574 | 0.95624 | 0.91896 | 0.9115 | 0.97581 | 0.9581 | 0.93853 | 0.89193 | 0.93853 | 0.97302 | 0.9115 | 0.92735 | 0.92735 | 0.92455 | 0.8882 | 0.94506 | 0.88634 | 0.8882 | 0.91057 | 0.96463 | 0.9143 | 0.94319 | 0.891 | 0.95531 | 0.97488 | 0.95624 | 0.90431 | 0.92514 | 0.94692 | 0.90904 | 0.94124 | 0.92609 | 0.92135 | 0.95544 | 0.92419 | 0.95544 | 0.93177 | 0.95923 | 0.94692 | 0.97627 | 0.9384 | 0.92609 | 0.91472 | 0.90431 | 0.95639 | 0.90147 | 0.91094 | 0.97154 | 0.93177 | 0.99427 | 0.90904 | 0.96396 | 0.98101 | 0.91472 | 0.92419 | 0.93556 | 0.94881 | 0.98764 | 0.9384 | 0.97438 | 0.92703 | 0.95923 | 0.9687 | 0.89957 | 0.95544 | 0.94976 | 0.94124 | 0.97627 | 0.93461 | 0.94313 | 0.97722 | 0.93556 | 0.92703 | 0.93272 | 0.94219 | 0.91094 | 0.9081 | 0.93461 | 0.94219 | 0.94881 | 0.96965 | 0.98196 | 0.92798 | 0.96965 | 0.95544 | 0.97154 | 0.91757 | 0.93461 | 0.91283 | 0.99427 | 0.91567 | 0.96112 | 0.94408 | 0.96207 | 0.90052 | 0.96965 | 0.9384 | 0.97627 | 0.91094 | 0.91094 | 0.89957 | 0.97249 | 0.94787 | 0.9848 | 0.89957 | 0.94503 | 0.91378 | 0.92893 | 0.99237 | 0.9829 | 0.92514 | 0.93556 | 0.93934 | 0.9081 | 0.91283 | 0.91378 | 0.97249 | 0.98385 | 0.94881 | 0.92798 | 0.91946
ON_ENI_DSS | 592 | 230 | ON | 0.002429 | 592 | 24640 | 0.59851 | 0.66255 | 0.63863 | 0.62764 | 0.6257 | 0.62506 | 0.64315 | 0.65737 | 0.66513 | 0.62441 | 0.61407 | 0.63928 | 0.66125 | 0.62635 | 0.65156 | 0.65737 | 0.62893 | 0.62312 | 0.67224 | 0.63475 | 0.6354 | 0.63604 | 0.62247 | 0.62764 | 0.64057 | 0.62441 | 0.62182 | 0.64186 | 0.66642 | 0.64121 | 0.61601 | 0.63346 | 0.62312 | 0.65285 | 0.6257 | 0.64574 | 0.63152 | 0.61601 | 0.6354 | 0.67289 | 0.63604 | 0.62958 | 0.66578 | 0.61407 | 0.65802 | 0.6438 | 0.6354 | 0.67224 | 0.62053 | 0.72954 | 0.6794 | 0.68929 | 0.69847 | 0.72389 | 0.69141 | 0.69282 | 0.68505 | 0.73166 | 0.72248 | 0.6794 | 0.67728 | 0.68858 | 0.7133 | 0.7246 | 0.72672 | 0.73872 | 0.68717 | 0.70271 | 0.68929 | 0.72107 | 0.70765 | 0.69847 | 0.67587 | 0.69564 | 0.69776 | 0.70765 | 0.69706 | 0.67375 | 0.67446 | 0.67092 | 0.69847 | 0.72954 | 0.68364 | 0.69988 | 0.67657 | 0.68152 | 0.71401 | 0.69282 | 0.71471 | 0.73731 | 0.72884 | 0.71259 | 0.74155 | 0.70129 | 0.6907 | 0.68434 | 0.67446 | 0.70025 | 0.7455 | 0.7139 | 0.70887 | 0.7297 | 0.72826 | 0.72539 | 0.72539 | 0.6981 | 0.73975 | 0.73975 | 0.73113 | 0.68876 | 0.72252 | 0.74622 | 0.73975 | 0.70528 | 0.69738 | 0.7534 | 0.70815 | 0.74119 | 0.72395 | 0.69091 | 0.73185 | 0.69451 | 0.74263 | 0.69953 | 0.6823 | 0.73401 | 0.68876 | 0.69451 | 0.7534 | 0.70384 | 0.706 | 0.70456 | 0.68661 | 0.73401 | 0.6981 | 0.72611 | 0.6823 | 0.69235 | 0.73042 | 0.71031 | 0.73975 | 0.73042 | 0.74693 | 0.75412 | 0.70672 | 0.77731 | 0.76908 | 0.78479 | 0.77731 | 0.71447 | 0.74664 | 0.76758 | 0.74065 | 0.7803 | 0.78105 | 0.71447 | 0.75187 | 0.78329 | 0.75187 | 0.76459 | 0.76684 | 0.77506 | 0.72494 | 0.76983 | 0.74813 | 0.74065 | 0.75561 | 0.75112 | 0.76758 | 0.73766 | 0.73167 | 0.78329 | 0.76908 | 0.75337 | 0.71596 | 0.75337 | 0.78105 | 0.73167 | 0.74439 | 0.74439 | 0.74215 | 0.71297 | 0.75861 | 0.71147 | 0.71297 | 0.73092 | 0.77432 | 0.73392 | 0.75711 | 0.71521 | 0.76684 | 0.78255 | 0.76758 | 0.7259 | 0.74262 | 0.7601 | 0.7297 | 0.75554 | 0.74338 | 0.73958 | 0.76694 | 0.74186 | 0.76694 | 0.74794 | 0.76998 | 0.7601 | 0.78367 | 0.75326 | 0.74338 | 0.73426 | 0.7259 | 0.7677 | 0.72362 | 0.73122 | 0.77986 | 0.74794 | 0.79811 | 0.7297 | 0.77378 | 0.78747 | 0.73426 | 0.74186 | 0.75098 | 0.76162 | 0.79279 | 0.75326 | 0.78215 | 0.74414 | 0.76998 | 0.77758 | 0.7221 | 0.76694 | 0.76238 | 0.75554 | 0.78367 | 0.75022 | 0.75706 | 0.78443 | 0.75098 | 0.74414 | 0.7487 | 0.7563 | 0.73122 | 0.72894 | 0.75022 | 0.7563 | 0.76162 | 0.77834 | 0.78823 | 0.7449 | 0.77834 | 0.76694 | 0.77986 | 0.73654 | 0.75022 | 0.73274 | 0.79811 | 0.73502 | 0.7715 | 0.75782 | 0.77226 | 0.72286 | 0.77834 | 0.75326 | 0.78367 | 0.73122 | 0.73122 | 0.7221 | 0.78062 | 0.76086 | 0.79051 | 0.7221 | 0.75858 | 0.7335 | 0.74566 | 0.79659 | 0.78899 | 0.74262 | 0.75098 | 0.75402 | 0.72894 | 0.73274 | 0.7335 | 0.78062 | 0.78975 | 0.76162 | 0.7449 | 0.73806
ON_ERD_DSS | 593 | 230 | ON | 0.003487 | 593 | 24640 | 0.8592 | 0.95113 | 0.9168 | 0.90102 | 0.89824 | 0.89731 | 0.92329 | 0.94371 | 0.95484 | 0.89638 | 0.88154 | 0.91773 | 0.94927 | 0.89917 | 0.93536 | 0.94371 | 0.90288 | 0.89453 | 0.96505 | 0.91123 | 0.91216 | 0.91309 | 0.8936 | 0.90102 | 0.91958 | 0.89638 | 0.89267 | 0.92144 | 0.9567 | 0.92051 | 0.88432 | 0.90937 | 0.89453 | 0.93721 | 0.89824 | 0.927 | 0.90659 | 0.88432 | 0.91216 | 0.96598 | 0.91309 | 0.90381 | 0.95577 | 0.88154 | 0.94464 | 0.92422 | 0.91216 | 0.96505 | 0.89082 | 1.0473 | 0.97533 | 0.98952 | 1.0027 | 1.0392 | 0.99256 | 0.99459 | 0.98344 | 1.0504 | 1.0372 | 0.97533 | 0.97228 | 0.98851 | 1.024 | 1.0402 | 1.0433 | 1.0605 | 0.98648 | 1.0088 | 0.98952 | 1.0351 | 1.0159 | 1.0027 | 0.97026 | 0.99864 | 1.0017 | 1.0159 | 1.0007 | 0.96722 | 0.96823 | 0.96316 | 1.0027 | 1.0473 | 0.98141 | 1.0047 | 0.97127 | 0.97837 | 1.025 | 0.99459 | 1.026 | 1.0585 | 1.0463 | 1.023 | 1.0645 | 1.0068 | 0.99155 | 0.98242 | 0.96823 | 1.0053 | 1.0702 | 1.0248 | 1.0176 | 1.0475 | 1.0455 | 1.0413 | 1.0413 | 1.0022 | 1.062 | 1.062 | 1.0496 | 0.98876 | 1.0372 | 1.0712 | 1.062 | 1.0125 | 1.0011 | 1.0816 | 1.0166 | 1.064 | 1.0393 | 0.99186 | 1.0506 | 0.99701 | 1.0661 | 1.0042 | 0.97948 | 1.0537 | 0.98876 | 0.99701 | 1.0816 | 1.0104 | 1.0135 | 1.0114 | 0.98567 | 1.0537 | 1.0022 | 1.0424 | 0.97948 | 0.99392 | 1.0486 | 1.0197 | 1.062 | 1.0486 | 1.0723 | 1.0826 | 1.0145 | 1.1159 | 1.1041 | 1.1266 | 1.1159 | 1.0257 | 1.0718 | 1.1019 | 1.0633 | 1.1202 | 1.1213 | 1.0257 | 1.0794 | 1.1245 | 1.0794 | 1.0976 | 1.1008 | 1.1127 | 1.0407 | 1.1051 | 1.074 | 1.0633 | 1.0847 | 1.0783 | 1.1019 | 1.059 | 1.0504 | 1.1245 | 1.1041 | 1.0815 | 1.0278 | 1.0815 | 1.1213 | 1.0504 | 1.0686 | 1.0686 | 1.0654 | 1.0235 | 1.089 | 1.0214 | 1.0235 | 1.0493 | 1.1116 | 1.0536 | 1.0869 | 1.0267 | 1.1008 | 1.1234 | 1.1019 | 1.0421 | 1.0661 | 1.0912 | 1.0475 | 1.0846 | 1.0672 | 1.0617 | 1.101 | 1.065 | 1.101 | 1.0737 | 1.1054 | 1.0912 | 1.125 | 1.0814 | 1.0672 | 1.0541 | 1.0421 | 1.1021 | 1.0388 | 1.0497 | 1.1196 | 1.0737 | 1.1457 | 1.0475 | 1.1108 | 1.1305 | 1.0541 | 1.065 | 1.0781 | 1.0934 | 1.1381 | 1.0814 | 1.1228 | 1.0683 | 1.1054 | 1.1163 | 1.0366 | 1.101 | 1.0945 | 1.0846 | 1.125 | 1.077 | 1.0868 | 1.1261 | 1.0781 | 1.0683 | 1.0748 | 1.0857 | 1.0497 | 1.0464 | 1.077 | 1.0857 | 1.0934 | 1.1174 | 1.1316 | 1.0694 | 1.1174 | 1.101 | 1.1196 | 1.0574 | 1.077 | 1.0519 | 1.1457 | 1.0552 | 1.1075 | 1.0879 | 1.1086 | 1.0377 | 1.1174 | 1.0814 | 1.125 | 1.0497 | 1.0497 | 1.0366 | 1.1206 | 1.0923 | 1.1348 | 1.0366 | 1.089 | 1.053 | 1.0704 | 1.1436 | 1.1326 | 1.0661 | 1.0781 | 1.0825 | 1.0464 | 1.0519 | 1.053 | 1.1206 | 1.1337 | 1.0934 | 1.0694 | 1.0595
ON_ERD_JCT | 594 | 230 | ON | 0.003487 | 594 | 24640 | 0.8592 | 0.95113 | 0.9168 | 0.90102 | 0.89824 | 0.89731 | 0.92329 | 0.94371 | 0.95484 | 0.89638 | 0.88154 | 0.91773 | 0.94927 | 0.89917 | 0.93536 | 0.94371 | 0.90288 | 0.89453 | 0.96505 | 0.91123 | 0.91216 | 0.91309 | 0.8936 | 0.90102 | 0.91958 | 0.89638 | 0.89267 | 0.92144 | 0.9567 | 0.92051 | 0.88432 | 0.90937 | 0.89453 | 0.93721 | 0.89824 | 0.927 | 0.90659 | 0.88432 | 0.91216 | 0.96598 | 0.91309 | 0.90381 | 0.95577 | 0.88154 | 0.94464 | 0.92422 | 0.91216 | 0.96505 | 0.89082 | 1.0473 | 0.97533 | 0.98952 | 1.0027 | 1.0392 | 0.99256 | 0.99459 | 0.98344 | 1.0504 | 1.0372 | 0.97533 | 0.97228 | 0.98851 | 1.024 | 1.0402 | 1.0433 | 1.0605 | 0.98648 | 1.0088 | 0.98952 | 1.0351 | 1.0159 | 1.0027 | 0.97026 | 0.99864 | 1.0017 | 1.0159 | 1.0007 | 0.96722 | 0.96823 | 0.96316 | 1.0027 | 1.0473 | 0.98141 | 1.0047 | 0.97127 | 0.97837 | 1.025 | 0.99459 | 1.026 | 1.0585 | 1.0463 | 1.023 | 1.0645 | 1.0068 | 0.99155 | 0.98242 | 0.96823 | 1.0053 | 1.0702 | 1.0248 | 1.0176 | 1.0475 | 1.0455 | 1.0413 | 1.0413 | 1.0022 | 1.062 | 1.062 | 1.0496 | 0.98876 | 1.0372 | 1.0712 | 1.062 | 1.0125 | 1.0011 | 1.0816 | 1.0166 | 1.064 | 1.0393 | 0.99186 | 1.0506 | 0.99701 | 1.0661 | 1.0042 | 0.97948 | 1.0537 | 0.98876 | 0.99701 | 1.0816 | 1.0104 | 1.0135 | 1.0114 | 0.98567 | 1.0537 | 1.0022 | 1.0424 | 0.97948 | 0.99392 | 1.0486 | 1.0197 | 1.062 | 1.0486 | 1.0723 | 1.0826 | 1.0145 | 1.1159 | 1.1041 | 1.1266 | 1.1159 | 1.0257 | 1.0718 | 1.1019 | 1.0633 | 1.1202 | 1.1213 | 1.0257 | 1.0794 | 1.1245 | 1.0794 | 1.0976 | 1.1008 | 1.1127 | 1.0407 | 1.1051 | 1.074 | 1.0633 | 1.0847 | 1.0783 | 1.1019 | 1.059 | 1.0504 | 1.1245 | 1.1041 | 1.0815 | 1.0278 | 1.0815 | 1.1213 | 1.0504 | 1.0686 | 1.0686 | 1.0654 | 1.0235 | 1.089 | 1.0214 | 1.0235 | 1.0493 | 1.1116 | 1.0536 | 1.0869 | 1.0267 | 1.1008 | 1.1234 | 1.1019 | 1.0421 | 1.0661 | 1.0912 | 1.0475 | 1.0846 | 1.0672 | 1.0617 | 1.101 | 1.065 | 1.101 | 1.0737 | 1.1054 | 1.0912 | 1.125 | 1.0814 | 1.0672 | 1.0541 | 1.0421 | 1.1021 | 1.0388 | 1.0497 | 1.1196 | 1.0737 | 1.1457 | 1.0475 | 1.1108 | 1.1305 | 1.0541 | 1.065 | 1.0781 | 1.0934 | 1.1381 | 1.0814 | 1.1228 | 1.0683 | 1.1054 | 1.1163 | 1.0366 | 1.101 | 1.0945 | 1.0846 | 1.125 | 1.077 | 1.0868 | 1.1261 | 1.0781 | 1.0683 | 1.0748 | 1.0857 | 1.0497 | 1.0464 | 1.077 | 1.0857 | 1.0934 | 1.1174 | 1.1316 | 1.0694 | 1.1174 | 1.101 | 1.1196 | 1.0574 | 1.077 | 1.0519 | 1.1457 | 1.0552 | 1.1075 | 1.0879 | 1.1086 | 1.0377 | 1.1174 | 1.0814 | 1.125 | 1.0497 | 1.0497 | 1.0366 | 1.1206 | 1.0923 | 1.1348 | 1.0366 | 1.089 | 1.053 | 1.0704 | 1.1436 | 1.1326 | 1.0661 | 1.0781 | 1.0825 | 1.0464 | 1.0519 | 1.053 | 1.1206 | 1.1337 | 1.0934 | 1.0694 | 1.0595
ON_ERG_ISS | 595 | 230 | ON | 0.001083 | 595 | 24640 | 0.26685 | 0.2954 | 0.28474 | 0.27984 | 0.27898 | 0.27869 | 0.28676 | 0.2931 | 0.29656 | 0.2784 | 0.27379 | 0.28503 | 0.29483 | 0.27927 | 0.2905 | 0.2931 | 0.28042 | 0.27782 | 0.29973 | 0.28301 | 0.2833 | 0.28359 | 0.27754 | 0.27984 | 0.28561 | 0.2784 | 0.27725 | 0.28618 | 0.29713 | 0.28589 | 0.27465 | 0.28244 | 0.27782 | 0.29108 | 0.27898 | 0.28791 | 0.28157 | 0.27465 | 0.2833 | 0.30002 | 0.28359 | 0.28071 | 0.29685 | 0.27379 | 0.29339 | 0.28705 | 0.2833 | 0.29973 | 0.27667 | 0.32528 | 0.30292 | 0.30733 | 0.31142 | 0.32276 | 0.30827 | 0.3089 | 0.30544 | 0.32622 | 0.32213 | 0.30292 | 0.30197 | 0.30701 | 0.31803 | 0.32307 | 0.32402 | 0.32937 | 0.30638 | 0.31331 | 0.30733 | 0.3215 | 0.31551 | 0.31142 | 0.30134 | 0.31016 | 0.31111 | 0.31551 | 0.31079 | 0.3004 | 0.30071 | 0.29914 | 0.31142 | 0.32528 | 0.30481 | 0.31205 | 0.30166 | 0.30386 | 0.31835 | 0.3089 | 0.31866 | 0.32874 | 0.32496 | 0.31772 | 0.33063 | 0.31268 | 0.30796 | 0.30512 | 0.30071 | 0.31222 | 0.33239 | 0.3183 | 0.31606 | 0.32534 | 0.3247 | 0.32342 | 0.32342 | 0.31126 | 0.32983 | 0.32983 | 0.32599 | 0.30709 | 0.32214 | 0.33271 | 0.32983 | 0.31446 | 0.31094 | 0.33591 | 0.31574 | 0.33047 | 0.32278 | 0.30805 | 0.32631 | 0.30965 | 0.33111 | 0.3119 | 0.30421 | 0.32727 | 0.30709 | 0.30965 | 0.33591 | 0.31382 | 0.31478 | 0.31414 | 0.30613 | 0.32727 | 0.31126 | 0.32374 | 0.30421 | 0.30869 | 0.32567 | 0.3167 | 0.32983 | 0.32567 | 0.33303 | 0.33623 | 0.3151 | 0.34657 | 0.3429 | 0.34991 | 0.34657 | 0.31855 | 0.3329 | 0.34224 | 0.33023 | 0.34791 | 0.34824 | 0.31855 | 0.33523 | 0.34924 | 0.33523 | 0.3409 | 0.3419 | 0.34557 | 0.32322 | 0.34324 | 0.33356 | 0.33023 | 0.3369 | 0.3349 | 0.34224 | 0.32889 | 0.32623 | 0.34924 | 0.3429 | 0.3359 | 0.31922 | 0.3359 | 0.34824 | 0.32623 | 0.3319 | 0.3319 | 0.3309 | 0.31789 | 0.33823 | 0.31722 | 0.31789 | 0.32589 | 0.34524 | 0.32723 | 0.33757 | 0.31889 | 0.3419 | 0.34891 | 0.34224 | 0.32365 | 0.33111 | 0.3389 | 0.32534 | 0.33687 | 0.33145 | 0.32975 | 0.34195 | 0.33077 | 0.34195 | 0.33348 | 0.34331 | 0.3389 | 0.34941 | 0.33585 | 0.33145 | 0.32738 | 0.32365 | 0.34229 | 0.32263 | 0.32602 | 0.34771 | 0.33348 | 0.35585 | 0.32534 | 0.345 | 0.3511 | 0.32738 | 0.33077 | 0.33483 | 0.33958 | 0.35347 | 0.33585 | 0.34873 | 0.33178 | 0.34331 | 0.3467 | 0.32196 | 0.34195 | 0.33992 | 0.33687 | 0.34941 | 0.3345 | 0.33755 | 0.34975 | 0.33483 | 0.33178 | 0.33382 | 0.33721 | 0.32602 | 0.32501 | 0.3345 | 0.33721 | 0.33958 | 0.34703 | 0.35144 | 0.33212 | 0.34703 | 0.34195 | 0.34771 | 0.3284 | 0.3345 | 0.3267 | 0.35585 | 0.32772 | 0.34398 | 0.33788 | 0.34432 | 0.32229 | 0.34703 | 0.33585 | 0.34941 | 0.32602 | 0.32602 | 0.32196 | 0.34805 | 0.33924 | 0.35246 | 0.32196 | 0.33822 | 0.32704 | 0.33246 | 0.35517 | 0.35178 | 0.33111 | 0.33483 | 0.33619 | 0.32501 | 0.3267 | 0.32704 | 0.34805 | 0.35212 | 0.33958 | 0.33212 | 0.32907
ON_ERG_JCT | 596 | 230 | ON | 0.001083 | 596 | 24640 | 0.26685 | 0.2954 | 0.28474 | 0.27984 | 0.27898 | 0.27869 | 0.28676 | 0.2931 | 0.29656 | 0.2784 | 0.27379 | 0.28503 | 0.29483 | 0.27927 | 0.2905 | 0.2931 | 0.28042 | 0.27782 | 0.29973 | 0.28301 | 0.2833 | 0.28359 | 0.27754 | 0.27984 | 0.28561 | 0.2784 | 0.27725 | 0.28618 | 0.29713 | 0.28589 | 0.27465 | 0.28244 | 0.27782 | 0.29108 | 0.27898 | 0.28791 | 0.28157 | 0.27465 | 0.2833 | 0.30002 | 0.28359 | 0.28071 | 0.29685 | 0.27379 | 0.29339 | 0.28705 | 0.2833 | 0.29973 | 0.27667 | 0.32528 | 0.30292 | 0.30733 | 0.31142 | 0.32276 | 0.30827 | 0.3089 | 0.30544 | 0.32622 | 0.32213 | 0.30292 | 0.30197 | 0.30701 | 0.31803 | 0.32307 | 0.32402 | 0.32937 | 0.30638 | 0.31331 | 0.30733 | 0.3215 | 0.31551 | 0.31142 | 0.30134 | 0.31016 | 0.31111 | 0.31551 | 0.31079 | 0.3004 | 0.30071 | 0.29914 | 0.31142 | 0.32528 | 0.30481 | 0.31205 | 0.30166 | 0.30386 | 0.31835 | 0.3089 | 0.31866 | 0.32874 | 0.32496 | 0.31772 | 0.33063 | 0.31268 | 0.30796 | 0.30512 | 0.30071 | 0.31222 | 0.33239 | 0.3183 | 0.31606 | 0.32534 | 0.3247 | 0.32342 | 0.32342 | 0.31126 | 0.32983 | 0.32983 | 0.32599 | 0.30709 | 0.32214 | 0.33271 | 0.32983 | 0.31446 | 0.31094 | 0.33591 | 0.31574 | 0.33047 | 0.32278 | 0.30805 | 0.32631 | 0.30965 | 0.33111 | 0.3119 | 0.30421 | 0.32727 | 0.30709 | 0.30965 | 0.33591 | 0.31382 | 0.31478 | 0.31414 | 0.30613 | 0.32727 | 0.31126 | 0.32374 | 0.30421 | 0.30869 | 0.32567 | 0.3167 | 0.32983 | 0.32567 | 0.33303 | 0.33623 | 0.3151 | 0.34657 | 0.3429 | 0.34991 | 0.34657 | 0.31855 | 0.3329 | 0.34224 | 0.33023 | 0.34791 | 0.34824 | 0.31855 | 0.33523 | 0.34924 | 0.33523 | 0.3409 | 0.3419 | 0.34557 | 0.32322 | 0.34324 | 0.33356 | 0.33023 | 0.3369 | 0.3349 | 0.34224 | 0.32889 | 0.32623 | 0.34924 | 0.3429 | 0.3359 | 0.31922 | 0.3359 | 0.34824 | 0.32623 | 0.3319 | 0.3319 | 0.3309 | 0.31789 | 0.33823 | 0.31722 | 0.31789 | 0.32589 | 0.34524 | 0.32723 | 0.33757 | 0.31889 | 0.3419 | 0.34891 | 0.34224 | 0.32365 | 0.33111 | 0.3389 | 0.32534 | 0.33687 | 0.33145 | 0.32975 | 0.34195 | 0.33077 | 0.34195 | 0.33348 | 0.34331 | 0.3389 | 0.34941 | 0.33585 | 0.33145 | 0.32738 | 0.32365 | 0.34229 | 0.32263 | 0.32602 | 0.34771 | 0.33348 | 0.35585 | 0.32534 | 0.345 | 0.3511 | 0.32738 | 0.33077 | 0.33483 | 0.33958 | 0.35347 | 0.33585 | 0.34873 | 0.33178 | 0.34331 | 0.3467 | 0.32196 | 0.34195 | 0.33992 | 0.33687 | 0.34941 | 0.3345 | 0.33755 | 0.34975 | 0.33483 | 0.33178 | 0.33382 | 0.33721 | 0.32602 | 0.32501 | 0.3345 | 0.33721 | 0.33958 | 0.34703 | 0.35144 | 0.33212 | 0.34703 | 0.34195 | 0.34771 | 0.3284 | 0.3345 | 0.3267 | 0.35585 | 0.32772 | 0.34398 | 0.33788 | 0.34432 | 0.32229 | 0.34703 | 0.33585 | 0.34941 | 0.32602 | 0.32602 | 0.32196 | 0.34805 | 0.33924 | 0.35246 | 0.32196 | 0.33822 | 0.32704 | 0.33246 | 0.35517 | 0.35178 | 0.33111 | 0.33483 | 0.33619 | 0.32501 | 0.3267 | 0.32704 | 0.34805 | 0.35212 | 0.33958 | 0.33212 | 0.32907
ON_ERI_GSS | 597 | 230 | ON | 0.001217 | 597 | 24640 | 0.29987 | 0.33195 | 0.31997 | 0.31447 | 0.31349 | 0.31317 | 0.32224 | 0.32936 | 0.33325 | 0.31285 | 0.30767 | 0.3203 | 0.33131 | 0.31382 | 0.32645 | 0.32936 | 0.31511 | 0.3122 | 0.33681 | 0.31803 | 0.31835 | 0.31868 | 0.31188 | 0.31447 | 0.32094 | 0.31285 | 0.31155 | 0.32159 | 0.3339 | 0.32127 | 0.30864 | 0.31738 | 0.3122 | 0.3271 | 0.31349 | 0.32353 | 0.31641 | 0.30864 | 0.31835 | 0.33714 | 0.31868 | 0.31544 | 0.33357 | 0.30767 | 0.32969 | 0.32256 | 0.31835 | 0.33681 | 0.3109 | 0.36552 | 0.3404 | 0.34535 | 0.34995 | 0.36269 | 0.34641 | 0.34712 | 0.34323 | 0.36658 | 0.36198 | 0.3404 | 0.33934 | 0.345 | 0.35738 | 0.36305 | 0.36411 | 0.37012 | 0.34429 | 0.35208 | 0.34535 | 0.36128 | 0.35455 | 0.34995 | 0.33863 | 0.34854 | 0.3496 | 0.35455 | 0.34925 | 0.33757 | 0.33792 | 0.33615 | 0.34995 | 0.36552 | 0.34252 | 0.35066 | 0.33898 | 0.34146 | 0.35774 | 0.34712 | 0.35809 | 0.36941 | 0.36517 | 0.35703 | 0.37154 | 0.35137 | 0.34606 | 0.34288 | 0.33792 | 0.35085 | 0.37352 | 0.35768 | 0.35516 | 0.3656 | 0.36488 | 0.36344 | 0.36344 | 0.34977 | 0.37064 | 0.37064 | 0.36632 | 0.34509 | 0.362 | 0.37388 | 0.37064 | 0.35337 | 0.34941 | 0.37747 | 0.3548 | 0.37136 | 0.36272 | 0.34617 | 0.36668 | 0.34797 | 0.37208 | 0.35049 | 0.34185 | 0.36776 | 0.34509 | 0.34797 | 0.37747 | 0.35265 | 0.35373 | 0.35301 | 0.34401 | 0.36776 | 0.34977 | 0.3638 | 0.34185 | 0.34689 | 0.36596 | 0.35588 | 0.37064 | 0.36596 | 0.37424 | 0.37783 | 0.35409 | 0.38945 | 0.38533 | 0.3932 | 0.38945 | 0.35797 | 0.37409 | 0.38458 | 0.37109 | 0.39095 | 0.39133 | 0.35797 | 0.37671 | 0.39245 | 0.37671 | 0.38308 | 0.38421 | 0.38833 | 0.36322 | 0.38571 | 0.37484 | 0.37109 | 0.37858 | 0.37634 | 0.38458 | 0.36959 | 0.36659 | 0.39245 | 0.38533 | 0.37746 | 0.35872 | 0.37746 | 0.39133 | 0.36659 | 0.37296 | 0.37296 | 0.37184 | 0.35722 | 0.38008 | 0.35647 | 0.35722 | 0.36621 | 0.38796 | 0.36771 | 0.37933 | 0.35834 | 0.38421 | 0.39208 | 0.38458 | 0.3637 | 0.37207 | 0.38083 | 0.3656 | 0.37855 | 0.37246 | 0.37055 | 0.38426 | 0.37169 | 0.38426 | 0.37474 | 0.38578 | 0.38083 | 0.39264 | 0.37741 | 0.37246 | 0.36789 | 0.3637 | 0.38464 | 0.36255 | 0.36636 | 0.39074 | 0.37474 | 0.39988 | 0.3656 | 0.38769 | 0.39454 | 0.36789 | 0.37169 | 0.37626 | 0.3816 | 0.39721 | 0.37741 | 0.39188 | 0.37284 | 0.38578 | 0.38959 | 0.36179 | 0.38426 | 0.38198 | 0.37855 | 0.39264 | 0.37588 | 0.37931 | 0.39302 | 0.37626 | 0.37284 | 0.37512 | 0.37893 | 0.36636 | 0.36522 | 0.37588 | 0.37893 | 0.3816 | 0.38997 | 0.39492 | 0.37322 | 0.38997 | 0.38426 | 0.39074 | 0.36903 | 0.37588 | 0.36712 | 0.39988 | 0.36827 | 0.38655 | 0.37969 | 0.38693 | 0.36217 | 0.38997 | 0.37741 | 0.39264 | 0.36636 | 0.36636 | 0.36179 | 0.39112 | 0.38121 | 0.39607 | 0.36179 | 0.38007 | 0.3675 | 0.3736 | 0.39911 | 0.39531 | 0.37207 | 0.37626 | 0.37779 | 0.36522 | 0.36712 | 0.3675 | 0.39112 | 0.39569 | 0.3816 | 0.37322 | 0.36979
ON_ERI_JCT | 598 | 230 | ON | 0.001217 | 598 | 24640 | 0.29987 | 0.33195 | 0.31997 | 0.31447 | 0.31349 | 0.31317 | 0.32224 | 0.32936 | 0.33325 | 0.31285 | 0.30767 | 0.3203 | 0.33131 | 0.31382 | 0.32645 | 0.32936 | 0.31511 | 0.3122 | 0.33681 | 0.31803 | 0.31835 | 0.31868 | 0.31188 | 0.31447 | 0.32094 | 0.31285 | 0.31155 | 0.32159 | 0.3339 | 0.32127 | 0.30864 | 0.31738 | 0.3122 | 0.3271 | 0.31349 | 0.32353 | 0.31641 | 0.30864 | 0.31835 | 0.33714 | 0.31868 | 0.31544 | 0.33357 | 0.30767 | 0.32969 | 0.32256 | 0.31835 | 0.33681 | 0.3109 | 0.36552 | 0.3404 | 0.34535 | 0.34995 | 0.36269 | 0.34641 | 0.34712 | 0.34323 | 0.36658 | 0.36198 | 0.3404 | 0.33934 | 0.345 | 0.35738 | 0.36305 | 0.36411 | 0.37012 | 0.34429 | 0.35208 | 0.34535 | 0.36128 | 0.35455 | 0.34995 | 0.33863 | 0.34854 | 0.3496 | 0.35455 | 0.34925 | 0.33757 | 0.33792 | 0.33615 | 0.34995 | 0.36552 | 0.34252 | 0.35066 | 0.33898 | 0.34146 | 0.35774 | 0.34712 | 0.35809 | 0.36941 | 0.36517 | 0.35703 | 0.37154 | 0.35137 | 0.34606 | 0.34288 | 0.33792 | 0.35085 | 0.37352 | 0.35768 | 0.35516 | 0.3656 | 0.36488 | 0.36344 | 0.36344 | 0.34977 | 0.37064 | 0.37064 | 0.36632 | 0.34509 | 0.362 | 0.37388 | 0.37064 | 0.35337 | 0.34941 | 0.37747 | 0.3548 | 0.37136 | 0.36272 | 0.34617 | 0.36668 | 0.34797 | 0.37208 | 0.35049 | 0.34185 | 0.36776 | 0.34509 | 0.34797 | 0.37747 | 0.35265 | 0.35373 | 0.35301 | 0.34401 | 0.36776 | 0.34977 | 0.3638 | 0.34185 | 0.34689 | 0.36596 | 0.35588 | 0.37064 | 0.36596 | 0.37424 | 0.37783 | 0.35409 | 0.38945 | 0.38533 | 0.3932 | 0.38945 | 0.35797 | 0.37409 | 0.38458 | 0.37109 | 0.39095 | 0.39133 | 0.35797 | 0.37671 | 0.39245 | 0.37671 | 0.38308 | 0.38421 | 0.38833 | 0.36322 | 0.38571 | 0.37484 | 0.37109 | 0.37858 | 0.37634 | 0.38458 | 0.36959 | 0.36659 | 0.39245 | 0.38533 | 0.37746 | 0.35872 | 0.37746 | 0.39133 | 0.36659 | 0.37296 | 0.37296 | 0.37184 | 0.35722 | 0.38008 | 0.35647 | 0.35722 | 0.36621 | 0.38796 | 0.36771 | 0.37933 | 0.35834 | 0.38421 | 0.39208 | 0.38458 | 0.3637 | 0.37207 | 0.38083 | 0.3656 | 0.37855 | 0.37246 | 0.37055 | 0.38426 | 0.37169 | 0.38426 | 0.37474 | 0.38578 | 0.38083 | 0.39264 | 0.37741 | 0.37246 | 0.36789 | 0.3637 | 0.38464 | 0.36255 | 0.36636 | 0.39074 | 0.37474 | 0.39988 | 0.3656 | 0.38769 | 0.39454 | 0.36789 | 0.37169 | 0.37626 | 0.3816 | 0.39721 | 0.37741 | 0.39188 | 0.37284 | 0.38578 | 0.38959 | 0.36179 | 0.38426 | 0.38198 | 0.37855 | 0.39264 | 0.37588 | 0.37931 | 0.39302 | 0.37626 | 0.37284 | 0.37512 | 0.37893 | 0.36636 | 0.36522 | 0.37588 | 0.37893 | 0.3816 | 0.38997 | 0.39492 | 0.37322 | 0.38997 | 0.38426 | 0.39074 | 0.36903 | 0.37588 | 0.36712 | 0.39988 | 0.36827 | 0.38655 | 0.37969 | 0.38693 | 0.36217 | 0.38997 | 0.37741 | 0.39264 | 0.36636 | 0.36636 | 0.36179 | 0.39112 | 0.38121 | 0.39607 | 0.36179 | 0.38007 | 0.3675 | 0.3736 | 0.39911 | 0.39531 | 0.37207 | 0.37626 | 0.37779 | 0.36522 | 0.36712 | 0.3675 | 0.39112 | 0.39569 | 0.3816 | 0.37322 | 0.36979
ON_ERV_DSS | 599 | 230 | ON | 0.00126 | 599 | 24640 | 0.31046 | 0.34368 | 0.33128 | 0.32558 | 0.32457 | 0.32424 | 0.33362 | 0.341 | 0.34502 | 0.3239 | 0.31854 | 0.33161 | 0.34301 | 0.32491 | 0.33798 | 0.341 | 0.32625 | 0.32323 | 0.34871 | 0.32927 | 0.3296 | 0.32994 | 0.32289 | 0.32558 | 0.33228 | 0.3239 | 0.32256 | 0.33295 | 0.3457 | 0.33262 | 0.31954 | 0.3286 | 0.32323 | 0.33865 | 0.32457 | 0.33497 | 0.32759 | 0.31954 | 0.3296 | 0.34905 | 0.32994 | 0.32658 | 0.34536 | 0.31854 | 0.34134 | 0.33396 | 0.3296 | 0.34871 | 0.32189 | 0.37844 | 0.35243 | 0.35756 | 0.36232 | 0.37551 | 0.35865 | 0.35939 | 0.35536 | 0.37954 | 0.37477 | 0.35243 | 0.35133 | 0.35719 | 0.37001 | 0.37587 | 0.37697 | 0.3832 | 0.35646 | 0.36452 | 0.35756 | 0.37404 | 0.36708 | 0.36232 | 0.35059 | 0.36085 | 0.36195 | 0.36708 | 0.36159 | 0.3495 | 0.34986 | 0.34803 | 0.36232 | 0.37844 | 0.35462 | 0.36305 | 0.35096 | 0.35353 | 0.37038 | 0.35939 | 0.37074 | 0.38247 | 0.37807 | 0.36964 | 0.38466 | 0.36378 | 0.35829 | 0.35499 | 0.34986 | 0.36324 | 0.38671 | 0.37032 | 0.36771 | 0.37852 | 0.37777 | 0.37628 | 0.37628 | 0.36213 | 0.38373 | 0.38373 | 0.37926 | 0.35728 | 0.37479 | 0.38709 | 0.38373 | 0.36585 | 0.36175 | 0.39081 | 0.36734 | 0.38448 | 0.37554 | 0.3584 | 0.37964 | 0.36026 | 0.38522 | 0.36287 | 0.35393 | 0.38075 | 0.35728 | 0.36026 | 0.39081 | 0.36511 | 0.36622 | 0.36548 | 0.35616 | 0.38075 | 0.36213 | 0.37665 | 0.35393 | 0.35914 | 0.37889 | 0.36846 | 0.38373 | 0.37889 | 0.38746 | 0.39118 | 0.3666 | 0.40322 | 0.39895 | 0.4071 | 0.40322 | 0.37062 | 0.3873 | 0.39817 | 0.3842 | 0.40477 | 0.40516 | 0.37062 | 0.39002 | 0.40632 | 0.39002 | 0.39662 | 0.39778 | 0.40205 | 0.37605 | 0.39933 | 0.38808 | 0.3842 | 0.39196 | 0.38963 | 0.39817 | 0.38265 | 0.37954 | 0.40632 | 0.39895 | 0.3908 | 0.37139 | 0.3908 | 0.40516 | 0.37954 | 0.38614 | 0.38614 | 0.38498 | 0.36984 | 0.39351 | 0.36906 | 0.36984 | 0.37915 | 0.40166 | 0.38071 | 0.39274 | 0.371 | 0.39778 | 0.40593 | 0.39817 | 0.37655 | 0.38522 | 0.39429 | 0.37852 | 0.39192 | 0.38561 | 0.38364 | 0.39784 | 0.38483 | 0.39784 | 0.38798 | 0.39942 | 0.39429 | 0.40651 | 0.39074 | 0.38561 | 0.38088 | 0.37655 | 0.39823 | 0.37536 | 0.37931 | 0.40454 | 0.38798 | 0.414 | 0.37852 | 0.40139 | 0.40848 | 0.38088 | 0.38483 | 0.38956 | 0.39508 | 0.41124 | 0.39074 | 0.40572 | 0.38601 | 0.39942 | 0.40336 | 0.37457 | 0.39784 | 0.39547 | 0.39192 | 0.40651 | 0.38916 | 0.39271 | 0.40691 | 0.38956 | 0.38601 | 0.38837 | 0.39232 | 0.37931 | 0.37812 | 0.38916 | 0.39232 | 0.39508 | 0.40375 | 0.40888 | 0.3864 | 0.40375 | 0.39784 | 0.40454 | 0.38207 | 0.38916 | 0.38009 | 0.414 | 0.38128 | 0.4002 | 0.39311 | 0.4006 | 0.37497 | 0.40375 | 0.39074 | 0.40651 | 0.37931 | 0.37931 | 0.37457 | 0.40494 | 0.39468 | 0.41006 | 0.37457 | 0.3935 | 0.38049 | 0.3868 | 0.41322 | 0.40927 | 0.38522 | 0.38956 | 0.39113 | 0.37812 | 0.38009 | 0.38049 | 0.40494 | 0.40967 | 0.39508 | 0.3864 | 0.38285
ON_ERV_JCT | 600 | 230 | ON | 0.00126 | 600 | 24640 | 0.31046 | 0.34368 | 0.33128 | 0.32558 | 0.32457 | 0.32424 | 0.33362 | 0.341 | 0.34502 | 0.3239 | 0.31854 | 0.33161 | 0.34301 | 0.32491 | 0.33798 | 0.341 | 0.32625 | 0.32323 | 0.34871 | 0.32927 | 0.3296 | 0.32994 | 0.32289 | 0.32558 | 0.33228 | 0.3239 | 0.32256 | 0.33295 | 0.3457 | 0.33262 | 0.31954 | 0.3286 | 0.32323 | 0.33865 | 0.32457 | 0.33497 | 0.32759 | 0.31954 | 0.3296 | 0.34905 | 0.32994 | 0.32658 | 0.34536 | 0.31854 | 0.34134 | 0.33396 | 0.3296 | 0.34871 | 0.32189 | 0.37844 | 0.35243 | 0.35756 | 0.36232 | 0.37551 | 0.35865 | 0.35939 | 0.35536 | 0.37954 | 0.37477 | 0.35243 | 0.35133 | 0.35719 | 0.37001 | 0.37587 | 0.37697 | 0.3832 | 0.35646 | 0.36452 | 0.35756 | 0.37404 | 0.36708 | 0.36232 | 0.35059 | 0.36085 | 0.36195 | 0.36708 | 0.36159 | 0.3495 | 0.34986 | 0.34803 | 0.36232 | 0.37844 | 0.35462 | 0.36305 | 0.35096 | 0.35353 | 0.37038 | 0.35939 | 0.37074 | 0.38247 | 0.37807 | 0.36964 | 0.38466 | 0.36378 | 0.35829 | 0.35499 | 0.34986 | 0.36324 | 0.38671 | 0.37032 | 0.36771 | 0.37852 | 0.37777 | 0.37628 | 0.37628 | 0.36213 | 0.38373 | 0.38373 | 0.37926 | 0.35728 | 0.37479 | 0.38709 | 0.38373 | 0.36585 | 0.36175 | 0.39081 | 0.36734 | 0.38448 | 0.37554 | 0.3584 | 0.37964 | 0.36026 | 0.38522 | 0.36287 | 0.35393 | 0.38075 | 0.35728 | 0.36026 | 0.39081 | 0.36511 | 0.36622 | 0.36548 | 0.35616 | 0.38075 | 0.36213 | 0.37665 | 0.35393 | 0.35914 | 0.37889 | 0.36846 | 0.38373 | 0.37889 | 0.38746 | 0.39118 | 0.3666 | 0.40322 | 0.39895 | 0.4071 | 0.40322 | 0.37062 | 0.3873 | 0.39817 | 0.3842 | 0.40477 | 0.40516 | 0.37062 | 0.39002 | 0.40632 | 0.39002 | 0.39662 | 0.39778 | 0.40205 | 0.37605 | 0.39933 | 0.38808 | 0.3842 | 0.39196 | 0.38963 | 0.39817 | 0.38265 | 0.37954 | 0.40632 | 0.39895 | 0.3908 | 0.37139 | 0.3908 | 0.40516 | 0.37954 | 0.38614 | 0.38614 | 0.38498 | 0.36984 | 0.39351 | 0.36906 | 0.36984 | 0.37915 | 0.40166 | 0.38071 | 0.39274 | 0.371 | 0.39778 | 0.40593 | 0.39817 | 0.37655 | 0.38522 | 0.39429 | 0.37852 | 0.39192 | 0.38561 | 0.38364 | 0.39784 | 0.38483 | 0.39784 | 0.38798 | 0.39942 | 0.39429 | 0.40651 | 0.39074 | 0.38561 | 0.38088 | 0.37655 | 0.39823 | 0.37536 | 0.37931 | 0.40454 | 0.38798 | 0.414 | 0.37852 | 0.40139 | 0.40848 | 0.38088 | 0.38483 | 0.38956 | 0.39508 | 0.41124 | 0.39074 | 0.40572 | 0.38601 | 0.39942 | 0.40336 | 0.37457 | 0.39784 | 0.39547 | 0.39192 | 0.40651 | 0.38916 | 0.39271 | 0.40691 | 0.38956 | 0.38601 | 0.38837 | 0.39232 | 0.37931 | 0.37812 | 0.38916 | 0.39232 | 0.39508 | 0.40375 | 0.40888 | 0.3864 | 0.40375 | 0.39784 | 0.40454 | 0.38207 | 0.38916 | 0.38009 | 0.414 | 0.38128 | 0.4002 | 0.39311 | 0.4006 | 0.37497 | 0.40375 | 0.39074 | 0.40651 | 0.37931 | 0.37931 | 0.37457 | 0.40494 | 0.39468 | 0.41006 | 0.37457 | 0.3935 | 0.38049 | 0.3868 | 0.41322 | 0.40927 | 0.38522 | 0.38956 | 0.39113 | 0.37812 | 0.38009 | 0.38049 | 0.40494 | 0.40967 | 0.39508 | 0.3864 | 0.38285
ON_ESA_TSS | 601 | 230 | ON | 0.002337 | 601 | 24640 | 0.57584 | 0.63745 | 0.61444 | 0.60387 | 0.602 | 0.60138 | 0.61879 | 0.63248 | 0.63994 | 0.60076 | 0.59081 | 0.61506 | 0.63621 | 0.60262 | 0.62688 | 0.63248 | 0.60511 | 0.59952 | 0.64678 | 0.61071 | 0.61133 | 0.61195 | 0.59889 | 0.60387 | 0.61631 | 0.60076 | 0.59827 | 0.61755 | 0.64118 | 0.61693 | 0.59267 | 0.60947 | 0.59952 | 0.62812 | 0.602 | 0.62128 | 0.6076 | 0.59267 | 0.61133 | 0.6474 | 0.61195 | 0.60573 | 0.64056 | 0.59081 | 0.6331 | 0.61942 | 0.61133 | 0.64678 | 0.59703 | 0.70191 | 0.65367 | 0.66318 | 0.67201 | 0.69647 | 0.66522 | 0.66658 | 0.6591 | 0.70395 | 0.69512 | 0.65367 | 0.65163 | 0.6625 | 0.68628 | 0.69715 | 0.69919 | 0.71074 | 0.66114 | 0.67609 | 0.66318 | 0.69376 | 0.68085 | 0.67201 | 0.65027 | 0.6693 | 0.67133 | 0.68085 | 0.67065 | 0.64823 | 0.64891 | 0.64551 | 0.67201 | 0.70191 | 0.65774 | 0.67337 | 0.65095 | 0.65571 | 0.68696 | 0.66658 | 0.68764 | 0.70938 | 0.70123 | 0.6856 | 0.71346 | 0.67473 | 0.66454 | 0.65842 | 0.64891 | 0.67373 | 0.71726 | 0.68686 | 0.68202 | 0.70206 | 0.70068 | 0.69791 | 0.69791 | 0.67166 | 0.71173 | 0.71173 | 0.70344 | 0.66267 | 0.69515 | 0.71795 | 0.71173 | 0.67857 | 0.67097 | 0.72486 | 0.68133 | 0.71312 | 0.69653 | 0.66475 | 0.70413 | 0.6682 | 0.7145 | 0.67304 | 0.65645 | 0.70621 | 0.66267 | 0.6682 | 0.72486 | 0.67718 | 0.67926 | 0.67788 | 0.6606 | 0.70621 | 0.67166 | 0.69861 | 0.65645 | 0.66613 | 0.70275 | 0.6834 | 0.71173 | 0.70275 | 0.71864 | 0.72555 | 0.67995 | 0.74787 | 0.73995 | 0.75507 | 0.74787 | 0.68741 | 0.71836 | 0.73851 | 0.7126 | 0.75075 | 0.75147 | 0.68741 | 0.72339 | 0.75363 | 0.72339 | 0.73563 | 0.73779 | 0.74571 | 0.69748 | 0.74067 | 0.7198 | 0.7126 | 0.72699 | 0.72268 | 0.73851 | 0.70972 | 0.70396 | 0.75363 | 0.73995 | 0.72483 | 0.68884 | 0.72483 | 0.75147 | 0.70396 | 0.7162 | 0.7162 | 0.71404 | 0.68597 | 0.72987 | 0.68453 | 0.68597 | 0.70324 | 0.74499 | 0.70612 | 0.72843 | 0.68812 | 0.73779 | 0.75291 | 0.73851 | 0.6984 | 0.71449 | 0.73131 | 0.70206 | 0.72692 | 0.71522 | 0.71157 | 0.73789 | 0.71376 | 0.73789 | 0.71961 | 0.74082 | 0.73131 | 0.75398 | 0.72473 | 0.71522 | 0.70645 | 0.6984 | 0.73863 | 0.69621 | 0.70352 | 0.75033 | 0.71961 | 0.76788 | 0.70206 | 0.74448 | 0.75764 | 0.70645 | 0.71376 | 0.72254 | 0.73278 | 0.76276 | 0.72473 | 0.75252 | 0.71596 | 0.74082 | 0.74813 | 0.69475 | 0.73789 | 0.73351 | 0.72692 | 0.75398 | 0.72181 | 0.72839 | 0.75471 | 0.72254 | 0.71596 | 0.72034 | 0.72766 | 0.70352 | 0.70133 | 0.72181 | 0.72766 | 0.73278 | 0.74886 | 0.75837 | 0.71669 | 0.74886 | 0.73789 | 0.75033 | 0.70864 | 0.72181 | 0.70499 | 0.76788 | 0.70718 | 0.74228 | 0.72912 | 0.74301 | 0.69548 | 0.74886 | 0.72473 | 0.75398 | 0.70352 | 0.70352 | 0.69475 | 0.75106 | 0.73204 | 0.76057 | 0.69475 | 0.72985 | 0.70572 | 0.71742 | 0.76642 | 0.7591 | 0.71449 | 0.72254 | 0.72546 | 0.70133 | 0.70499 | 0.70572 | 0.75106 | 0.75983 | 0.73278 | 0.71669 | 0.7101
ON_ESC_GSS | 602 | 230 | ON | 0.001217 | 602 | 24640 | 0.29987 | 0.33195 | 0.31997 | 0.31447 | 0.31349 | 0.31317 | 0.32224 | 0.32936 | 0.33325 | 0.31285 | 0.30767 | 0.3203 | 0.33131 | 0.31382 | 0.32645 | 0.32936 | 0.31511 | 0.3122 | 0.33681 | 0.31803 | 0.31835 | 0.31868 | 0.31188 | 0.31447 | 0.32094 | 0.31285 | 0.31155 | 0.32159 | 0.3339 | 0.32127 | 0.30864 | 0.31738 | 0.3122 | 0.3271 | 0.31349 | 0.32353 | 0.31641 | 0.30864 | 0.31835 | 0.33714 | 0.31868 | 0.31544 | 0.33357 | 0.30767 | 0.32969 | 0.32256 | 0.31835 | 0.33681 | 0.3109 | 0.36552 | 0.3404 | 0.34535 | 0.34995 | 0.36269 | 0.34641 | 0.34712 | 0.34323 | 0.36658 | 0.36198 | 0.3404 | 0.33934 | 0.345 | 0.35738 | 0.36305 | 0.36411 | 0.37012 | 0.34429 | 0.35208 | 0.34535 | 0.36128 | 0.35455 | 0.34995 | 0.33863 | 0.34854 | 0.3496 | 0.35455 | 0.34925 | 0.33757 | 0.33792 | 0.33615 | 0.34995 | 0.36552 | 0.34252 | 0.35066 | 0.33898 | 0.34146 | 0.35774 | 0.34712 | 0.35809 | 0.36941 | 0.36517 | 0.35703 | 0.37154 | 0.35137 | 0.34606 | 0.34288 | 0.33792 | 0.35085 | 0.37352 | 0.35768 | 0.35516 | 0.3656 | 0.36488 | 0.36344 | 0.36344 | 0.34977 | 0.37064 | 0.37064 | 0.36632 | 0.34509 | 0.362 | 0.37388 | 0.37064 | 0.35337 | 0.34941 | 0.37747 | 0.3548 | 0.37136 | 0.36272 | 0.34617 | 0.36668 | 0.34797 | 0.37208 | 0.35049 | 0.34185 | 0.36776 | 0.34509 | 0.34797 | 0.37747 | 0.35265 | 0.35373 | 0.35301 | 0.34401 | 0.36776 | 0.34977 | 0.3638 | 0.34185 | 0.34689 | 0.36596 | 0.35588 | 0.37064 | 0.36596 | 0.37424 | 0.37783 | 0.35409 | 0.38945 | 0.38533 | 0.3932 | 0.38945 | 0.35797 | 0.37409 | 0.38458 | 0.37109 | 0.39095 | 0.39133 | 0.35797 | 0.37671 | 0.39245 | 0.37671 | 0.38308 | 0.38421 | 0.38833 | 0.36322 | 0.38571 | 0.37484 | 0.37109 | 0.37858 | 0.37634 | 0.38458 | 0.36959 | 0.36659 | 0.39245 | 0.38533 | 0.37746 | 0.35872 | 0.37746 | 0.39133 | 0.36659 | 0.37296 | 0.37296 | 0.37184 | 0.35722 | 0.38008 | 0.35647 | 0.35722 | 0.36621 | 0.38796 | 0.36771 | 0.37933 | 0.35834 | 0.38421 | 0.39208 | 0.38458 | 0.3637 | 0.37207 | 0.38083 | 0.3656 | 0.37855 | 0.37246 | 0.37055 | 0.38426 | 0.37169 | 0.38426 | 0.37474 | 0.38578 | 0.38083 | 0.39264 | 0.37741 | 0.37246 | 0.36789 | 0.3637 | 0.38464 | 0.36255 | 0.36636 | 0.39074 | 0.37474 | 0.39988 | 0.3656 | 0.38769 | 0.39454 | 0.36789 | 0.37169 | 0.37626 | 0.3816 | 0.39721 | 0.37741 | 0.39188 | 0.37284 | 0.38578 | 0.38959 | 0.36179 | 0.38426 | 0.38198 | 0.37855 | 0.39264 | 0.37588 | 0.37931 | 0.39302 | 0.37626 | 0.37284 | 0.37512 | 0.37893 | 0.36636 | 0.36522 | 0.37588 | 0.37893 | 0.3816 | 0.38997 | 0.39492 | 0.37322 | 0.38997 | 0.38426 | 0.39074 | 0.36903 | 0.37588 | 0.36712 | 0.39988 | 0.36827 | 0.38655 | 0.37969 | 0.38693 | 0.36217 | 0.38997 | 0.37741 | 0.39264 | 0.36636 | 0.36636 | 0.36179 | 0.39112 | 0.38121 | 0.39607 | 0.36179 | 0.38007 | 0.3675 | 0.3736 | 0.39911 | 0.39531 | 0.37207 | 0.37626 | 0.37779 | 0.36522 | 0.36712 | 0.3675 | 0.39112 | 0.39569 | 0.3816 | 0.37322 | 0.36979
ON_ESC_JCT | 603 | 230 | ON | 0.001217 | 603 | 24640 | 0.29987 | 0.33195 | 0.31997 | 0.31447 | 0.31349 | 0.31317 | 0.32224 | 0.32936 | 0.33325 | 0.31285 | 0.30767 | 0.3203 | 0.33131 | 0.31382 | 0.32645 | 0.32936 | 0.31511 | 0.3122 | 0.33681 | 0.31803 | 0.31835 | 0.31868 | 0.31188 | 0.31447 | 0.32094 | 0.31285 | 0.31155 | 0.32159 | 0.3339 | 0.32127 | 0.30864 | 0.31738 | 0.3122 | 0.3271 | 0.31349 | 0.32353 | 0.31641 | 0.30864 | 0.31835 | 0.33714 | 0.31868 | 0.31544 | 0.33357 | 0.30767 | 0.32969 | 0.32256 | 0.31835 | 0.33681 | 0.3109 | 0.36552 | 0.3404 | 0.34535 | 0.34995 | 0.36269 | 0.34641 | 0.34712 | 0.34323 | 0.36658 | 0.36198 | 0.3404 | 0.33934 | 0.345 | 0.35738 | 0.36305 | 0.36411 | 0.37012 | 0.34429 | 0.35208 | 0.34535 | 0.36128 | 0.35455 | 0.34995 | 0.33863 | 0.34854 | 0.3496 | 0.35455 | 0.34925 | 0.33757 | 0.33792 | 0.33615 | 0.34995 | 0.36552 | 0.34252 | 0.35066 | 0.33898 | 0.34146 | 0.35774 | 0.34712 | 0.35809 | 0.36941 | 0.36517 | 0.35703 | 0.37154 | 0.35137 | 0.34606 | 0.34288 | 0.33792 | 0.35085 | 0.37352 | 0.35768 | 0.35516 | 0.3656 | 0.36488 | 0.36344 | 0.36344 | 0.34977 | 0.37064 | 0.37064 | 0.36632 | 0.34509 | 0.362 | 0.37388 | 0.37064 | 0.35337 | 0.34941 | 0.37747 | 0.3548 | 0.37136 | 0.36272 | 0.34617 | 0.36668 | 0.34797 | 0.37208 | 0.35049 | 0.34185 | 0.36776 | 0.34509 | 0.34797 | 0.37747 | 0.35265 | 0.35373 | 0.35301 | 0.34401 | 0.36776 | 0.34977 | 0.3638 | 0.34185 | 0.34689 | 0.36596 | 0.35588 | 0.37064 | 0.36596 | 0.37424 | 0.37783 | 0.35409 | 0.38945 | 0.38533 | 0.3932 | 0.38945 | 0.35797 | 0.37409 | 0.38458 | 0.37109 | 0.39095 | 0.39133 | 0.35797 | 0.37671 | 0.39245 | 0.37671 | 0.38308 | 0.38421 | 0.38833 | 0.36322 | 0.38571 | 0.37484 | 0.37109 | 0.37858 | 0.37634 | 0.38458 | 0.36959 | 0.36659 | 0.39245 | 0.38533 | 0.37746 | 0.35872 | 0.37746 | 0.39133 | 0.36659 | 0.37296 | 0.37296 | 0.37184 | 0.35722 | 0.38008 | 0.35647 | 0.35722 | 0.36621 | 0.38796 | 0.36771 | 0.37933 | 0.35834 | 0.38421 | 0.39208 | 0.38458 | 0.3637 | 0.37207 | 0.38083 | 0.3656 | 0.37855 | 0.37246 | 0.37055 | 0.38426 | 0.37169 | 0.38426 | 0.37474 | 0.38578 | 0.38083 | 0.39264 | 0.37741 | 0.37246 | 0.36789 | 0.3637 | 0.38464 | 0.36255 | 0.36636 | 0.39074 | 0.37474 | 0.39988 | 0.3656 | 0.38769 | 0.39454 | 0.36789 | 0.37169 | 0.37626 | 0.3816 | 0.39721 | 0.37741 | 0.39188 | 0.37284 | 0.38578 | 0.38959 | 0.36179 | 0.38426 | 0.38198 | 0.37855 | 0.39264 | 0.37588 | 0.37931 | 0.39302 | 0.37626 | 0.37284 | 0.37512 | 0.37893 | 0.36636 | 0.36522 | 0.37588 | 0.37893 | 0.3816 | 0.38997 | 0.39492 | 0.37322 | 0.38997 | 0.38426 | 0.39074 | 0.36903 | 0.37588 | 0.36712 | 0.39988 | 0.36827 | 0.38655 | 0.37969 | 0.38693 | 0.36217 | 0.38997 | 0.37741 | 0.39264 | 0.36636 | 0.36636 | 0.36179 | 0.39112 | 0.38121 | 0.39607 | 0.36179 | 0.38007 | 0.3675 | 0.3736 | 0.39911 | 0.39531 | 0.37207 | 0.37626 | 0.37779 | 0.36522 | 0.36712 | 0.3675 | 0.39112 | 0.39569 | 0.3816 | 0.37322 | 0.36979
ON_EVG_SWS | 604 | 500 | ON | 0.004953 | 604 | 24640 | 1.2204 | 1.351 | 1.3022 | 1.2798 | 1.2759 | 1.2746 | 1.3115 | 1.3405 | 1.3563 | 1.2732 | 1.2522 | 1.3036 | 1.3484 | 1.2772 | 1.3286 | 1.3405 | 1.2825 | 1.2706 | 1.3708 | 1.2943 | 1.2956 | 1.297 | 1.2693 | 1.2798 | 1.3062 | 1.2732 | 1.268 | 1.3088 | 1.3589 | 1.3075 | 1.2561 | 1.2917 | 1.2706 | 1.3312 | 1.2759 | 1.3167 | 1.2877 | 1.2561 | 1.2956 | 1.3721 | 1.297 | 1.2838 | 1.3576 | 1.2522 | 1.3418 | 1.3128 | 1.2956 | 1.3708 | 1.2653 | 1.4876 | 1.3854 | 1.4055 | 1.4243 | 1.4761 | 1.4099 | 1.4127 | 1.3969 | 1.4919 | 1.4732 | 1.3854 | 1.3811 | 1.4041 | 1.4545 | 1.4775 | 1.4819 | 1.5063 | 1.4012 | 1.4329 | 1.4055 | 1.4703 | 1.443 | 1.4243 | 1.3782 | 1.4185 | 1.4228 | 1.443 | 1.4214 | 1.3739 | 1.3753 | 1.3681 | 1.4243 | 1.4876 | 1.394 | 1.4271 | 1.3796 | 1.3897 | 1.4559 | 1.4127 | 1.4574 | 1.5035 | 1.4862 | 1.4531 | 1.5121 | 1.43 | 1.4084 | 1.3955 | 1.3753 | 1.4279 | 1.5202 | 1.4557 | 1.4455 | 1.4879 | 1.485 | 1.4791 | 1.4791 | 1.4235 | 1.5084 | 1.5084 | 1.4909 | 1.4045 | 1.4733 | 1.5216 | 1.5084 | 1.4381 | 1.422 | 1.5363 | 1.444 | 1.5114 | 1.4762 | 1.4089 | 1.4923 | 1.4162 | 1.5143 | 1.4264 | 1.3913 | 1.4967 | 1.4045 | 1.4162 | 1.5363 | 1.4352 | 1.4396 | 1.4367 | 1.4001 | 1.4967 | 1.4235 | 1.4806 | 1.3913 | 1.4118 | 1.4894 | 1.4484 | 1.5084 | 1.4894 | 1.5231 | 1.5377 | 1.4411 | 1.585 | 1.5682 | 1.6003 | 1.585 | 1.4569 | 1.5225 | 1.5652 | 1.5103 | 1.5911 | 1.5926 | 1.4569 | 1.5332 | 1.5972 | 1.5332 | 1.5591 | 1.5637 | 1.5804 | 1.4782 | 1.5698 | 1.5255 | 1.5103 | 1.5408 | 1.5316 | 1.5652 | 1.5042 | 1.492 | 1.5972 | 1.5682 | 1.5362 | 1.4599 | 1.5362 | 1.5926 | 1.492 | 1.5179 | 1.5179 | 1.5133 | 1.4538 | 1.5469 | 1.4508 | 1.4538 | 1.4904 | 1.5789 | 1.4965 | 1.5438 | 1.4584 | 1.5637 | 1.5957 | 1.5652 | 1.4802 | 1.5143 | 1.5499 | 1.4879 | 1.5406 | 1.5158 | 1.5081 | 1.5639 | 1.5127 | 1.5639 | 1.5251 | 1.5701 | 1.5499 | 1.598 | 1.536 | 1.5158 | 1.4972 | 1.4802 | 1.5654 | 1.4755 | 1.491 | 1.5902 | 1.5251 | 1.6274 | 1.4879 | 1.5778 | 1.6057 | 1.4972 | 1.5127 | 1.5313 | 1.553 | 1.6166 | 1.536 | 1.5949 | 1.5174 | 1.5701 | 1.5856 | 1.4724 | 1.5639 | 1.5546 | 1.5406 | 1.598 | 1.5298 | 1.5437 | 1.5995 | 1.5313 | 1.5174 | 1.5267 | 1.5422 | 1.491 | 1.4864 | 1.5298 | 1.5422 | 1.553 | 1.5871 | 1.6073 | 1.5189 | 1.5871 | 1.5639 | 1.5902 | 1.5019 | 1.5298 | 1.4941 | 1.6274 | 1.4988 | 1.5732 | 1.5453 | 1.5747 | 1.474 | 1.5871 | 1.536 | 1.598 | 1.491 | 1.491 | 1.4724 | 1.5918 | 1.5515 | 1.6119 | 1.4724 | 1.5468 | 1.4957 | 1.5205 | 1.6243 | 1.6088 | 1.5143 | 1.5313 | 1.5375 | 1.4864 | 1.4941 | 1.4957 | 1.5918 | 1.6104 | 1.553 | 1.5189 | 1.505
ON_EVT_DSS | 605 | 230 | ON | 0.002337 | 605 | 24640 | 0.57584 | 0.63745 | 0.61444 | 0.60387 | 0.602 | 0.60138 | 0.61879 | 0.63248 | 0.63994 | 0.60076 | 0.59081 | 0.61506 | 0.63621 | 0.60262 | 0.62688 | 0.63248 | 0.60511 | 0.59952 | 0.64678 | 0.61071 | 0.61133 | 0.61195 | 0.59889 | 0.60387 | 0.61631 | 0.60076 | 0.59827 | 0.61755 | 0.64118 | 0.61693 | 0.59267 | 0.60947 | 0.59952 | 0.62812 | 0.602 | 0.62128 | 0.6076 | 0.59267 | 0.61133 | 0.6474 | 0.61195 | 0.60573 | 0.64056 | 0.59081 | 0.6331 | 0.61942 | 0.61133 | 0.64678 | 0.59703 | 0.70191 | 0.65367 | 0.66318 | 0.67201 | 0.69647 | 0.66522 | 0.66658 | 0.6591 | 0.70395 | 0.69512 | 0.65367 | 0.65163 | 0.6625 | 0.68628 | 0.69715 | 0.69919 | 0.71074 | 0.66114 | 0.67609 | 0.66318 | 0.69376 | 0.68085 | 0.67201 | 0.65027 | 0.6693 | 0.67133 | 0.68085 | 0.67065 | 0.64823 | 0.64891 | 0.64551 | 0.67201 | 0.70191 | 0.65774 | 0.67337 | 0.65095 | 0.65571 | 0.68696 | 0.66658 | 0.68764 | 0.70938 | 0.70123 | 0.6856 | 0.71346 | 0.67473 | 0.66454 | 0.65842 | 0.64891 | 0.67373 | 0.71726 | 0.68686 | 0.68202 | 0.70206 | 0.70068 | 0.69791 | 0.69791 | 0.67166 | 0.71173 | 0.71173 | 0.70344 | 0.66267 | 0.69515 | 0.71795 | 0.71173 | 0.67857 | 0.67097 | 0.72486 | 0.68133 | 0.71312 | 0.69653 | 0.66475 | 0.70413 | 0.6682 | 0.7145 | 0.67304 | 0.65645 | 0.70621 | 0.66267 | 0.6682 | 0.72486 | 0.67718 | 0.67926 | 0.67788 | 0.6606 | 0.70621 | 0.67166 | 0.69861 | 0.65645 | 0.66613 | 0.70275 | 0.6834 | 0.71173 | 0.70275 | 0.71864 | 0.72555 | 0.67995 | 0.74787 | 0.73995 | 0.75507 | 0.74787 | 0.68741 | 0.71836 | 0.73851 | 0.7126 | 0.75075 | 0.75147 | 0.68741 | 0.72339 | 0.75363 | 0.72339 | 0.73563 | 0.73779 | 0.74571 | 0.69748 | 0.74067 | 0.7198 | 0.7126 | 0.72699 | 0.72268 | 0.73851 | 0.70972 | 0.70396 | 0.75363 | 0.73995 | 0.72483 | 0.68884 | 0.72483 | 0.75147 | 0.70396 | 0.7162 | 0.7162 | 0.71404 | 0.68597 | 0.72987 | 0.68453 | 0.68597 | 0.70324 | 0.74499 | 0.70612 | 0.72843 | 0.68812 | 0.73779 | 0.75291 | 0.73851 | 0.6984 | 0.71449 | 0.73131 | 0.70206 | 0.72692 | 0.71522 | 0.71157 | 0.73789 | 0.71376 | 0.73789 | 0.71961 | 0.74082 | 0.73131 | 0.75398 | 0.72473 | 0.71522 | 0.70645 | 0.6984 | 0.73863 | 0.69621 | 0.70352 | 0.75033 | 0.71961 | 0.76788 | 0.70206 | 0.74448 | 0.75764 | 0.70645 | 0.71376 | 0.72254 | 0.73278 | 0.76276 | 0.72473 | 0.75252 | 0.71596 | 0.74082 | 0.74813 | 0.69475 | 0.73789 | 0.73351 | 0.72692 | 0.75398 | 0.72181 | 0.72839 | 0.75471 | 0.72254 | 0.71596 | 0.72034 | 0.72766 | 0.70352 | 0.70133 | 0.72181 | 0.72766 | 0.73278 | 0.74886 | 0.75837 | 0.71669 | 0.74886 | 0.73789 | 0.75033 | 0.70864 | 0.72181 | 0.70499 | 0.76788 | 0.70718 | 0.74228 | 0.72912 | 0.74301 | 0.69548 | 0.74886 | 0.72473 | 0.75398 | 0.70352 | 0.70352 | 0.69475 | 0.75106 | 0.73204 | 0.76057 | 0.69475 | 0.72985 | 0.70572 | 0.71742 | 0.76642 | 0.7591 | 0.71449 | 0.72254 | 0.72546 | 0.70133 | 0.70499 | 0.70572 | 0.75106 | 0.75983 | 0.73278 | 0.71669 | 0.7101
ON_EVT_JCT | 606 | 230 | ON | 0.002337 | 606 | 24640 | 0.57584 | 0.63745 | 0.61444 | 0.60387 | 0.602 | 0.60138 | 0.61879 | 0.63248 | 0.63994 | 0.60076 | 0.59081 | 0.61506 | 0.63621 | 0.60262 | 0.62688 | 0.63248 | 0.60511 | 0.59952 | 0.64678 | 0.61071 | 0.61133 | 0.61195 | 0.59889 | 0.60387 | 0.61631 | 0.60076 | 0.59827 | 0.61755 | 0.64118 | 0.61693 | 0.59267 | 0.60947 | 0.59952 | 0.62812 | 0.602 | 0.62128 | 0.6076 | 0.59267 | 0.61133 | 0.6474 | 0.61195 | 0.60573 | 0.64056 | 0.59081 | 0.6331 | 0.61942 | 0.61133 | 0.64678 | 0.59703 | 0.70191 | 0.65367 | 0.66318 | 0.67201 | 0.69647 | 0.66522 | 0.66658 | 0.6591 | 0.70395 | 0.69512 | 0.65367 | 0.65163 | 0.6625 | 0.68628 | 0.69715 | 0.69919 | 0.71074 | 0.66114 | 0.67609 | 0.66318 | 0.69376 | 0.68085 | 0.67201 | 0.65027 | 0.6693 | 0.67133 | 0.68085 | 0.67065 | 0.64823 | 0.64891 | 0.64551 | 0.67201 | 0.70191 | 0.65774 | 0.67337 | 0.65095 | 0.65571 | 0.68696 | 0.66658 | 0.68764 | 0.70938 | 0.70123 | 0.6856 | 0.71346 | 0.67473 | 0.66454 | 0.65842 | 0.64891 | 0.67373 | 0.71726 | 0.68686 | 0.68202 | 0.70206 | 0.70068 | 0.69791 | 0.69791 | 0.67166 | 0.71173 | 0.71173 | 0.70344 | 0.66267 | 0.69515 | 0.71795 | 0.71173 | 0.67857 | 0.67097 | 0.72486 | 0.68133 | 0.71312 | 0.69653 | 0.66475 | 0.70413 | 0.6682 | 0.7145 | 0.67304 | 0.65645 | 0.70621 | 0.66267 | 0.6682 | 0.72486 | 0.67718 | 0.67926 | 0.67788 | 0.6606 | 0.70621 | 0.67166 | 0.69861 | 0.65645 | 0.66613 | 0.70275 | 0.6834 | 0.71173 | 0.70275 | 0.71864 | 0.72555 | 0.67995 | 0.74787 | 0.73995 | 0.75507 | 0.74787 | 0.68741 | 0.71836 | 0.73851 | 0.7126 | 0.75075 | 0.75147 | 0.68741 | 0.72339 | 0.75363 | 0.72339 | 0.73563 | 0.73779 | 0.74571 | 0.69748 | 0.74067 | 0.7198 | 0.7126 | 0.72699 | 0.72268 | 0.73851 | 0.70972 | 0.70396 | 0.75363 | 0.73995 | 0.72483 | 0.68884 | 0.72483 | 0.75147 | 0.70396 | 0.7162 | 0.7162 | 0.71404 | 0.68597 | 0.72987 | 0.68453 | 0.68597 | 0.70324 | 0.74499 | 0.70612 | 0.72843 | 0.68812 | 0.73779 | 0.75291 | 0.73851 | 0.6984 | 0.71449 | 0.73131 | 0.70206 | 0.72692 | 0.71522 | 0.71157 | 0.73789 | 0.71376 | 0.73789 | 0.71961 | 0.74082 | 0.73131 | 0.75398 | 0.72473 | 0.71522 | 0.70645 | 0.6984 | 0.73863 | 0.69621 | 0.70352 | 0.75033 | 0.71961 | 0.76788 | 0.70206 | 0.74448 | 0.75764 | 0.70645 | 0.71376 | 0.72254 | 0.73278 | 0.76276 | 0.72473 | 0.75252 | 0.71596 | 0.74082 | 0.74813 | 0.69475 | 0.73789 | 0.73351 | 0.72692 | 0.75398 | 0.72181 | 0.72839 | 0.75471 | 0.72254 | 0.71596 | 0.72034 | 0.72766 | 0.70352 | 0.70133 | 0.72181 | 0.72766 | 0.73278 | 0.74886 | 0.75837 | 0.71669 | 0.74886 | 0.73789 | 0.75033 | 0.70864 | 0.72181 | 0.70499 | 0.76788 | 0.70718 | 0.74228 | 0.72912 | 0.74301 | 0.69548 | 0.74886 | 0.72473 | 0.75398 | 0.70352 | 0.70352 | 0.69475 | 0.75106 | 0.73204 | 0.76057 | 0.69475 | 0.72985 | 0.70572 | 0.71742 | 0.76642 | 0.7591 | 0.71449 | 0.72254 | 0.72546 | 0.70133 | 0.70499 | 0.70572 | 0.75106 | 0.75983 | 0.73278 | 0.71669 | 0.7101
ON_FCD_DSS | 607 | 230 | ON | 0.004533 | 607 | 24640 | 1.1169 | 1.2364 | 1.1918 | 1.1713 | 1.1677 | 1.1665 | 1.2003 | 1.2268 | 1.2413 | 1.1653 | 1.146 | 1.193 | 1.234 | 1.1689 | 1.2159 | 1.2268 | 1.1737 | 1.1629 | 1.2545 | 1.1846 | 1.1858 | 1.187 | 1.1617 | 1.1713 | 1.1954 | 1.1653 | 1.1604 | 1.1978 | 1.2437 | 1.1966 | 1.1496 | 1.1822 | 1.1629 | 1.2183 | 1.1677 | 1.2051 | 1.1785 | 1.1496 | 1.1858 | 1.2557 | 1.187 | 1.1749 | 1.2425 | 1.146 | 1.228 | 1.2015 | 1.1858 | 1.2545 | 1.158 | 1.3615 | 1.2679 | 1.2863 | 1.3035 | 1.3509 | 1.2903 | 1.2929 | 1.2784 | 1.3654 | 1.3483 | 1.2679 | 1.2639 | 1.285 | 1.3312 | 1.3522 | 1.3562 | 1.3786 | 1.2824 | 1.3114 | 1.2863 | 1.3457 | 1.3206 | 1.3035 | 1.2613 | 1.2982 | 1.3022 | 1.3206 | 1.3008 | 1.2574 | 1.2587 | 1.2521 | 1.3035 | 1.3615 | 1.2758 | 1.3061 | 1.2626 | 1.2718 | 1.3325 | 1.2929 | 1.3338 | 1.376 | 1.3602 | 1.3298 | 1.3839 | 1.3088 | 1.289 | 1.2771 | 1.2587 | 1.3068 | 1.3912 | 1.3323 | 1.3229 | 1.3618 | 1.3591 | 1.3537 | 1.3537 | 1.3028 | 1.3805 | 1.3805 | 1.3644 | 1.2854 | 1.3484 | 1.3926 | 1.3805 | 1.3162 | 1.3014 | 1.406 | 1.3216 | 1.3832 | 1.351 | 1.2894 | 1.3658 | 1.2961 | 1.3859 | 1.3055 | 1.2733 | 1.3698 | 1.2854 | 1.2961 | 1.406 | 1.3135 | 1.3175 | 1.3149 | 1.2813 | 1.3698 | 1.3028 | 1.3551 | 1.2733 | 1.2921 | 1.3631 | 1.3256 | 1.3805 | 1.3631 | 1.3939 | 1.4073 | 1.3189 | 1.4506 | 1.4353 | 1.4646 | 1.4506 | 1.3333 | 1.3934 | 1.4325 | 1.3822 | 1.4562 | 1.4576 | 1.3333 | 1.4031 | 1.4618 | 1.4031 | 1.4269 | 1.4311 | 1.4464 | 1.3529 | 1.4367 | 1.3962 | 1.3822 | 1.4101 | 1.4017 | 1.4325 | 1.3766 | 1.3654 | 1.4618 | 1.4353 | 1.4059 | 1.3361 | 1.4059 | 1.4576 | 1.3654 | 1.3892 | 1.3892 | 1.385 | 1.3305 | 1.4157 | 1.3278 | 1.3305 | 1.3641 | 1.445 | 1.3696 | 1.4129 | 1.3347 | 1.4311 | 1.4604 | 1.4325 | 1.3547 | 1.3859 | 1.4185 | 1.3618 | 1.41 | 1.3873 | 1.3802 | 1.4313 | 1.3845 | 1.4313 | 1.3958 | 1.4369 | 1.4185 | 1.4625 | 1.4057 | 1.3873 | 1.3703 | 1.3547 | 1.4327 | 1.3504 | 1.3646 | 1.4554 | 1.3958 | 1.4894 | 1.3618 | 1.444 | 1.4696 | 1.3703 | 1.3845 | 1.4015 | 1.4213 | 1.4795 | 1.4057 | 1.4596 | 1.3887 | 1.4369 | 1.4511 | 1.3476 | 1.4313 | 1.4228 | 1.41 | 1.4625 | 1.4001 | 1.4128 | 1.4639 | 1.4015 | 1.3887 | 1.3972 | 1.4114 | 1.3646 | 1.3603 | 1.4001 | 1.4114 | 1.4213 | 1.4525 | 1.471 | 1.3901 | 1.4525 | 1.4313 | 1.4554 | 1.3745 | 1.4001 | 1.3674 | 1.4894 | 1.3717 | 1.4398 | 1.4142 | 1.4412 | 1.349 | 1.4525 | 1.4057 | 1.4625 | 1.3646 | 1.3646 | 1.3476 | 1.4568 | 1.4199 | 1.4752 | 1.3476 | 1.4157 | 1.3689 | 1.3916 | 1.4866 | 1.4724 | 1.3859 | 1.4015 | 1.4072 | 1.3603 | 1.3674 | 1.3689 | 1.4568 | 1.4738 | 1.4213 | 1.3901 | 1.3774
ON_FDO_ISS | 608 | 230 | ON | 0.002444 | 608 | 24640 | 0.6022 | 0.66664 | 0.64257 | 0.63152 | 0.62957 | 0.62892 | 0.64713 | 0.66143 | 0.66924 | 0.62826 | 0.61786 | 0.64322 | 0.66534 | 0.63022 | 0.65558 | 0.66143 | 0.63282 | 0.62696 | 0.67639 | 0.63867 | 0.63932 | 0.63997 | 0.62631 | 0.63152 | 0.64452 | 0.62826 | 0.62566 | 0.64583 | 0.67054 | 0.64517 | 0.61981 | 0.63737 | 0.62696 | 0.65688 | 0.62957 | 0.64973 | 0.63542 | 0.61981 | 0.63932 | 0.67704 | 0.63997 | 0.63347 | 0.66989 | 0.61786 | 0.66208 | 0.64778 | 0.63932 | 0.67639 | 0.62436 | 0.73405 | 0.6836 | 0.69354 | 0.70278 | 0.72836 | 0.69568 | 0.6971 | 0.68928 | 0.73618 | 0.72694 | 0.6836 | 0.68146 | 0.69283 | 0.7177 | 0.72907 | 0.73121 | 0.74329 | 0.69141 | 0.70704 | 0.69354 | 0.72552 | 0.71202 | 0.70278 | 0.68004 | 0.69994 | 0.70207 | 0.71202 | 0.70136 | 0.67791 | 0.67862 | 0.67507 | 0.70278 | 0.73405 | 0.68786 | 0.7042 | 0.68075 | 0.68573 | 0.71841 | 0.6971 | 0.71913 | 0.74186 | 0.73334 | 0.71699 | 0.74613 | 0.70562 | 0.69496 | 0.68857 | 0.67862 | 0.70458 | 0.7501 | 0.71831 | 0.71325 | 0.7342 | 0.73276 | 0.72987 | 0.72987 | 0.70241 | 0.74432 | 0.74432 | 0.73565 | 0.69301 | 0.72698 | 0.75082 | 0.74432 | 0.70963 | 0.70169 | 0.75805 | 0.71252 | 0.74577 | 0.72842 | 0.69518 | 0.73637 | 0.69879 | 0.74721 | 0.70385 | 0.68651 | 0.73854 | 0.69301 | 0.69879 | 0.75805 | 0.70819 | 0.71036 | 0.70891 | 0.69085 | 0.73854 | 0.70241 | 0.73059 | 0.68651 | 0.69663 | 0.73493 | 0.71469 | 0.74432 | 0.73493 | 0.75155 | 0.75877 | 0.71108 | 0.78211 | 0.77383 | 0.78964 | 0.78211 | 0.71888 | 0.75125 | 0.77232 | 0.74522 | 0.78512 | 0.78587 | 0.71888 | 0.75652 | 0.78813 | 0.75652 | 0.76931 | 0.77157 | 0.77985 | 0.72942 | 0.77458 | 0.75275 | 0.74522 | 0.76028 | 0.75576 | 0.77232 | 0.74221 | 0.73619 | 0.78813 | 0.77383 | 0.75802 | 0.72038 | 0.75802 | 0.78587 | 0.73619 | 0.74899 | 0.74899 | 0.74673 | 0.71737 | 0.76329 | 0.71587 | 0.71737 | 0.73544 | 0.7791 | 0.73845 | 0.76179 | 0.71963 | 0.77157 | 0.78738 | 0.77232 | 0.73038 | 0.74721 | 0.7648 | 0.7342 | 0.76021 | 0.74797 | 0.74415 | 0.77168 | 0.74644 | 0.77168 | 0.75256 | 0.77474 | 0.7648 | 0.7885 | 0.75791 | 0.74797 | 0.73879 | 0.73038 | 0.77244 | 0.72809 | 0.73573 | 0.78468 | 0.75256 | 0.80304 | 0.7342 | 0.77856 | 0.79233 | 0.73879 | 0.74644 | 0.75562 | 0.76633 | 0.79768 | 0.75791 | 0.78698 | 0.74874 | 0.77474 | 0.78239 | 0.72656 | 0.77168 | 0.76709 | 0.76021 | 0.7885 | 0.75485 | 0.76174 | 0.78927 | 0.75562 | 0.74874 | 0.75332 | 0.76097 | 0.73573 | 0.73344 | 0.75485 | 0.76097 | 0.76633 | 0.78315 | 0.79309 | 0.7495 | 0.78315 | 0.77168 | 0.78468 | 0.74109 | 0.75485 | 0.73726 | 0.80304 | 0.73956 | 0.77627 | 0.7625 | 0.77703 | 0.72732 | 0.78315 | 0.75791 | 0.7885 | 0.73573 | 0.73573 | 0.72656 | 0.78545 | 0.76556 | 0.79539 | 0.72656 | 0.76327 | 0.73803 | 0.75026 | 0.80151 | 0.79386 | 0.74721 | 0.75562 | 0.75868 | 0.73344 | 0.73726 | 0.73803 | 0.78545 | 0.79462 | 0.76633 | 0.7495 | 0.74262
ON_FGS_DSS | 609 | 230 | ON | 0.001701 | 609 | 24640 | 0.41913 | 0.46397 | 0.44722 | 0.43953 | 0.43817 | 0.43772 | 0.45039 | 0.46035 | 0.46578 | 0.43727 | 0.43002 | 0.44768 | 0.46307 | 0.43862 | 0.45628 | 0.46035 | 0.44043 | 0.43636 | 0.47076 | 0.44451 | 0.44496 | 0.44541 | 0.43591 | 0.43953 | 0.44858 | 0.43727 | 0.43546 | 0.44949 | 0.46669 | 0.44904 | 0.43138 | 0.4436 | 0.43636 | 0.45718 | 0.43817 | 0.4522 | 0.44225 | 0.43138 | 0.44496 | 0.47122 | 0.44541 | 0.44089 | 0.46624 | 0.43002 | 0.4608 | 0.45085 | 0.44496 | 0.47076 | 0.43455 | 0.51089 | 0.47578 | 0.4827 | 0.48913 | 0.50693 | 0.48418 | 0.48517 | 0.47973 | 0.51237 | 0.50594 | 0.47578 | 0.47429 | 0.4822 | 0.49951 | 0.50743 | 0.50891 | 0.51732 | 0.48122 | 0.4921 | 0.4827 | 0.50496 | 0.49556 | 0.48913 | 0.4733 | 0.48715 | 0.48863 | 0.49556 | 0.48814 | 0.47182 | 0.47231 | 0.46984 | 0.48913 | 0.51089 | 0.47874 | 0.49012 | 0.4738 | 0.47726 | 0.50001 | 0.48517 | 0.5005 | 0.51633 | 0.5104 | 0.49902 | 0.5193 | 0.49111 | 0.48369 | 0.47924 | 0.47231 | 0.49038 | 0.52206 | 0.49993 | 0.49641 | 0.511 | 0.50999 | 0.50798 | 0.50798 | 0.48887 | 0.51804 | 0.51804 | 0.512 | 0.48233 | 0.50597 | 0.52257 | 0.51804 | 0.4939 | 0.48837 | 0.5276 | 0.49591 | 0.51905 | 0.50698 | 0.48384 | 0.51251 | 0.48635 | 0.52005 | 0.48987 | 0.4778 | 0.51402 | 0.48233 | 0.48635 | 0.5276 | 0.49289 | 0.4944 | 0.4934 | 0.48082 | 0.51402 | 0.48887 | 0.50848 | 0.4778 | 0.48485 | 0.5115 | 0.49742 | 0.51804 | 0.5115 | 0.52307 | 0.5281 | 0.4949 | 0.54434 | 0.53858 | 0.54958 | 0.54434 | 0.50033 | 0.52286 | 0.53753 | 0.51867 | 0.54644 | 0.54696 | 0.50033 | 0.52653 | 0.54853 | 0.52653 | 0.53543 | 0.53701 | 0.54277 | 0.50767 | 0.5391 | 0.52391 | 0.51867 | 0.52915 | 0.526 | 0.53753 | 0.51657 | 0.51238 | 0.54853 | 0.53858 | 0.52758 | 0.50138 | 0.52758 | 0.54696 | 0.51238 | 0.52129 | 0.52129 | 0.51972 | 0.49928 | 0.53124 | 0.49824 | 0.49928 | 0.51186 | 0.54224 | 0.51395 | 0.53019 | 0.50086 | 0.53701 | 0.54801 | 0.53753 | 0.50834 | 0.52005 | 0.53229 | 0.511 | 0.5291 | 0.52058 | 0.51792 | 0.53708 | 0.51952 | 0.53708 | 0.52377 | 0.53921 | 0.53229 | 0.54879 | 0.5275 | 0.52058 | 0.51419 | 0.50834 | 0.53761 | 0.50674 | 0.51206 | 0.54613 | 0.52377 | 0.55891 | 0.511 | 0.54187 | 0.55145 | 0.51419 | 0.51952 | 0.5259 | 0.53336 | 0.55518 | 0.5275 | 0.54773 | 0.52111 | 0.53921 | 0.54453 | 0.50568 | 0.53708 | 0.53389 | 0.5291 | 0.54879 | 0.52537 | 0.53016 | 0.54932 | 0.5259 | 0.52111 | 0.52431 | 0.52963 | 0.51206 | 0.51047 | 0.52537 | 0.52963 | 0.53336 | 0.54507 | 0.55199 | 0.52164 | 0.54507 | 0.53708 | 0.54613 | 0.51579 | 0.52537 | 0.51313 | 0.55891 | 0.51472 | 0.54027 | 0.53069 | 0.54081 | 0.50621 | 0.54507 | 0.5275 | 0.54879 | 0.51206 | 0.51206 | 0.50568 | 0.54666 | 0.53282 | 0.55358 | 0.50568 | 0.53123 | 0.51366 | 0.52218 | 0.55784 | 0.55252 | 0.52005 | 0.5259 | 0.52803 | 0.51047 | 0.51313 | 0.51366 | 0.54666 | 0.55305 | 0.53336 | 0.52164 | 0.51685
ON_FGS_JCT | 610 | 230 | ON | 0.001701 | 610 | 24640 | 0.41913 | 0.46397 | 0.44722 | 0.43953 | 0.43817 | 0.43772 | 0.45039 | 0.46035 | 0.46578 | 0.43727 | 0.43002 | 0.44768 | 0.46307 | 0.43862 | 0.45628 | 0.46035 | 0.44043 | 0.43636 | 0.47076 | 0.44451 | 0.44496 | 0.44541 | 0.43591 | 0.43953 | 0.44858 | 0.43727 | 0.43546 | 0.44949 | 0.46669 | 0.44904 | 0.43138 | 0.4436 | 0.43636 | 0.45718 | 0.43817 | 0.4522 | 0.44225 | 0.43138 | 0.44496 | 0.47122 | 0.44541 | 0.44089 | 0.46624 | 0.43002 | 0.4608 | 0.45085 | 0.44496 | 0.47076 | 0.43455 | 0.51089 | 0.47578 | 0.4827 | 0.48913 | 0.50693 | 0.48418 | 0.48517 | 0.47973 | 0.51237 | 0.50594 | 0.47578 | 0.47429 | 0.4822 | 0.49951 | 0.50743 | 0.50891 | 0.51732 | 0.48122 | 0.4921 | 0.4827 | 0.50496 | 0.49556 | 0.48913 | 0.4733 | 0.48715 | 0.48863 | 0.49556 | 0.48814 | 0.47182 | 0.47231 | 0.46984 | 0.48913 | 0.51089 | 0.47874 | 0.49012 | 0.4738 | 0.47726 | 0.50001 | 0.48517 | 0.5005 | 0.51633 | 0.5104 | 0.49902 | 0.5193 | 0.49111 | 0.48369 | 0.47924 | 0.47231 | 0.49038 | 0.52206 | 0.49993 | 0.49641 | 0.511 | 0.50999 | 0.50798 | 0.50798 | 0.48887 | 0.51804 | 0.51804 | 0.512 | 0.48233 | 0.50597 | 0.52257 | 0.51804 | 0.4939 | 0.48837 | 0.5276 | 0.49591 | 0.51905 | 0.50698 | 0.48384 | 0.51251 | 0.48635 | 0.52005 | 0.48987 | 0.4778 | 0.51402 | 0.48233 | 0.48635 | 0.5276 | 0.49289 | 0.4944 | 0.4934 | 0.48082 | 0.51402 | 0.48887 | 0.50848 | 0.4778 | 0.48485 | 0.5115 | 0.49742 | 0.51804 | 0.5115 | 0.52307 | 0.5281 | 0.4949 | 0.54434 | 0.53858 | 0.54958 | 0.54434 | 0.50033 | 0.52286 | 0.53753 | 0.51867 | 0.54644 | 0.54696 | 0.50033 | 0.52653 | 0.54853 | 0.52653 | 0.53543 | 0.53701 | 0.54277 | 0.50767 | 0.5391 | 0.52391 | 0.51867 | 0.52915 | 0.526 | 0.53753 | 0.51657 | 0.51238 | 0.54853 | 0.53858 | 0.52758 | 0.50138 | 0.52758 | 0.54696 | 0.51238 | 0.52129 | 0.52129 | 0.51972 | 0.49928 | 0.53124 | 0.49824 | 0.49928 | 0.51186 | 0.54224 | 0.51395 | 0.53019 | 0.50086 | 0.53701 | 0.54801 | 0.53753 | 0.50834 | 0.52005 | 0.53229 | 0.511 | 0.5291 | 0.52058 | 0.51792 | 0.53708 | 0.51952 | 0.53708 | 0.52377 | 0.53921 | 0.53229 | 0.54879 | 0.5275 | 0.52058 | 0.51419 | 0.50834 | 0.53761 | 0.50674 | 0.51206 | 0.54613 | 0.52377 | 0.55891 | 0.511 | 0.54187 | 0.55145 | 0.51419 | 0.51952 | 0.5259 | 0.53336 | 0.55518 | 0.5275 | 0.54773 | 0.52111 | 0.53921 | 0.54453 | 0.50568 | 0.53708 | 0.53389 | 0.5291 | 0.54879 | 0.52537 | 0.53016 | 0.54932 | 0.5259 | 0.52111 | 0.52431 | 0.52963 | 0.51206 | 0.51047 | 0.52537 | 0.52963 | 0.53336 | 0.54507 | 0.55199 | 0.52164 | 0.54507 | 0.53708 | 0.54613 | 0.51579 | 0.52537 | 0.51313 | 0.55891 | 0.51472 | 0.54027 | 0.53069 | 0.54081 | 0.50621 | 0.54507 | 0.5275 | 0.54879 | 0.51206 | 0.51206 | 0.50568 | 0.54666 | 0.53282 | 0.55358 | 0.50568 | 0.53123 | 0.51366 | 0.52218 | 0.55784 | 0.55252 | 0.52005 | 0.5259 | 0.52803 | 0.51047 | 0.51313 | 0.51366 | 0.54666 | 0.55305 | 0.53336 | 0.52164 | 0.51685
ON_FIN_DSS | 611 | 230 | ON | 0.004533 | 611 | 24640 | 1.1169 | 1.2364 | 1.1918 | 1.1713 | 1.1677 | 1.1665 | 1.2003 | 1.2268 | 1.2413 | 1.1653 | 1.146 | 1.193 | 1.234 | 1.1689 | 1.2159 | 1.2268 | 1.1737 | 1.1629 | 1.2545 | 1.1846 | 1.1858 | 1.187 | 1.1617 | 1.1713 | 1.1954 | 1.1653 | 1.1604 | 1.1978 | 1.2437 | 1.1966 | 1.1496 | 1.1822 | 1.1629 | 1.2183 | 1.1677 | 1.2051 | 1.1785 | 1.1496 | 1.1858 | 1.2557 | 1.187 | 1.1749 | 1.2425 | 1.146 | 1.228 | 1.2015 | 1.1858 | 1.2545 | 1.158 | 1.3615 | 1.2679 | 1.2863 | 1.3035 | 1.3509 | 1.2903 | 1.2929 | 1.2784 | 1.3654 | 1.3483 | 1.2679 | 1.2639 | 1.285 | 1.3312 | 1.3522 | 1.3562 | 1.3786 | 1.2824 | 1.3114 | 1.2863 | 1.3457 | 1.3206 | 1.3035 | 1.2613 | 1.2982 | 1.3022 | 1.3206 | 1.3008 | 1.2574 | 1.2587 | 1.2521 | 1.3035 | 1.3615 | 1.2758 | 1.3061 | 1.2626 | 1.2718 | 1.3325 | 1.2929 | 1.3338 | 1.376 | 1.3602 | 1.3298 | 1.3839 | 1.3088 | 1.289 | 1.2771 | 1.2587 | 1.3068 | 1.3912 | 1.3323 | 1.3229 | 1.3618 | 1.3591 | 1.3537 | 1.3537 | 1.3028 | 1.3805 | 1.3805 | 1.3644 | 1.2854 | 1.3484 | 1.3926 | 1.3805 | 1.3162 | 1.3014 | 1.406 | 1.3216 | 1.3832 | 1.351 | 1.2894 | 1.3658 | 1.2961 | 1.3859 | 1.3055 | 1.2733 | 1.3698 | 1.2854 | 1.2961 | 1.406 | 1.3135 | 1.3175 | 1.3149 | 1.2813 | 1.3698 | 1.3028 | 1.3551 | 1.2733 | 1.2921 | 1.3631 | 1.3256 | 1.3805 | 1.3631 | 1.3939 | 1.4073 | 1.3189 | 1.4506 | 1.4353 | 1.4646 | 1.4506 | 1.3333 | 1.3934 | 1.4325 | 1.3822 | 1.4562 | 1.4576 | 1.3333 | 1.4031 | 1.4618 | 1.4031 | 1.4269 | 1.4311 | 1.4464 | 1.3529 | 1.4367 | 1.3962 | 1.3822 | 1.4101 | 1.4017 | 1.4325 | 1.3766 | 1.3654 | 1.4618 | 1.4353 | 1.4059 | 1.3361 | 1.4059 | 1.4576 | 1.3654 | 1.3892 | 1.3892 | 1.385 | 1.3305 | 1.4157 | 1.3278 | 1.3305 | 1.3641 | 1.445 | 1.3696 | 1.4129 | 1.3347 | 1.4311 | 1.4604 | 1.4325 | 1.3547 | 1.3859 | 1.4185 | 1.3618 | 1.41 | 1.3873 | 1.3802 | 1.4313 | 1.3845 | 1.4313 | 1.3958 | 1.4369 | 1.4185 | 1.4625 | 1.4057 | 1.3873 | 1.3703 | 1.3547 | 1.4327 | 1.3504 | 1.3646 | 1.4554 | 1.3958 | 1.4894 | 1.3618 | 1.444 | 1.4696 | 1.3703 | 1.3845 | 1.4015 | 1.4213 | 1.4795 | 1.4057 | 1.4596 | 1.3887 | 1.4369 | 1.4511 | 1.3476 | 1.4313 | 1.4228 | 1.41 | 1.4625 | 1.4001 | 1.4128 | 1.4639 | 1.4015 | 1.3887 | 1.3972 | 1.4114 | 1.3646 | 1.3603 | 1.4001 | 1.4114 | 1.4213 | 1.4525 | 1.471 | 1.3901 | 1.4525 | 1.4313 | 1.4554 | 1.3745 | 1.4001 | 1.3674 | 1.4894 | 1.3717 | 1.4398 | 1.4142 | 1.4412 | 1.349 | 1.4525 | 1.4057 | 1.4625 | 1.3646 | 1.3646 | 1.3476 | 1.4568 | 1.4199 | 1.4752 | 1.3476 | 1.4157 | 1.3689 | 1.3916 | 1.4866 | 1.4724 | 1.3859 | 1.4015 | 1.4072 | 1.3603 | 1.3674 | 1.3689 | 1.4568 | 1.4738 | 1.4213 | 1.3901 | 1.3774
ON_FIN_JCT | 612 | 230 | ON | 0.004533 | 612 | 24640 | 1.1169 | 1.2364 | 1.1918 | 1.1713 | 1.1677 | 1.1665 | 1.2003 | 1.2268 | 1.2413 | 1.1653 | 1.146 | 1.193 | 1.234 | 1.1689 | 1.2159 | 1.2268 | 1.1737 | 1.1629 | 1.2545 | 1.1846 | 1.1858 | 1.187 | 1.1617 | 1.1713 | 1.1954 | 1.1653 | 1.1604 | 1.1978 | 1.2437 | 1.1966 | 1.1496 | 1.1822 | 1.1629 | 1.2183 | 1.1677 | 1.2051 | 1.1785 | 1.1496 | 1.1858 | 1.2557 | 1.187 | 1.1749 | 1.2425 | 1.146 | 1.228 | 1.2015 | 1.1858 | 1.2545 | 1.158 | 1.3615 | 1.2679 | 1.2863 | 1.3035 | 1.3509 | 1.2903 | 1.2929 | 1.2784 | 1.3654 | 1.3483 | 1.2679 | 1.2639 | 1.285 | 1.3312 | 1.3522 | 1.3562 | 1.3786 | 1.2824 | 1.3114 | 1.2863 | 1.3457 | 1.3206 | 1.3035 | 1.2613 | 1.2982 | 1.3022 | 1.3206 | 1.3008 | 1.2574 | 1.2587 | 1.2521 | 1.3035 | 1.3615 | 1.2758 | 1.3061 | 1.2626 | 1.2718 | 1.3325 | 1.2929 | 1.3338 | 1.376 | 1.3602 | 1.3298 | 1.3839 | 1.3088 | 1.289 | 1.2771 | 1.2587 | 1.3068 | 1.3912 | 1.3323 | 1.3229 | 1.3618 | 1.3591 | 1.3537 | 1.3537 | 1.3028 | 1.3805 | 1.3805 | 1.3644 | 1.2854 | 1.3484 | 1.3926 | 1.3805 | 1.3162 | 1.3014 | 1.406 | 1.3216 | 1.3832 | 1.351 | 1.2894 | 1.3658 | 1.2961 | 1.3859 | 1.3055 | 1.2733 | 1.3698 | 1.2854 | 1.2961 | 1.406 | 1.3135 | 1.3175 | 1.3149 | 1.2813 | 1.3698 | 1.3028 | 1.3551 | 1.2733 | 1.2921 | 1.3631 | 1.3256 | 1.3805 | 1.3631 | 1.3939 | 1.4073 | 1.3189 | 1.4506 | 1.4353 | 1.4646 | 1.4506 | 1.3333 | 1.3934 | 1.4325 | 1.3822 | 1.4562 | 1.4576 | 1.3333 | 1.4031 | 1.4618 | 1.4031 | 1.4269 | 1.4311 | 1.4464 | 1.3529 | 1.4367 | 1.3962 | 1.3822 | 1.4101 | 1.4017 | 1.4325 | 1.3766 | 1.3654 | 1.4618 | 1.4353 | 1.4059 | 1.3361 | 1.4059 | 1.4576 | 1.3654 | 1.3892 | 1.3892 | 1.385 | 1.3305 | 1.4157 | 1.3278 | 1.3305 | 1.3641 | 1.445 | 1.3696 | 1.4129 | 1.3347 | 1.4311 | 1.4604 | 1.4325 | 1.3547 | 1.3859 | 1.4185 | 1.3618 | 1.41 | 1.3873 | 1.3802 | 1.4313 | 1.3845 | 1.4313 | 1.3958 | 1.4369 | 1.4185 | 1.4625 | 1.4057 | 1.3873 | 1.3703 | 1.3547 | 1.4327 | 1.3504 | 1.3646 | 1.4554 | 1.3958 | 1.4894 | 1.3618 | 1.444 | 1.4696 | 1.3703 | 1.3845 | 1.4015 | 1.4213 | 1.4795 | 1.4057 | 1.4596 | 1.3887 | 1.4369 | 1.4511 | 1.3476 | 1.4313 | 1.4228 | 1.41 | 1.4625 | 1.4001 | 1.4128 | 1.4639 | 1.4015 | 1.3887 | 1.3972 | 1.4114 | 1.3646 | 1.3603 | 1.4001 | 1.4114 | 1.4213 | 1.4525 | 1.471 | 1.3901 | 1.4525 | 1.4313 | 1.4554 | 1.3745 | 1.4001 | 1.3674 | 1.4894 | 1.3717 | 1.4398 | 1.4142 | 1.4412 | 1.349 | 1.4525 | 1.4057 | 1.4625 | 1.3646 | 1.3646 | 1.3476 | 1.4568 | 1.4199 | 1.4752 | 1.3476 | 1.4157 | 1.3689 | 1.3916 | 1.4866 | 1.4724 | 1.3859 | 1.4015 | 1.4072 | 1.3603 | 1.3674 | 1.3689 | 1.4568 | 1.4738 | 1.4213 | 1.3901 | 1.3774
ON_FRD_JCT | 613 | 230 | ON | 0.002444 | 613 | 24640 | 0.6022 | 0.66664 | 0.64257 | 0.63152 | 0.62957 | 0.62892 | 0.64713 | 0.66143 | 0.66924 | 0.62826 | 0.61786 | 0.64322 | 0.66534 | 0.63022 | 0.65558 | 0.66143 | 0.63282 | 0.62696 | 0.67639 | 0.63867 | 0.63932 | 0.63997 | 0.62631 | 0.63152 | 0.64452 | 0.62826 | 0.62566 | 0.64583 | 0.67054 | 0.64517 | 0.61981 | 0.63737 | 0.62696 | 0.65688 | 0.62957 | 0.64973 | 0.63542 | 0.61981 | 0.63932 | 0.67704 | 0.63997 | 0.63347 | 0.66989 | 0.61786 | 0.66208 | 0.64778 | 0.63932 | 0.67639 | 0.62436 | 0.73405 | 0.6836 | 0.69354 | 0.70278 | 0.72836 | 0.69568 | 0.6971 | 0.68928 | 0.73618 | 0.72694 | 0.6836 | 0.68146 | 0.69283 | 0.7177 | 0.72907 | 0.73121 | 0.74329 | 0.69141 | 0.70704 | 0.69354 | 0.72552 | 0.71202 | 0.70278 | 0.68004 | 0.69994 | 0.70207 | 0.71202 | 0.70136 | 0.67791 | 0.67862 | 0.67507 | 0.70278 | 0.73405 | 0.68786 | 0.7042 | 0.68075 | 0.68573 | 0.71841 | 0.6971 | 0.71913 | 0.74186 | 0.73334 | 0.71699 | 0.74613 | 0.70562 | 0.69496 | 0.68857 | 0.67862 | 0.70458 | 0.7501 | 0.71831 | 0.71325 | 0.7342 | 0.73276 | 0.72987 | 0.72987 | 0.70241 | 0.74432 | 0.74432 | 0.73565 | 0.69301 | 0.72698 | 0.75082 | 0.74432 | 0.70963 | 0.70169 | 0.75805 | 0.71252 | 0.74577 | 0.72842 | 0.69518 | 0.73637 | 0.69879 | 0.74721 | 0.70385 | 0.68651 | 0.73854 | 0.69301 | 0.69879 | 0.75805 | 0.70819 | 0.71036 | 0.70891 | 0.69085 | 0.73854 | 0.70241 | 0.73059 | 0.68651 | 0.69663 | 0.73493 | 0.71469 | 0.74432 | 0.73493 | 0.75155 | 0.75877 | 0.71108 | 0.78211 | 0.77383 | 0.78964 | 0.78211 | 0.71888 | 0.75125 | 0.77232 | 0.74522 | 0.78512 | 0.78587 | 0.71888 | 0.75652 | 0.78813 | 0.75652 | 0.76931 | 0.77157 | 0.77985 | 0.72942 | 0.77458 | 0.75275 | 0.74522 | 0.76028 | 0.75576 | 0.77232 | 0.74221 | 0.73619 | 0.78813 | 0.77383 | 0.75802 | 0.72038 | 0.75802 | 0.78587 | 0.73619 | 0.74899 | 0.74899 | 0.74673 | 0.71737 | 0.76329 | 0.71587 | 0.71737 | 0.73544 | 0.7791 | 0.73845 | 0.76179 | 0.71963 | 0.77157 | 0.78738 | 0.77232 | 0.73038 | 0.74721 | 0.7648 | 0.7342 | 0.76021 | 0.74797 | 0.74415 | 0.77168 | 0.74644 | 0.77168 | 0.75256 | 0.77474 | 0.7648 | 0.7885 | 0.75791 | 0.74797 | 0.73879 | 0.73038 | 0.77244 | 0.72809 | 0.73573 | 0.78468 | 0.75256 | 0.80304 | 0.7342 | 0.77856 | 0.79233 | 0.73879 | 0.74644 | 0.75562 | 0.76633 | 0.79768 | 0.75791 | 0.78698 | 0.74874 | 0.77474 | 0.78239 | 0.72656 | 0.77168 | 0.76709 | 0.76021 | 0.7885 | 0.75485 | 0.76174 | 0.78927 | 0.75562 | 0.74874 | 0.75332 | 0.76097 | 0.73573 | 0.73344 | 0.75485 | 0.76097 | 0.76633 | 0.78315 | 0.79309 | 0.7495 | 0.78315 | 0.77168 | 0.78468 | 0.74109 | 0.75485 | 0.73726 | 0.80304 | 0.73956 | 0.77627 | 0.7625 | 0.77703 | 0.72732 | 0.78315 | 0.75791 | 0.7885 | 0.73573 | 0.73573 | 0.72656 | 0.78545 | 0.76556 | 0.79539 | 0.72656 | 0.76327 | 0.73803 | 0.75026 | 0.80151 | 0.79386 | 0.74721 | 0.75562 | 0.75868 | 0.73344 | 0.73726 | 0.73803 | 0.78545 | 0.79462 | 0.76633 | 0.7495 | 0.74262
ON_FRF_TSS | 614 | 230 | ON | 0.000621 | 614 | 24640 | 0.15301 | 0.16939 | 0.16327 | 0.16046 | 0.15997 | 0.1598 | 0.16443 | 0.16806 | 0.17005 | 0.15964 | 0.15699 | 0.16344 | 0.16906 | 0.16013 | 0.16658 | 0.16806 | 0.16079 | 0.15931 | 0.17187 | 0.16228 | 0.16245 | 0.16261 | 0.15914 | 0.16046 | 0.16377 | 0.15964 | 0.15898 | 0.1641 | 0.17038 | 0.16393 | 0.15749 | 0.16195 | 0.15931 | 0.16691 | 0.15997 | 0.16509 | 0.16145 | 0.15749 | 0.16245 | 0.17203 | 0.16261 | 0.16096 | 0.17021 | 0.15699 | 0.16823 | 0.16459 | 0.16245 | 0.17187 | 0.15865 | 0.18652 | 0.1737 | 0.17622 | 0.17857 | 0.18507 | 0.17677 | 0.17713 | 0.17514 | 0.18706 | 0.18471 | 0.1737 | 0.17315 | 0.17604 | 0.18236 | 0.18525 | 0.18579 | 0.18886 | 0.17568 | 0.17965 | 0.17622 | 0.18435 | 0.18092 | 0.17857 | 0.17279 | 0.17785 | 0.17839 | 0.18092 | 0.17821 | 0.17225 | 0.17243 | 0.17153 | 0.17857 | 0.18652 | 0.17478 | 0.17893 | 0.17297 | 0.17424 | 0.18254 | 0.17713 | 0.18272 | 0.1885 | 0.18633 | 0.18218 | 0.18958 | 0.17929 | 0.17658 | 0.17496 | 0.17243 | 0.17903 | 0.19059 | 0.18252 | 0.18123 | 0.18656 | 0.18619 | 0.18545 | 0.18545 | 0.17848 | 0.18913 | 0.18913 | 0.18692 | 0.17609 | 0.18472 | 0.19078 | 0.18913 | 0.18031 | 0.17829 | 0.19261 | 0.18105 | 0.18949 | 0.18509 | 0.17664 | 0.18711 | 0.17756 | 0.18986 | 0.17884 | 0.17444 | 0.18766 | 0.17609 | 0.17756 | 0.19261 | 0.17994 | 0.1805 | 0.18013 | 0.17554 | 0.18766 | 0.17848 | 0.18564 | 0.17444 | 0.17701 | 0.18674 | 0.1816 | 0.18913 | 0.18674 | 0.19096 | 0.1928 | 0.18068 | 0.19873 | 0.19662 | 0.20064 | 0.19873 | 0.18266 | 0.19089 | 0.19624 | 0.18936 | 0.19949 | 0.19968 | 0.18266 | 0.19222 | 0.20026 | 0.19222 | 0.19548 | 0.19605 | 0.19815 | 0.18534 | 0.19681 | 0.19127 | 0.18936 | 0.19318 | 0.19203 | 0.19624 | 0.18859 | 0.18706 | 0.20026 | 0.19662 | 0.19261 | 0.18304 | 0.19261 | 0.19968 | 0.18706 | 0.19031 | 0.19031 | 0.18974 | 0.18228 | 0.19395 | 0.1819 | 0.18228 | 0.18687 | 0.19796 | 0.18763 | 0.19356 | 0.18285 | 0.19605 | 0.20007 | 0.19624 | 0.18558 | 0.18986 | 0.19433 | 0.18656 | 0.19316 | 0.19005 | 0.18908 | 0.19608 | 0.18966 | 0.19608 | 0.19122 | 0.19685 | 0.19433 | 0.20035 | 0.19258 | 0.19005 | 0.18772 | 0.18558 | 0.19627 | 0.185 | 0.18694 | 0.19938 | 0.19122 | 0.20404 | 0.18656 | 0.19783 | 0.20132 | 0.18772 | 0.18966 | 0.192 | 0.19472 | 0.20268 | 0.19258 | 0.19996 | 0.19025 | 0.19685 | 0.1988 | 0.18461 | 0.19608 | 0.19491 | 0.19316 | 0.20035 | 0.1918 | 0.19355 | 0.20055 | 0.192 | 0.19025 | 0.19141 | 0.19336 | 0.18694 | 0.18636 | 0.1918 | 0.19336 | 0.19472 | 0.19899 | 0.20152 | 0.19044 | 0.19899 | 0.19608 | 0.19938 | 0.1883 | 0.1918 | 0.18733 | 0.20404 | 0.18792 | 0.19724 | 0.19375 | 0.19744 | 0.18481 | 0.19899 | 0.19258 | 0.20035 | 0.18694 | 0.18694 | 0.18461 | 0.19958 | 0.19452 | 0.2021 | 0.18461 | 0.19394 | 0.18753 | 0.19064 | 0.20366 | 0.20171 | 0.18986 | 0.192 | 0.19277 | 0.18636 | 0.18733 | 0.18753 | 0.19958 | 0.20191 | 0.19472 | 0.19044 | 0.18869
ON_FST_DSS | 615 | 230 | ON | 0.001103 | 615 | 24640 | 0.27178 | 0.30086 | 0.29 | 0.28501 | 0.28413 | 0.28384 | 0.29205 | 0.29851 | 0.30203 | 0.28354 | 0.27885 | 0.29029 | 0.30027 | 0.28442 | 0.29587 | 0.29851 | 0.2856 | 0.28295 | 0.30526 | 0.28824 | 0.28853 | 0.28883 | 0.28266 | 0.28501 | 0.29088 | 0.28354 | 0.28237 | 0.29147 | 0.30262 | 0.29117 | 0.27973 | 0.28765 | 0.28295 | 0.29646 | 0.28413 | 0.29323 | 0.28677 | 0.27973 | 0.28853 | 0.30556 | 0.28883 | 0.28589 | 0.30233 | 0.27885 | 0.2988 | 0.29235 | 0.28853 | 0.30526 | 0.28178 | 0.33128 | 0.30851 | 0.313 | 0.31717 | 0.32872 | 0.31396 | 0.31461 | 0.31108 | 0.33224 | 0.32808 | 0.30851 | 0.30755 | 0.31268 | 0.32391 | 0.32904 | 0.33 | 0.33545 | 0.31204 | 0.3191 | 0.313 | 0.32743 | 0.32134 | 0.31717 | 0.30691 | 0.31589 | 0.31685 | 0.32134 | 0.31653 | 0.30595 | 0.30627 | 0.30466 | 0.31717 | 0.33128 | 0.31044 | 0.31781 | 0.30723 | 0.30947 | 0.32423 | 0.31461 | 0.32455 | 0.33481 | 0.33096 | 0.32359 | 0.33673 | 0.31845 | 0.31364 | 0.31076 | 0.30627 | 0.31798 | 0.33853 | 0.32418 | 0.3219 | 0.33135 | 0.3307 | 0.3294 | 0.3294 | 0.317 | 0.33592 | 0.33592 | 0.33201 | 0.31276 | 0.32809 | 0.33885 | 0.33592 | 0.32026 | 0.31668 | 0.34212 | 0.32157 | 0.33657 | 0.32874 | 0.31374 | 0.33233 | 0.31537 | 0.33722 | 0.31766 | 0.30983 | 0.33331 | 0.31276 | 0.31537 | 0.34212 | 0.31961 | 0.32059 | 0.31994 | 0.31179 | 0.33331 | 0.317 | 0.32972 | 0.30983 | 0.31439 | 0.33168 | 0.32255 | 0.33592 | 0.33168 | 0.33918 | 0.34244 | 0.32092 | 0.35297 | 0.34924 | 0.35637 | 0.35297 | 0.32444 | 0.33904 | 0.34856 | 0.33633 | 0.35433 | 0.35467 | 0.32444 | 0.34142 | 0.35569 | 0.34142 | 0.3472 | 0.34822 | 0.35195 | 0.32919 | 0.34958 | 0.33972 | 0.33633 | 0.34312 | 0.34108 | 0.34856 | 0.33497 | 0.33225 | 0.35569 | 0.34924 | 0.3421 | 0.32512 | 0.3421 | 0.35467 | 0.33225 | 0.33803 | 0.33803 | 0.33701 | 0.32376 | 0.34448 | 0.32308 | 0.32376 | 0.33191 | 0.35161 | 0.33327 | 0.3438 | 0.32478 | 0.34822 | 0.35535 | 0.34856 | 0.32963 | 0.33722 | 0.34516 | 0.33135 | 0.34309 | 0.33757 | 0.33584 | 0.34827 | 0.33688 | 0.34827 | 0.33964 | 0.34965 | 0.34516 | 0.35586 | 0.34205 | 0.33757 | 0.33342 | 0.32963 | 0.34861 | 0.32859 | 0.33204 | 0.35413 | 0.33964 | 0.36242 | 0.33135 | 0.35137 | 0.35759 | 0.33342 | 0.33688 | 0.34102 | 0.34585 | 0.36 | 0.34205 | 0.35517 | 0.33791 | 0.34965 | 0.3531 | 0.3279 | 0.34827 | 0.3462 | 0.34309 | 0.35586 | 0.34067 | 0.34378 | 0.3562 | 0.34102 | 0.33791 | 0.33998 | 0.34343 | 0.33204 | 0.33101 | 0.34067 | 0.34343 | 0.34585 | 0.35344 | 0.35793 | 0.33826 | 0.35344 | 0.34827 | 0.35413 | 0.33446 | 0.34067 | 0.33273 | 0.36242 | 0.33377 | 0.35034 | 0.34412 | 0.35068 | 0.32825 | 0.35344 | 0.34205 | 0.35586 | 0.33204 | 0.33204 | 0.3279 | 0.35448 | 0.3455 | 0.35897 | 0.3279 | 0.34447 | 0.33308 | 0.3386 | 0.36173 | 0.35828 | 0.33722 | 0.34102 | 0.3424 | 0.33101 | 0.33273 | 0.33308 | 0.35448 | 0.35862 | 0.34585 | 0.33826 | 0.33515
ON_FST_JCT | 616 | 230 | ON | 0.001103 | 616 | 24640 | 0.27178 | 0.30086 | 0.29 | 0.28501 | 0.28413 | 0.28384 | 0.29205 | 0.29851 | 0.30203 | 0.28354 | 0.27885 | 0.29029 | 0.30027 | 0.28442 | 0.29587 | 0.29851 | 0.2856 | 0.28295 | 0.30526 | 0.28824 | 0.28853 | 0.28883 | 0.28266 | 0.28501 | 0.29088 | 0.28354 | 0.28237 | 0.29147 | 0.30262 | 0.29117 | 0.27973 | 0.28765 | 0.28295 | 0.29646 | 0.28413 | 0.29323 | 0.28677 | 0.27973 | 0.28853 | 0.30556 | 0.28883 | 0.28589 | 0.30233 | 0.27885 | 0.2988 | 0.29235 | 0.28853 | 0.30526 | 0.28178 | 0.33128 | 0.30851 | 0.313 | 0.31717 | 0.32872 | 0.31396 | 0.31461 | 0.31108 | 0.33224 | 0.32808 | 0.30851 | 0.30755 | 0.31268 | 0.32391 | 0.32904 | 0.33 | 0.33545 | 0.31204 | 0.3191 | 0.313 | 0.32743 | 0.32134 | 0.31717 | 0.30691 | 0.31589 | 0.31685 | 0.32134 | 0.31653 | 0.30595 | 0.30627 | 0.30466 | 0.31717 | 0.33128 | 0.31044 | 0.31781 | 0.30723 | 0.30947 | 0.32423 | 0.31461 | 0.32455 | 0.33481 | 0.33096 | 0.32359 | 0.33673 | 0.31845 | 0.31364 | 0.31076 | 0.30627 | 0.31798 | 0.33853 | 0.32418 | 0.3219 | 0.33135 | 0.3307 | 0.3294 | 0.3294 | 0.317 | 0.33592 | 0.33592 | 0.33201 | 0.31276 | 0.32809 | 0.33885 | 0.33592 | 0.32026 | 0.31668 | 0.34212 | 0.32157 | 0.33657 | 0.32874 | 0.31374 | 0.33233 | 0.31537 | 0.33722 | 0.31766 | 0.30983 | 0.33331 | 0.31276 | 0.31537 | 0.34212 | 0.31961 | 0.32059 | 0.31994 | 0.31179 | 0.33331 | 0.317 | 0.32972 | 0.30983 | 0.31439 | 0.33168 | 0.32255 | 0.33592 | 0.33168 | 0.33918 | 0.34244 | 0.32092 | 0.35297 | 0.34924 | 0.35637 | 0.35297 | 0.32444 | 0.33904 | 0.34856 | 0.33633 | 0.35433 | 0.35467 | 0.32444 | 0.34142 | 0.35569 | 0.34142 | 0.3472 | 0.34822 | 0.35195 | 0.32919 | 0.34958 | 0.33972 | 0.33633 | 0.34312 | 0.34108 | 0.34856 | 0.33497 | 0.33225 | 0.35569 | 0.34924 | 0.3421 | 0.32512 | 0.3421 | 0.35467 | 0.33225 | 0.33803 | 0.33803 | 0.33701 | 0.32376 | 0.34448 | 0.32308 | 0.32376 | 0.33191 | 0.35161 | 0.33327 | 0.3438 | 0.32478 | 0.34822 | 0.35535 | 0.34856 | 0.32963 | 0.33722 | 0.34516 | 0.33135 | 0.34309 | 0.33757 | 0.33584 | 0.34827 | 0.33688 | 0.34827 | 0.33964 | 0.34965 | 0.34516 | 0.35586 | 0.34205 | 0.33757 | 0.33342 | 0.32963 | 0.34861 | 0.32859 | 0.33204 | 0.35413 | 0.33964 | 0.36242 | 0.33135 | 0.35137 | 0.35759 | 0.33342 | 0.33688 | 0.34102 | 0.34585 | 0.36 | 0.34205 | 0.35517 | 0.33791 | 0.34965 | 0.3531 | 0.3279 | 0.34827 | 0.3462 | 0.34309 | 0.35586 | 0.34067 | 0.34378 | 0.3562 | 0.34102 | 0.33791 | 0.33998 | 0.34343 | 0.33204 | 0.33101 | 0.34067 | 0.34343 | 0.34585 | 0.35344 | 0.35793 | 0.33826 | 0.35344 | 0.34827 | 0.35413 | 0.33446 | 0.34067 | 0.33273 | 0.36242 | 0.33377 | 0.35034 | 0.34412 | 0.35068 | 0.32825 | 0.35344 | 0.34205 | 0.35586 | 0.33204 | 0.33204 | 0.3279 | 0.35448 | 0.3455 | 0.35897 | 0.3279 | 0.34447 | 0.33308 | 0.3386 | 0.36173 | 0.35828 | 0.33722 | 0.34102 | 0.3424 | 0.33101 | 0.33273 | 0.33308 | 0.35448 | 0.35862 | 0.34585 | 0.33826 | 0.33515
ON_GAL_JCT | 617 | 230 | ON | 0.001071 | 617 | 24640 | 0.26389 | 0.29213 | 0.28159 | 0.27674 | 0.27589 | 0.2756 | 0.28358 | 0.28985 | 0.29327 | 0.27532 | 0.27076 | 0.28187 | 0.29156 | 0.27617 | 0.28729 | 0.28985 | 0.27731 | 0.27475 | 0.29641 | 0.27988 | 0.28016 | 0.28045 | 0.27446 | 0.27674 | 0.28244 | 0.27532 | 0.27418 | 0.28301 | 0.29384 | 0.28273 | 0.27161 | 0.27931 | 0.27475 | 0.28786 | 0.27589 | 0.28472 | 0.27845 | 0.27161 | 0.28016 | 0.29669 | 0.28045 | 0.2776 | 0.29356 | 0.27076 | 0.29014 | 0.28387 | 0.28016 | 0.29641 | 0.27361 | 0.32167 | 0.29956 | 0.30392 | 0.30797 | 0.31918 | 0.30486 | 0.30548 | 0.30205 | 0.32261 | 0.31856 | 0.29956 | 0.29863 | 0.30361 | 0.31451 | 0.31949 | 0.32043 | 0.32572 | 0.30299 | 0.30984 | 0.30392 | 0.31793 | 0.31202 | 0.30797 | 0.29801 | 0.30672 | 0.30766 | 0.31202 | 0.30735 | 0.29707 | 0.29738 | 0.29583 | 0.30797 | 0.32167 | 0.30143 | 0.30859 | 0.29832 | 0.3005 | 0.31482 | 0.30548 | 0.31513 | 0.3251 | 0.32136 | 0.3142 | 0.32697 | 0.30922 | 0.30454 | 0.30174 | 0.29738 | 0.30876 | 0.32871 | 0.31477 | 0.31256 | 0.32174 | 0.32111 | 0.31984 | 0.31984 | 0.30781 | 0.32617 | 0.32617 | 0.32237 | 0.30369 | 0.31857 | 0.32902 | 0.32617 | 0.31097 | 0.30749 | 0.33219 | 0.31224 | 0.32681 | 0.31921 | 0.30464 | 0.32269 | 0.30622 | 0.32744 | 0.30844 | 0.30084 | 0.32364 | 0.30369 | 0.30622 | 0.33219 | 0.31034 | 0.31129 | 0.31066 | 0.30274 | 0.32364 | 0.30781 | 0.32016 | 0.30084 | 0.30527 | 0.32206 | 0.31319 | 0.32617 | 0.32206 | 0.32934 | 0.33251 | 0.31161 | 0.34273 | 0.3391 | 0.34603 | 0.34273 | 0.31502 | 0.32921 | 0.33844 | 0.32657 | 0.34405 | 0.34438 | 0.31502 | 0.33152 | 0.34537 | 0.33152 | 0.33713 | 0.33811 | 0.34174 | 0.31964 | 0.33943 | 0.32987 | 0.32657 | 0.33317 | 0.33119 | 0.33844 | 0.32525 | 0.32261 | 0.34537 | 0.3391 | 0.33218 | 0.31568 | 0.33218 | 0.34438 | 0.32261 | 0.32822 | 0.32822 | 0.32723 | 0.31436 | 0.33449 | 0.3137 | 0.31436 | 0.32228 | 0.34141 | 0.3236 | 0.33383 | 0.31535 | 0.33811 | 0.34504 | 0.33844 | 0.32006 | 0.32744 | 0.33515 | 0.32174 | 0.33314 | 0.32777 | 0.3261 | 0.33816 | 0.3271 | 0.33816 | 0.32978 | 0.3395 | 0.33515 | 0.34554 | 0.33213 | 0.32777 | 0.32375 | 0.32006 | 0.3385 | 0.31906 | 0.32241 | 0.34386 | 0.32978 | 0.3519 | 0.32174 | 0.34118 | 0.34721 | 0.32375 | 0.3271 | 0.33112 | 0.33582 | 0.34956 | 0.33213 | 0.34487 | 0.32811 | 0.3395 | 0.34285 | 0.31839 | 0.33816 | 0.33615 | 0.33314 | 0.34554 | 0.33079 | 0.33381 | 0.34587 | 0.33112 | 0.32811 | 0.33012 | 0.33347 | 0.32241 | 0.3214 | 0.33079 | 0.33347 | 0.33582 | 0.34319 | 0.34755 | 0.32844 | 0.34319 | 0.33816 | 0.34386 | 0.32476 | 0.33079 | 0.32308 | 0.3519 | 0.32409 | 0.34017 | 0.33414 | 0.34051 | 0.31872 | 0.34319 | 0.33213 | 0.34554 | 0.32241 | 0.32241 | 0.31839 | 0.34419 | 0.33548 | 0.34855 | 0.31839 | 0.33448 | 0.32342 | 0.32878 | 0.35123 | 0.34788 | 0.32744 | 0.33112 | 0.33246 | 0.3214 | 0.32308 | 0.32342 | 0.34419 | 0.34822 | 0.33582 | 0.32844 | 0.32543
ON_GAR_DSS | 618 | 230 | ON | 0.00145 | 618 | 24640 | 0.35728 | 0.39551 | 0.38123 | 0.37467 | 0.37351 | 0.37313 | 0.38393 | 0.39242 | 0.39705 | 0.37274 | 0.36657 | 0.38162 | 0.39474 | 0.3739 | 0.38895 | 0.39242 | 0.37544 | 0.37197 | 0.4013 | 0.37892 | 0.3793 | 0.37969 | 0.37159 | 0.37467 | 0.38239 | 0.37274 | 0.3712 | 0.38316 | 0.39782 | 0.38278 | 0.36773 | 0.37815 | 0.37197 | 0.38972 | 0.37351 | 0.38548 | 0.37699 | 0.36773 | 0.3793 | 0.40168 | 0.37969 | 0.37583 | 0.39744 | 0.36657 | 0.39281 | 0.38432 | 0.3793 | 0.4013 | 0.37043 | 0.4355 | 0.40557 | 0.41147 | 0.41695 | 0.43213 | 0.41274 | 0.41358 | 0.40894 | 0.43677 | 0.43129 | 0.40557 | 0.40431 | 0.41105 | 0.42581 | 0.43255 | 0.43382 | 0.44098 | 0.41021 | 0.41948 | 0.41147 | 0.43044 | 0.42243 | 0.41695 | 0.40346 | 0.41527 | 0.41653 | 0.42243 | 0.41611 | 0.4022 | 0.40262 | 0.40051 | 0.41695 | 0.4355 | 0.4081 | 0.4178 | 0.40388 | 0.40683 | 0.42623 | 0.41358 | 0.42665 | 0.44014 | 0.43508 | 0.42538 | 0.44267 | 0.41864 | 0.41232 | 0.40852 | 0.40262 | 0.41802 | 0.44503 | 0.42616 | 0.42316 | 0.4356 | 0.43474 | 0.43302 | 0.43302 | 0.41673 | 0.4416 | 0.4416 | 0.43645 | 0.41116 | 0.43131 | 0.44546 | 0.4416 | 0.42102 | 0.4163 | 0.44974 | 0.42273 | 0.44246 | 0.43217 | 0.41244 | 0.43688 | 0.41459 | 0.44331 | 0.41759 | 0.4073 | 0.43817 | 0.41116 | 0.41459 | 0.44974 | 0.42016 | 0.42145 | 0.42059 | 0.40987 | 0.43817 | 0.41673 | 0.43345 | 0.4073 | 0.4133 | 0.43602 | 0.42402 | 0.4416 | 0.43602 | 0.44589 | 0.45017 | 0.42188 | 0.46402 | 0.4591 | 0.46848 | 0.46402 | 0.4265 | 0.44571 | 0.45821 | 0.44213 | 0.4658 | 0.46625 | 0.4265 | 0.44883 | 0.46759 | 0.44883 | 0.45643 | 0.45776 | 0.46268 | 0.43276 | 0.45955 | 0.4466 | 0.44213 | 0.45107 | 0.44839 | 0.45821 | 0.44035 | 0.43677 | 0.46759 | 0.4591 | 0.44973 | 0.4274 | 0.44973 | 0.46625 | 0.43677 | 0.44437 | 0.44437 | 0.44303 | 0.42561 | 0.45285 | 0.42472 | 0.42561 | 0.43633 | 0.46223 | 0.43811 | 0.45196 | 0.42695 | 0.45776 | 0.46714 | 0.45821 | 0.43333 | 0.44331 | 0.45375 | 0.4356 | 0.45102 | 0.44376 | 0.44149 | 0.45783 | 0.44286 | 0.45783 | 0.44649 | 0.45964 | 0.45375 | 0.46781 | 0.44966 | 0.44376 | 0.43832 | 0.43333 | 0.45828 | 0.43197 | 0.4365 | 0.46554 | 0.44649 | 0.47643 | 0.4356 | 0.46191 | 0.47008 | 0.43832 | 0.44286 | 0.4483 | 0.45465 | 0.47326 | 0.44966 | 0.4669 | 0.44422 | 0.45964 | 0.46418 | 0.43106 | 0.45783 | 0.45511 | 0.45102 | 0.46781 | 0.44785 | 0.45193 | 0.46827 | 0.4483 | 0.44422 | 0.44694 | 0.45148 | 0.4365 | 0.43514 | 0.44785 | 0.45148 | 0.45465 | 0.46464 | 0.47053 | 0.44467 | 0.46464 | 0.45783 | 0.46554 | 0.43968 | 0.44785 | 0.43741 | 0.47643 | 0.43877 | 0.46055 | 0.45238 | 0.46101 | 0.43151 | 0.46464 | 0.44966 | 0.46781 | 0.4365 | 0.4365 | 0.43106 | 0.466 | 0.4542 | 0.4719 | 0.43106 | 0.45284 | 0.43786 | 0.44512 | 0.47553 | 0.47099 | 0.44331 | 0.4483 | 0.45012 | 0.43514 | 0.43741 | 0.43786 | 0.466 | 0.47144 | 0.45465 | 0.44467 | 0.44059
ON_GAR_JCT | 619 | 230 | ON | 0.00145 | 619 | 24640 | 0.35728 | 0.39551 | 0.38123 | 0.37467 | 0.37351 | 0.37313 | 0.38393 | 0.39242 | 0.39705 | 0.37274 | 0.36657 | 0.38162 | 0.39474 | 0.3739 | 0.38895 | 0.39242 | 0.37544 | 0.37197 | 0.4013 | 0.37892 | 0.3793 | 0.37969 | 0.37159 | 0.37467 | 0.38239 | 0.37274 | 0.3712 | 0.38316 | 0.39782 | 0.38278 | 0.36773 | 0.37815 | 0.37197 | 0.38972 | 0.37351 | 0.38548 | 0.37699 | 0.36773 | 0.3793 | 0.40168 | 0.37969 | 0.37583 | 0.39744 | 0.36657 | 0.39281 | 0.38432 | 0.3793 | 0.4013 | 0.37043 | 0.4355 | 0.40557 | 0.41147 | 0.41695 | 0.43213 | 0.41274 | 0.41358 | 0.40894 | 0.43677 | 0.43129 | 0.40557 | 0.40431 | 0.41105 | 0.42581 | 0.43255 | 0.43382 | 0.44098 | 0.41021 | 0.41948 | 0.41147 | 0.43044 | 0.42243 | 0.41695 | 0.40346 | 0.41527 | 0.41653 | 0.42243 | 0.41611 | 0.4022 | 0.40262 | 0.40051 | 0.41695 | 0.4355 | 0.4081 | 0.4178 | 0.40388 | 0.40683 | 0.42623 | 0.41358 | 0.42665 | 0.44014 | 0.43508 | 0.42538 | 0.44267 | 0.41864 | 0.41232 | 0.40852 | 0.40262 | 0.41802 | 0.44503 | 0.42616 | 0.42316 | 0.4356 | 0.43474 | 0.43302 | 0.43302 | 0.41673 | 0.4416 | 0.4416 | 0.43645 | 0.41116 | 0.43131 | 0.44546 | 0.4416 | 0.42102 | 0.4163 | 0.44974 | 0.42273 | 0.44246 | 0.43217 | 0.41244 | 0.43688 | 0.41459 | 0.44331 | 0.41759 | 0.4073 | 0.43817 | 0.41116 | 0.41459 | 0.44974 | 0.42016 | 0.42145 | 0.42059 | 0.40987 | 0.43817 | 0.41673 | 0.43345 | 0.4073 | 0.4133 | 0.43602 | 0.42402 | 0.4416 | 0.43602 | 0.44589 | 0.45017 | 0.42188 | 0.46402 | 0.4591 | 0.46848 | 0.46402 | 0.4265 | 0.44571 | 0.45821 | 0.44213 | 0.4658 | 0.46625 | 0.4265 | 0.44883 | 0.46759 | 0.44883 | 0.45643 | 0.45776 | 0.46268 | 0.43276 | 0.45955 | 0.4466 | 0.44213 | 0.45107 | 0.44839 | 0.45821 | 0.44035 | 0.43677 | 0.46759 | 0.4591 | 0.44973 | 0.4274 | 0.44973 | 0.46625 | 0.43677 | 0.44437 | 0.44437 | 0.44303 | 0.42561 | 0.45285 | 0.42472 | 0.42561 | 0.43633 | 0.46223 | 0.43811 | 0.45196 | 0.42695 | 0.45776 | 0.46714 | 0.45821 | 0.43333 | 0.44331 | 0.45375 | 0.4356 | 0.45102 | 0.44376 | 0.44149 | 0.45783 | 0.44286 | 0.45783 | 0.44649 | 0.45964 | 0.45375 | 0.46781 | 0.44966 | 0.44376 | 0.43832 | 0.43333 | 0.45828 | 0.43197 | 0.4365 | 0.46554 | 0.44649 | 0.47643 | 0.4356 | 0.46191 | 0.47008 | 0.43832 | 0.44286 | 0.4483 | 0.45465 | 0.47326 | 0.44966 | 0.4669 | 0.44422 | 0.45964 | 0.46418 | 0.43106 | 0.45783 | 0.45511 | 0.45102 | 0.46781 | 0.44785 | 0.45193 | 0.46827 | 0.4483 | 0.44422 | 0.44694 | 0.45148 | 0.4365 | 0.43514 | 0.44785 | 0.45148 | 0.45465 | 0.46464 | 0.47053 | 0.44467 | 0.46464 | 0.45783 | 0.46554 | 0.43968 | 0.44785 | 0.43741 | 0.47643 | 0.43877 | 0.46055 | 0.45238 | 0.46101 | 0.43151 | 0.46464 | 0.44966 | 0.46781 | 0.4365 | 0.4365 | 0.43106 | 0.466 | 0.4542 | 0.4719 | 0.43106 | 0.45284 | 0.43786 | 0.44512 | 0.47553 | 0.47099 | 0.44331 | 0.4483 | 0.45012 | 0.43514 | 0.43741 | 0.43786 | 0.466 | 0.47144 | 0.45465 | 0.44467 | 0.44059
ON_GAW_ISS | 620 | 230 | ON | 0.002601 | 620 | 24640 | 0.64089 | 0.70946 | 0.68385 | 0.67208 | 0.67001 | 0.66932 | 0.6887 | 0.70392 | 0.71223 | 0.66862 | 0.65755 | 0.68454 | 0.70808 | 0.6707 | 0.69769 | 0.70392 | 0.67347 | 0.66724 | 0.71984 | 0.6797 | 0.68039 | 0.68108 | 0.66655 | 0.67208 | 0.68593 | 0.66862 | 0.66586 | 0.68731 | 0.71361 | 0.68662 | 0.65963 | 0.67831 | 0.66724 | 0.69908 | 0.67001 | 0.69147 | 0.67624 | 0.65963 | 0.68039 | 0.72054 | 0.68108 | 0.67416 | 0.71292 | 0.65755 | 0.70462 | 0.68939 | 0.68039 | 0.71984 | 0.66447 | 0.7812 | 0.72751 | 0.7381 | 0.74793 | 0.77515 | 0.74036 | 0.74188 | 0.73356 | 0.78347 | 0.77364 | 0.72751 | 0.72524 | 0.73734 | 0.76381 | 0.77591 | 0.77818 | 0.79103 | 0.73583 | 0.75246 | 0.7381 | 0.77213 | 0.75776 | 0.74793 | 0.72373 | 0.7449 | 0.74717 | 0.75776 | 0.74641 | 0.72146 | 0.72221 | 0.71843 | 0.74793 | 0.7812 | 0.73205 | 0.74944 | 0.72448 | 0.72978 | 0.76456 | 0.74188 | 0.76532 | 0.78952 | 0.78045 | 0.76305 | 0.79406 | 0.75095 | 0.73961 | 0.7328 | 0.72221 | 0.74984 | 0.79829 | 0.76445 | 0.75907 | 0.78137 | 0.77983 | 0.77675 | 0.77675 | 0.74753 | 0.79214 | 0.79214 | 0.78291 | 0.73753 | 0.77368 | 0.79906 | 0.79214 | 0.75522 | 0.74676 | 0.80675 | 0.7583 | 0.79367 | 0.77522 | 0.73984 | 0.78368 | 0.74368 | 0.79521 | 0.74907 | 0.73061 | 0.78598 | 0.73753 | 0.74368 | 0.80675 | 0.75368 | 0.75599 | 0.75445 | 0.73522 | 0.78598 | 0.74753 | 0.77752 | 0.73061 | 0.74138 | 0.78214 | 0.7606 | 0.79214 | 0.78214 | 0.79983 | 0.80752 | 0.75676 | 0.83235 | 0.82354 | 0.84036 | 0.83235 | 0.76506 | 0.79951 | 0.82194 | 0.7931 | 0.83556 | 0.83636 | 0.76506 | 0.80511 | 0.83876 | 0.80511 | 0.81873 | 0.82114 | 0.82995 | 0.77627 | 0.82434 | 0.80111 | 0.7931 | 0.80912 | 0.80431 | 0.82194 | 0.78989 | 0.78348 | 0.83876 | 0.82354 | 0.80672 | 0.76666 | 0.80672 | 0.83636 | 0.78348 | 0.7971 | 0.7971 | 0.7947 | 0.76346 | 0.81232 | 0.76185 | 0.76346 | 0.78268 | 0.82915 | 0.78589 | 0.81072 | 0.76586 | 0.82114 | 0.83796 | 0.82194 | 0.7773 | 0.79521 | 0.81393 | 0.78137 | 0.80904 | 0.79602 | 0.79195 | 0.82125 | 0.79439 | 0.82125 | 0.8009 | 0.82451 | 0.81393 | 0.83916 | 0.8066 | 0.79602 | 0.78625 | 0.7773 | 0.82206 | 0.77486 | 0.783 | 0.83509 | 0.8009 | 0.85462 | 0.78137 | 0.82858 | 0.84323 | 0.78625 | 0.79439 | 0.80416 | 0.81555 | 0.84892 | 0.8066 | 0.83753 | 0.79683 | 0.82451 | 0.83265 | 0.77323 | 0.82125 | 0.81637 | 0.80904 | 0.83916 | 0.80334 | 0.81067 | 0.83997 | 0.80416 | 0.79683 | 0.80172 | 0.80986 | 0.783 | 0.78055 | 0.80334 | 0.80986 | 0.81555 | 0.83346 | 0.84404 | 0.79765 | 0.83346 | 0.82125 | 0.83509 | 0.78869 | 0.80334 | 0.78462 | 0.85462 | 0.78707 | 0.82613 | 0.81148 | 0.82695 | 0.77404 | 0.83346 | 0.8066 | 0.83916 | 0.783 | 0.783 | 0.77323 | 0.8359 | 0.81474 | 0.84648 | 0.77323 | 0.8123 | 0.78544 | 0.79846 | 0.85299 | 0.84485 | 0.79521 | 0.80416 | 0.80741 | 0.78055 | 0.78462 | 0.78544 | 0.8359 | 0.84567 | 0.81555 | 0.79765 | 0.79032
ON_GGN_JCT | 621 | 230 | ON | 0.003203 | 621 | 24640 | 0.78922 | 0.87367 | 0.84213 | 0.82764 | 0.82508 | 0.82423 | 0.84809 | 0.86685 | 0.87708 | 0.82338 | 0.80974 | 0.84298 | 0.87196 | 0.82593 | 0.85918 | 0.86685 | 0.82934 | 0.82167 | 0.88645 | 0.83701 | 0.83787 | 0.83872 | 0.82082 | 0.82764 | 0.84469 | 0.82338 | 0.81997 | 0.84639 | 0.87878 | 0.84554 | 0.8123 | 0.83531 | 0.82167 | 0.86088 | 0.82508 | 0.8515 | 0.83275 | 0.8123 | 0.83787 | 0.8873 | 0.83872 | 0.8302 | 0.87793 | 0.80974 | 0.8677 | 0.84895 | 0.83787 | 0.88645 | 0.81826 | 0.96201 | 0.89589 | 0.90893 | 0.92103 | 0.95456 | 0.91172 | 0.91358 | 0.90334 | 0.9648 | 0.9527 | 0.89589 | 0.8931 | 0.908 | 0.94059 | 0.95549 | 0.95829 | 0.97412 | 0.90613 | 0.92662 | 0.90893 | 0.95084 | 0.93314 | 0.92103 | 0.89123 | 0.91731 | 0.9201 | 0.93314 | 0.91917 | 0.88844 | 0.88937 | 0.88471 | 0.92103 | 0.96201 | 0.90148 | 0.9229 | 0.89216 | 0.89868 | 0.94152 | 0.91358 | 0.94245 | 0.97225 | 0.96108 | 0.93966 | 0.97784 | 0.92476 | 0.91079 | 0.90241 | 0.88937 | 0.92339 | 0.98305 | 0.94138 | 0.93475 | 0.96222 | 0.96032 | 0.95653 | 0.95653 | 0.92055 | 0.97547 | 0.97547 | 0.96411 | 0.90823 | 0.95275 | 0.984 | 0.97547 | 0.93002 | 0.9196 | 0.99347 | 0.9338 | 0.97737 | 0.95464 | 0.91107 | 0.96506 | 0.91581 | 0.97926 | 0.92244 | 0.89971 | 0.9679 | 0.90823 | 0.91581 | 0.99347 | 0.92812 | 0.93096 | 0.92907 | 0.90539 | 0.9679 | 0.92055 | 0.95748 | 0.89971 | 0.91297 | 0.96316 | 0.93665 | 0.97547 | 0.96316 | 0.98495 | 0.99442 | 0.93191 | 1.025 | 1.0141 | 1.0349 | 1.025 | 0.94213 | 0.98455 | 1.0122 | 0.97666 | 1.0289 | 1.0299 | 0.94213 | 0.99146 | 1.0329 | 0.99146 | 1.0082 | 1.0112 | 1.022 | 0.95594 | 1.0151 | 0.98652 | 0.97666 | 0.99639 | 0.99047 | 1.0122 | 0.97271 | 0.96482 | 1.0329 | 1.0141 | 0.99343 | 0.9441 | 0.99343 | 1.0299 | 0.96482 | 0.98159 | 0.98159 | 0.97863 | 0.94016 | 1.0003 | 0.93818 | 0.94016 | 0.96383 | 1.0211 | 0.96778 | 0.99836 | 0.94312 | 1.0112 | 1.0319 | 1.0122 | 0.9572 | 0.97926 | 1.0023 | 0.96222 | 0.99629 | 0.98026 | 0.97525 | 1.0113 | 0.97825 | 1.0113 | 0.98627 | 1.0153 | 1.0023 | 1.0334 | 0.99329 | 0.98026 | 0.96823 | 0.9572 | 1.0123 | 0.9542 | 0.96422 | 1.0284 | 0.98627 | 1.0524 | 0.96222 | 1.0203 | 1.0384 | 0.96823 | 0.97825 | 0.99028 | 1.0043 | 1.0454 | 0.99329 | 1.0314 | 0.98126 | 1.0153 | 1.0254 | 0.95219 | 1.0113 | 1.0053 | 0.99629 | 1.0334 | 0.98928 | 0.9983 | 1.0344 | 0.99028 | 0.98126 | 0.98727 | 0.9973 | 0.96422 | 0.96121 | 0.98928 | 0.9973 | 1.0043 | 1.0264 | 1.0394 | 0.98226 | 1.0264 | 1.0113 | 1.0284 | 0.97124 | 0.98928 | 0.96623 | 1.0524 | 0.96923 | 1.0173 | 0.9993 | 1.0183 | 0.9532 | 1.0264 | 0.99329 | 1.0334 | 0.96422 | 0.96422 | 0.95219 | 1.0294 | 1.0033 | 1.0424 | 0.95219 | 1.0003 | 0.96723 | 0.98326 | 1.0504 | 1.0404 | 0.97926 | 0.99028 | 0.99429 | 0.96121 | 0.96623 | 0.96723 | 1.0294 | 1.0414 | 1.0043 | 0.98226 | 0.97324
ON_GGS_JCT | 622 | 230 | ON | 0.003203 | 622 | 24640 | 0.78922 | 0.87367 | 0.84213 | 0.82764 | 0.82508 | 0.82423 | 0.84809 | 0.86685 | 0.87708 | 0.82338 | 0.80974 | 0.84298 | 0.87196 | 0.82593 | 0.85918 | 0.86685 | 0.82934 | 0.82167 | 0.88645 | 0.83701 | 0.83787 | 0.83872 | 0.82082 | 0.82764 | 0.84469 | 0.82338 | 0.81997 | 0.84639 | 0.87878 | 0.84554 | 0.8123 | 0.83531 | 0.82167 | 0.86088 | 0.82508 | 0.8515 | 0.83275 | 0.8123 | 0.83787 | 0.8873 | 0.83872 | 0.8302 | 0.87793 | 0.80974 | 0.8677 | 0.84895 | 0.83787 | 0.88645 | 0.81826 | 0.96201 | 0.89589 | 0.90893 | 0.92103 | 0.95456 | 0.91172 | 0.91358 | 0.90334 | 0.9648 | 0.9527 | 0.89589 | 0.8931 | 0.908 | 0.94059 | 0.95549 | 0.95829 | 0.97412 | 0.90613 | 0.92662 | 0.90893 | 0.95084 | 0.93314 | 0.92103 | 0.89123 | 0.91731 | 0.9201 | 0.93314 | 0.91917 | 0.88844 | 0.88937 | 0.88471 | 0.92103 | 0.96201 | 0.90148 | 0.9229 | 0.89216 | 0.89868 | 0.94152 | 0.91358 | 0.94245 | 0.97225 | 0.96108 | 0.93966 | 0.97784 | 0.92476 | 0.91079 | 0.90241 | 0.88937 | 0.92339 | 0.98305 | 0.94138 | 0.93475 | 0.96222 | 0.96032 | 0.95653 | 0.95653 | 0.92055 | 0.97547 | 0.97547 | 0.96411 | 0.90823 | 0.95275 | 0.984 | 0.97547 | 0.93002 | 0.9196 | 0.99347 | 0.9338 | 0.97737 | 0.95464 | 0.91107 | 0.96506 | 0.91581 | 0.97926 | 0.92244 | 0.89971 | 0.9679 | 0.90823 | 0.91581 | 0.99347 | 0.92812 | 0.93096 | 0.92907 | 0.90539 | 0.9679 | 0.92055 | 0.95748 | 0.89971 | 0.91297 | 0.96316 | 0.93665 | 0.97547 | 0.96316 | 0.98495 | 0.99442 | 0.93191 | 1.025 | 1.0141 | 1.0349 | 1.025 | 0.94213 | 0.98455 | 1.0122 | 0.97666 | 1.0289 | 1.0299 | 0.94213 | 0.99146 | 1.0329 | 0.99146 | 1.0082 | 1.0112 | 1.022 | 0.95594 | 1.0151 | 0.98652 | 0.97666 | 0.99639 | 0.99047 | 1.0122 | 0.97271 | 0.96482 | 1.0329 | 1.0141 | 0.99343 | 0.9441 | 0.99343 | 1.0299 | 0.96482 | 0.98159 | 0.98159 | 0.97863 | 0.94016 | 1.0003 | 0.93818 | 0.94016 | 0.96383 | 1.0211 | 0.96778 | 0.99836 | 0.94312 | 1.0112 | 1.0319 | 1.0122 | 0.9572 | 0.97926 | 1.0023 | 0.96222 | 0.99629 | 0.98026 | 0.97525 | 1.0113 | 0.97825 | 1.0113 | 0.98627 | 1.0153 | 1.0023 | 1.0334 | 0.99329 | 0.98026 | 0.96823 | 0.9572 | 1.0123 | 0.9542 | 0.96422 | 1.0284 | 0.98627 | 1.0524 | 0.96222 | 1.0203 | 1.0384 | 0.96823 | 0.97825 | 0.99028 | 1.0043 | 1.0454 | 0.99329 | 1.0314 | 0.98126 | 1.0153 | 1.0254 | 0.95219 | 1.0113 | 1.0053 | 0.99629 | 1.0334 | 0.98928 | 0.9983 | 1.0344 | 0.99028 | 0.98126 | 0.98727 | 0.9973 | 0.96422 | 0.96121 | 0.98928 | 0.9973 | 1.0043 | 1.0264 | 1.0394 | 0.98226 | 1.0264 | 1.0113 | 1.0284 | 0.97124 | 0.98928 | 0.96623 | 1.0524 | 0.96923 | 1.0173 | 0.9993 | 1.0183 | 0.9532 | 1.0264 | 0.99329 | 1.0334 | 0.96422 | 0.96422 | 0.95219 | 1.0294 | 1.0033 | 1.0424 | 0.95219 | 1.0003 | 0.96723 | 0.98326 | 1.0504 | 1.0404 | 0.97926 | 0.99028 | 0.99429 | 0.96121 | 0.96623 | 0.96723 | 1.0294 | 1.0414 | 1.0043 | 0.98226 | 0.97324
ON_GLA_JCT | 623 | 230 | ON | 0.00126 | 623 | 24640 | 0.31046 | 0.34368 | 0.33128 | 0.32558 | 0.32457 | 0.32424 | 0.33362 | 0.341 | 0.34502 | 0.3239 | 0.31854 | 0.33161 | 0.34301 | 0.32491 | 0.33798 | 0.341 | 0.32625 | 0.32323 | 0.34871 | 0.32927 | 0.3296 | 0.32994 | 0.32289 | 0.32558 | 0.33228 | 0.3239 | 0.32256 | 0.33295 | 0.3457 | 0.33262 | 0.31954 | 0.3286 | 0.32323 | 0.33865 | 0.32457 | 0.33497 | 0.32759 | 0.31954 | 0.3296 | 0.34905 | 0.32994 | 0.32658 | 0.34536 | 0.31854 | 0.34134 | 0.33396 | 0.3296 | 0.34871 | 0.32189 | 0.37844 | 0.35243 | 0.35756 | 0.36232 | 0.37551 | 0.35865 | 0.35939 | 0.35536 | 0.37954 | 0.37477 | 0.35243 | 0.35133 | 0.35719 | 0.37001 | 0.37587 | 0.37697 | 0.3832 | 0.35646 | 0.36452 | 0.35756 | 0.37404 | 0.36708 | 0.36232 | 0.35059 | 0.36085 | 0.36195 | 0.36708 | 0.36159 | 0.3495 | 0.34986 | 0.34803 | 0.36232 | 0.37844 | 0.35462 | 0.36305 | 0.35096 | 0.35353 | 0.37038 | 0.35939 | 0.37074 | 0.38247 | 0.37807 | 0.36964 | 0.38466 | 0.36378 | 0.35829 | 0.35499 | 0.34986 | 0.36324 | 0.38671 | 0.37032 | 0.36771 | 0.37852 | 0.37777 | 0.37628 | 0.37628 | 0.36213 | 0.38373 | 0.38373 | 0.37926 | 0.35728 | 0.37479 | 0.38709 | 0.38373 | 0.36585 | 0.36175 | 0.39081 | 0.36734 | 0.38448 | 0.37554 | 0.3584 | 0.37964 | 0.36026 | 0.38522 | 0.36287 | 0.35393 | 0.38075 | 0.35728 | 0.36026 | 0.39081 | 0.36511 | 0.36622 | 0.36548 | 0.35616 | 0.38075 | 0.36213 | 0.37665 | 0.35393 | 0.35914 | 0.37889 | 0.36846 | 0.38373 | 0.37889 | 0.38746 | 0.39118 | 0.3666 | 0.40322 | 0.39895 | 0.4071 | 0.40322 | 0.37062 | 0.3873 | 0.39817 | 0.3842 | 0.40477 | 0.40516 | 0.37062 | 0.39002 | 0.40632 | 0.39002 | 0.39662 | 0.39778 | 0.40205 | 0.37605 | 0.39933 | 0.38808 | 0.3842 | 0.39196 | 0.38963 | 0.39817 | 0.38265 | 0.37954 | 0.40632 | 0.39895 | 0.3908 | 0.37139 | 0.3908 | 0.40516 | 0.37954 | 0.38614 | 0.38614 | 0.38498 | 0.36984 | 0.39351 | 0.36906 | 0.36984 | 0.37915 | 0.40166 | 0.38071 | 0.39274 | 0.371 | 0.39778 | 0.40593 | 0.39817 | 0.37655 | 0.38522 | 0.39429 | 0.37852 | 0.39192 | 0.38561 | 0.38364 | 0.39784 | 0.38483 | 0.39784 | 0.38798 | 0.39942 | 0.39429 | 0.40651 | 0.39074 | 0.38561 | 0.38088 | 0.37655 | 0.39823 | 0.37536 | 0.37931 | 0.40454 | 0.38798 | 0.414 | 0.37852 | 0.40139 | 0.40848 | 0.38088 | 0.38483 | 0.38956 | 0.39508 | 0.41124 | 0.39074 | 0.40572 | 0.38601 | 0.39942 | 0.40336 | 0.37457 | 0.39784 | 0.39547 | 0.39192 | 0.40651 | 0.38916 | 0.39271 | 0.40691 | 0.38956 | 0.38601 | 0.38837 | 0.39232 | 0.37931 | 0.37812 | 0.38916 | 0.39232 | 0.39508 | 0.40375 | 0.40888 | 0.3864 | 0.40375 | 0.39784 | 0.40454 | 0.38207 | 0.38916 | 0.38009 | 0.414 | 0.38128 | 0.4002 | 0.39311 | 0.4006 | 0.37497 | 0.40375 | 0.39074 | 0.40651 | 0.37931 | 0.37931 | 0.37457 | 0.40494 | 0.39468 | 0.41006 | 0.37457 | 0.3935 | 0.38049 | 0.3868 | 0.41322 | 0.40927 | 0.38522 | 0.38956 | 0.39113 | 0.37812 | 0.38009 | 0.38049 | 0.40494 | 0.40967 | 0.39508 | 0.3864 | 0.38285
ON_GLA_SWS | 624 | 230 | ON | 0.00126 | 624 | 24640 | 0.31046 | 0.34368 | 0.33128 | 0.32558 | 0.32457 | 0.32424 | 0.33362 | 0.341 | 0.34502 | 0.3239 | 0.31854 | 0.33161 | 0.34301 | 0.32491 | 0.33798 | 0.341 | 0.32625 | 0.32323 | 0.34871 | 0.32927 | 0.3296 | 0.32994 | 0.32289 | 0.32558 | 0.33228 | 0.3239 | 0.32256 | 0.33295 | 0.3457 | 0.33262 | 0.31954 | 0.3286 | 0.32323 | 0.33865 | 0.32457 | 0.33497 | 0.32759 | 0.31954 | 0.3296 | 0.34905 | 0.32994 | 0.32658 | 0.34536 | 0.31854 | 0.34134 | 0.33396 | 0.3296 | 0.34871 | 0.32189 | 0.37844 | 0.35243 | 0.35756 | 0.36232 | 0.37551 | 0.35865 | 0.35939 | 0.35536 | 0.37954 | 0.37477 | 0.35243 | 0.35133 | 0.35719 | 0.37001 | 0.37587 | 0.37697 | 0.3832 | 0.35646 | 0.36452 | 0.35756 | 0.37404 | 0.36708 | 0.36232 | 0.35059 | 0.36085 | 0.36195 | 0.36708 | 0.36159 | 0.3495 | 0.34986 | 0.34803 | 0.36232 | 0.37844 | 0.35462 | 0.36305 | 0.35096 | 0.35353 | 0.37038 | 0.35939 | 0.37074 | 0.38247 | 0.37807 | 0.36964 | 0.38466 | 0.36378 | 0.35829 | 0.35499 | 0.34986 | 0.36324 | 0.38671 | 0.37032 | 0.36771 | 0.37852 | 0.37777 | 0.37628 | 0.37628 | 0.36213 | 0.38373 | 0.38373 | 0.37926 | 0.35728 | 0.37479 | 0.38709 | 0.38373 | 0.36585 | 0.36175 | 0.39081 | 0.36734 | 0.38448 | 0.37554 | 0.3584 | 0.37964 | 0.36026 | 0.38522 | 0.36287 | 0.35393 | 0.38075 | 0.35728 | 0.36026 | 0.39081 | 0.36511 | 0.36622 | 0.36548 | 0.35616 | 0.38075 | 0.36213 | 0.37665 | 0.35393 | 0.35914 | 0.37889 | 0.36846 | 0.38373 | 0.37889 | 0.38746 | 0.39118 | 0.3666 | 0.40322 | 0.39895 | 0.4071 | 0.40322 | 0.37062 | 0.3873 | 0.39817 | 0.3842 | 0.40477 | 0.40516 | 0.37062 | 0.39002 | 0.40632 | 0.39002 | 0.39662 | 0.39778 | 0.40205 | 0.37605 | 0.39933 | 0.38808 | 0.3842 | 0.39196 | 0.38963 | 0.39817 | 0.38265 | 0.37954 | 0.40632 | 0.39895 | 0.3908 | 0.37139 | 0.3908 | 0.40516 | 0.37954 | 0.38614 | 0.38614 | 0.38498 | 0.36984 | 0.39351 | 0.36906 | 0.36984 | 0.37915 | 0.40166 | 0.38071 | 0.39274 | 0.371 | 0.39778 | 0.40593 | 0.39817 | 0.37655 | 0.38522 | 0.39429 | 0.37852 | 0.39192 | 0.38561 | 0.38364 | 0.39784 | 0.38483 | 0.39784 | 0.38798 | 0.39942 | 0.39429 | 0.40651 | 0.39074 | 0.38561 | 0.38088 | 0.37655 | 0.39823 | 0.37536 | 0.37931 | 0.40454 | 0.38798 | 0.414 | 0.37852 | 0.40139 | 0.40848 | 0.38088 | 0.38483 | 0.38956 | 0.39508 | 0.41124 | 0.39074 | 0.40572 | 0.38601 | 0.39942 | 0.40336 | 0.37457 | 0.39784 | 0.39547 | 0.39192 | 0.40651 | 0.38916 | 0.39271 | 0.40691 | 0.38956 | 0.38601 | 0.38837 | 0.39232 | 0.37931 | 0.37812 | 0.38916 | 0.39232 | 0.39508 | 0.40375 | 0.40888 | 0.3864 | 0.40375 | 0.39784 | 0.40454 | 0.38207 | 0.38916 | 0.38009 | 0.414 | 0.38128 | 0.4002 | 0.39311 | 0.4006 | 0.37497 | 0.40375 | 0.39074 | 0.40651 | 0.37931 | 0.37931 | 0.37457 | 0.40494 | 0.39468 | 0.41006 | 0.37457 | 0.3935 | 0.38049 | 0.3868 | 0.41322 | 0.40927 | 0.38522 | 0.38956 | 0.39113 | 0.37812 | 0.38009 | 0.38049 | 0.40494 | 0.40967 | 0.39508 | 0.3864 | 0.38285
ON_GLO_DSS | 625 | 230 | ON | 0.002444 | 625 | 24640 | 0.6022 | 0.66664 | 0.64257 | 0.63152 | 0.62957 | 0.62892 | 0.64713 | 0.66143 | 0.66924 | 0.62826 | 0.61786 | 0.64322 | 0.66534 | 0.63022 | 0.65558 | 0.66143 | 0.63282 | 0.62696 | 0.67639 | 0.63867 | 0.63932 | 0.63997 | 0.62631 | 0.63152 | 0.64452 | 0.62826 | 0.62566 | 0.64583 | 0.67054 | 0.64517 | 0.61981 | 0.63737 | 0.62696 | 0.65688 | 0.62957 | 0.64973 | 0.63542 | 0.61981 | 0.63932 | 0.67704 | 0.63997 | 0.63347 | 0.66989 | 0.61786 | 0.66208 | 0.64778 | 0.63932 | 0.67639 | 0.62436 | 0.73405 | 0.6836 | 0.69354 | 0.70278 | 0.72836 | 0.69568 | 0.6971 | 0.68928 | 0.73618 | 0.72694 | 0.6836 | 0.68146 | 0.69283 | 0.7177 | 0.72907 | 0.73121 | 0.74329 | 0.69141 | 0.70704 | 0.69354 | 0.72552 | 0.71202 | 0.70278 | 0.68004 | 0.69994 | 0.70207 | 0.71202 | 0.70136 | 0.67791 | 0.67862 | 0.67507 | 0.70278 | 0.73405 | 0.68786 | 0.7042 | 0.68075 | 0.68573 | 0.71841 | 0.6971 | 0.71913 | 0.74186 | 0.73334 | 0.71699 | 0.74613 | 0.70562 | 0.69496 | 0.68857 | 0.67862 | 0.70458 | 0.7501 | 0.71831 | 0.71325 | 0.7342 | 0.73276 | 0.72987 | 0.72987 | 0.70241 | 0.74432 | 0.74432 | 0.73565 | 0.69301 | 0.72698 | 0.75082 | 0.74432 | 0.70963 | 0.70169 | 0.75805 | 0.71252 | 0.74577 | 0.72842 | 0.69518 | 0.73637 | 0.69879 | 0.74721 | 0.70385 | 0.68651 | 0.73854 | 0.69301 | 0.69879 | 0.75805 | 0.70819 | 0.71036 | 0.70891 | 0.69085 | 0.73854 | 0.70241 | 0.73059 | 0.68651 | 0.69663 | 0.73493 | 0.71469 | 0.74432 | 0.73493 | 0.75155 | 0.75877 | 0.71108 | 0.78211 | 0.77383 | 0.78964 | 0.78211 | 0.71888 | 0.75125 | 0.77232 | 0.74522 | 0.78512 | 0.78587 | 0.71888 | 0.75652 | 0.78813 | 0.75652 | 0.76931 | 0.77157 | 0.77985 | 0.72942 | 0.77458 | 0.75275 | 0.74522 | 0.76028 | 0.75576 | 0.77232 | 0.74221 | 0.73619 | 0.78813 | 0.77383 | 0.75802 | 0.72038 | 0.75802 | 0.78587 | 0.73619 | 0.74899 | 0.74899 | 0.74673 | 0.71737 | 0.76329 | 0.71587 | 0.71737 | 0.73544 | 0.7791 | 0.73845 | 0.76179 | 0.71963 | 0.77157 | 0.78738 | 0.77232 | 0.73038 | 0.74721 | 0.7648 | 0.7342 | 0.76021 | 0.74797 | 0.74415 | 0.77168 | 0.74644 | 0.77168 | 0.75256 | 0.77474 | 0.7648 | 0.7885 | 0.75791 | 0.74797 | 0.73879 | 0.73038 | 0.77244 | 0.72809 | 0.73573 | 0.78468 | 0.75256 | 0.80304 | 0.7342 | 0.77856 | 0.79233 | 0.73879 | 0.74644 | 0.75562 | 0.76633 | 0.79768 | 0.75791 | 0.78698 | 0.74874 | 0.77474 | 0.78239 | 0.72656 | 0.77168 | 0.76709 | 0.76021 | 0.7885 | 0.75485 | 0.76174 | 0.78927 | 0.75562 | 0.74874 | 0.75332 | 0.76097 | 0.73573 | 0.73344 | 0.75485 | 0.76097 | 0.76633 | 0.78315 | 0.79309 | 0.7495 | 0.78315 | 0.77168 | 0.78468 | 0.74109 | 0.75485 | 0.73726 | 0.80304 | 0.73956 | 0.77627 | 0.7625 | 0.77703 | 0.72732 | 0.78315 | 0.75791 | 0.7885 | 0.73573 | 0.73573 | 0.72656 | 0.78545 | 0.76556 | 0.79539 | 0.72656 | 0.76327 | 0.73803 | 0.75026 | 0.80151 | 0.79386 | 0.74721 | 0.75562 | 0.75868 | 0.73344 | 0.73726 | 0.73803 | 0.78545 | 0.79462 | 0.76633 | 0.7495 | 0.74262
ON_GLO_JCT | 626 | 230 | ON | 0.002444 | 626 | 24640 | 0.6022 | 0.66664 | 0.64257 | 0.63152 | 0.62957 | 0.62892 | 0.64713 | 0.66143 | 0.66924 | 0.62826 | 0.61786 | 0.64322 | 0.66534 | 0.63022 | 0.65558 | 0.66143 | 0.63282 | 0.62696 | 0.67639 | 0.63867 | 0.63932 | 0.63997 | 0.62631 | 0.63152 | 0.64452 | 0.62826 | 0.62566 | 0.64583 | 0.67054 | 0.64517 | 0.61981 | 0.63737 | 0.62696 | 0.65688 | 0.62957 | 0.64973 | 0.63542 | 0.61981 | 0.63932 | 0.67704 | 0.63997 | 0.63347 | 0.66989 | 0.61786 | 0.66208 | 0.64778 | 0.63932 | 0.67639 | 0.62436 | 0.73405 | 0.6836 | 0.69354 | 0.70278 | 0.72836 | 0.69568 | 0.6971 | 0.68928 | 0.73618 | 0.72694 | 0.6836 | 0.68146 | 0.69283 | 0.7177 | 0.72907 | 0.73121 | 0.74329 | 0.69141 | 0.70704 | 0.69354 | 0.72552 | 0.71202 | 0.70278 | 0.68004 | 0.69994 | 0.70207 | 0.71202 | 0.70136 | 0.67791 | 0.67862 | 0.67507 | 0.70278 | 0.73405 | 0.68786 | 0.7042 | 0.68075 | 0.68573 | 0.71841 | 0.6971 | 0.71913 | 0.74186 | 0.73334 | 0.71699 | 0.74613 | 0.70562 | 0.69496 | 0.68857 | 0.67862 | 0.70458 | 0.7501 | 0.71831 | 0.71325 | 0.7342 | 0.73276 | 0.72987 | 0.72987 | 0.70241 | 0.74432 | 0.74432 | 0.73565 | 0.69301 | 0.72698 | 0.75082 | 0.74432 | 0.70963 | 0.70169 | 0.75805 | 0.71252 | 0.74577 | 0.72842 | 0.69518 | 0.73637 | 0.69879 | 0.74721 | 0.70385 | 0.68651 | 0.73854 | 0.69301 | 0.69879 | 0.75805 | 0.70819 | 0.71036 | 0.70891 | 0.69085 | 0.73854 | 0.70241 | 0.73059 | 0.68651 | 0.69663 | 0.73493 | 0.71469 | 0.74432 | 0.73493 | 0.75155 | 0.75877 | 0.71108 | 0.78211 | 0.77383 | 0.78964 | 0.78211 | 0.71888 | 0.75125 | 0.77232 | 0.74522 | 0.78512 | 0.78587 | 0.71888 | 0.75652 | 0.78813 | 0.75652 | 0.76931 | 0.77157 | 0.77985 | 0.72942 | 0.77458 | 0.75275 | 0.74522 | 0.76028 | 0.75576 | 0.77232 | 0.74221 | 0.73619 | 0.78813 | 0.77383 | 0.75802 | 0.72038 | 0.75802 | 0.78587 | 0.73619 | 0.74899 | 0.74899 | 0.74673 | 0.71737 | 0.76329 | 0.71587 | 0.71737 | 0.73544 | 0.7791 | 0.73845 | 0.76179 | 0.71963 | 0.77157 | 0.78738 | 0.77232 | 0.73038 | 0.74721 | 0.7648 | 0.7342 | 0.76021 | 0.74797 | 0.74415 | 0.77168 | 0.74644 | 0.77168 | 0.75256 | 0.77474 | 0.7648 | 0.7885 | 0.75791 | 0.74797 | 0.73879 | 0.73038 | 0.77244 | 0.72809 | 0.73573 | 0.78468 | 0.75256 | 0.80304 | 0.7342 | 0.77856 | 0.79233 | 0.73879 | 0.74644 | 0.75562 | 0.76633 | 0.79768 | 0.75791 | 0.78698 | 0.74874 | 0.77474 | 0.78239 | 0.72656 | 0.77168 | 0.76709 | 0.76021 | 0.7885 | 0.75485 | 0.76174 | 0.78927 | 0.75562 | 0.74874 | 0.75332 | 0.76097 | 0.73573 | 0.73344 | 0.75485 | 0.76097 | 0.76633 | 0.78315 | 0.79309 | 0.7495 | 0.78315 | 0.77168 | 0.78468 | 0.74109 | 0.75485 | 0.73726 | 0.80304 | 0.73956 | 0.77627 | 0.7625 | 0.77703 | 0.72732 | 0.78315 | 0.75791 | 0.7885 | 0.73573 | 0.73573 | 0.72656 | 0.78545 | 0.76556 | 0.79539 | 0.72656 | 0.76327 | 0.73803 | 0.75026 | 0.80151 | 0.79386 | 0.74721 | 0.75562 | 0.75868 | 0.73344 | 0.73726 | 0.73803 | 0.78545 | 0.79462 | 0.76633 | 0.7495 | 0.74262
ON_GNA_JCT | 627 | 230 | ON | 0.000871 | 627 | 24640 | 0.21461 | 0.23758 | 0.229 | 0.22506 | 0.22437 | 0.22413 | 0.23062 | 0.23572 | 0.23851 | 0.2239 | 0.22019 | 0.22923 | 0.23711 | 0.2246 | 0.23364 | 0.23572 | 0.22553 | 0.22344 | 0.24105 | 0.22761 | 0.22784 | 0.22808 | 0.22321 | 0.22506 | 0.2297 | 0.2239 | 0.22298 | 0.23016 | 0.23897 | 0.22993 | 0.22089 | 0.22715 | 0.22344 | 0.2341 | 0.22437 | 0.23155 | 0.22645 | 0.22089 | 0.22784 | 0.24129 | 0.22808 | 0.22576 | 0.23874 | 0.22019 | 0.23596 | 0.23086 | 0.22784 | 0.24105 | 0.22251 | 0.2616 | 0.24362 | 0.24717 | 0.25046 | 0.25958 | 0.24793 | 0.24843 | 0.24565 | 0.26236 | 0.25907 | 0.24362 | 0.24286 | 0.24691 | 0.25578 | 0.25983 | 0.26059 | 0.26489 | 0.24641 | 0.25198 | 0.24717 | 0.25856 | 0.25375 | 0.25046 | 0.24236 | 0.24945 | 0.25021 | 0.25375 | 0.24995 | 0.2416 | 0.24185 | 0.24058 | 0.25046 | 0.2616 | 0.24514 | 0.25097 | 0.24261 | 0.24438 | 0.25603 | 0.24843 | 0.25628 | 0.26439 | 0.26135 | 0.25552 | 0.26591 | 0.25147 | 0.24767 | 0.24539 | 0.24185 | 0.2511 | 0.26732 | 0.25599 | 0.25419 | 0.26166 | 0.26114 | 0.26011 | 0.26011 | 0.25033 | 0.26526 | 0.26526 | 0.26217 | 0.24698 | 0.25908 | 0.26758 | 0.26526 | 0.2529 | 0.25007 | 0.27016 | 0.25393 | 0.26578 | 0.2596 | 0.24775 | 0.26243 | 0.24904 | 0.26629 | 0.25084 | 0.24466 | 0.2632 | 0.24698 | 0.24904 | 0.27016 | 0.25239 | 0.25316 | 0.25264 | 0.24621 | 0.2632 | 0.25033 | 0.26037 | 0.24466 | 0.24827 | 0.26192 | 0.2547 | 0.26526 | 0.26192 | 0.26784 | 0.27041 | 0.25342 | 0.27873 | 0.27578 | 0.28141 | 0.27873 | 0.2562 | 0.26773 | 0.27524 | 0.26559 | 0.2798 | 0.28007 | 0.2562 | 0.26961 | 0.28088 | 0.26961 | 0.27417 | 0.27497 | 0.27793 | 0.25995 | 0.27605 | 0.26827 | 0.26559 | 0.27095 | 0.26934 | 0.27524 | 0.26451 | 0.26237 | 0.28088 | 0.27578 | 0.27015 | 0.25673 | 0.27015 | 0.28007 | 0.26237 | 0.26693 | 0.26693 | 0.26612 | 0.25566 | 0.27202 | 0.25512 | 0.25566 | 0.2621 | 0.27766 | 0.26317 | 0.27149 | 0.25646 | 0.27497 | 0.28061 | 0.27524 | 0.2603 | 0.26629 | 0.27256 | 0.26166 | 0.27092 | 0.26656 | 0.2652 | 0.27501 | 0.26602 | 0.27501 | 0.2682 | 0.2761 | 0.27256 | 0.28101 | 0.27011 | 0.26656 | 0.26329 | 0.2603 | 0.27529 | 0.25948 | 0.2622 | 0.27965 | 0.2682 | 0.28619 | 0.26166 | 0.27747 | 0.28237 | 0.26329 | 0.26602 | 0.26929 | 0.27311 | 0.28428 | 0.27011 | 0.28046 | 0.26684 | 0.2761 | 0.27883 | 0.25893 | 0.27501 | 0.27338 | 0.27092 | 0.28101 | 0.26902 | 0.27147 | 0.28128 | 0.26929 | 0.26684 | 0.26847 | 0.2712 | 0.2622 | 0.26139 | 0.26902 | 0.2712 | 0.27311 | 0.2791 | 0.28265 | 0.26711 | 0.2791 | 0.27501 | 0.27965 | 0.26411 | 0.26902 | 0.26275 | 0.28619 | 0.26357 | 0.27665 | 0.27174 | 0.27692 | 0.2592 | 0.2791 | 0.27011 | 0.28101 | 0.2622 | 0.2622 | 0.25893 | 0.27992 | 0.27283 | 0.28346 | 0.25893 | 0.27202 | 0.26302 | 0.26738 | 0.28564 | 0.28292 | 0.26629 | 0.26929 | 0.27038 | 0.26139 | 0.26275 | 0.26302 | 0.27992 | 0.28319 | 0.27311 | 0.26711 | 0.26466
ON_GRD_GSS | 628 | 230 | ON | 0.001273 | 628 | 24640 | 0.31367 | 0.34723 | 0.3347 | 0.32894 | 0.32792 | 0.32758 | 0.33707 | 0.34452 | 0.34858 | 0.32724 | 0.32182 | 0.33503 | 0.34655 | 0.32826 | 0.34147 | 0.34452 | 0.32961 | 0.32657 | 0.35231 | 0.33266 | 0.333 | 0.33334 | 0.32623 | 0.32894 | 0.33571 | 0.32724 | 0.32589 | 0.33639 | 0.34926 | 0.33605 | 0.32284 | 0.33199 | 0.32657 | 0.34215 | 0.32792 | 0.33842 | 0.33097 | 0.32284 | 0.333 | 0.35265 | 0.33334 | 0.32995 | 0.34892 | 0.32182 | 0.34486 | 0.33741 | 0.333 | 0.35231 | 0.32521 | 0.38234 | 0.35606 | 0.36124 | 0.36606 | 0.37938 | 0.36235 | 0.36309 | 0.35902 | 0.38345 | 0.37864 | 0.35606 | 0.35495 | 0.36087 | 0.37383 | 0.37975 | 0.38086 | 0.38715 | 0.36013 | 0.36828 | 0.36124 | 0.3779 | 0.37087 | 0.36606 | 0.35421 | 0.36458 | 0.36569 | 0.37087 | 0.36532 | 0.3531 | 0.35347 | 0.35162 | 0.36606 | 0.38234 | 0.35828 | 0.3668 | 0.35458 | 0.35717 | 0.3742 | 0.36309 | 0.37457 | 0.38641 | 0.38197 | 0.37346 | 0.38863 | 0.36754 | 0.36198 | 0.35865 | 0.35347 | 0.36699 | 0.3907 | 0.37414 | 0.37151 | 0.38242 | 0.38167 | 0.38016 | 0.38016 | 0.36586 | 0.38769 | 0.38769 | 0.38318 | 0.36097 | 0.37866 | 0.39108 | 0.38769 | 0.36963 | 0.36549 | 0.39484 | 0.37113 | 0.38845 | 0.37941 | 0.3621 | 0.38355 | 0.36398 | 0.3892 | 0.36661 | 0.35758 | 0.38468 | 0.36097 | 0.36398 | 0.39484 | 0.36887 | 0.37 | 0.36925 | 0.35984 | 0.38468 | 0.36586 | 0.38054 | 0.35758 | 0.36285 | 0.3828 | 0.37226 | 0.38769 | 0.3828 | 0.39146 | 0.39522 | 0.37038 | 0.40738 | 0.40306 | 0.4113 | 0.40738 | 0.37444 | 0.3913 | 0.40228 | 0.38816 | 0.40894 | 0.40934 | 0.37444 | 0.39404 | 0.41051 | 0.39404 | 0.40071 | 0.40189 | 0.4062 | 0.37993 | 0.40345 | 0.39208 | 0.38816 | 0.396 | 0.39365 | 0.40228 | 0.38659 | 0.38346 | 0.41051 | 0.40306 | 0.39483 | 0.37522 | 0.39483 | 0.40934 | 0.38346 | 0.39012 | 0.39012 | 0.38895 | 0.37366 | 0.39757 | 0.37287 | 0.37366 | 0.38307 | 0.40581 | 0.38463 | 0.39679 | 0.37483 | 0.40189 | 0.41012 | 0.40228 | 0.38043 | 0.3892 | 0.39836 | 0.38242 | 0.39597 | 0.38959 | 0.3876 | 0.40194 | 0.3888 | 0.40194 | 0.39198 | 0.40354 | 0.39836 | 0.41071 | 0.39477 | 0.38959 | 0.38481 | 0.38043 | 0.40234 | 0.37924 | 0.38322 | 0.40871 | 0.39198 | 0.41828 | 0.38242 | 0.40553 | 0.4127 | 0.38481 | 0.3888 | 0.39358 | 0.39915 | 0.41549 | 0.39477 | 0.40991 | 0.38999 | 0.40354 | 0.40752 | 0.37844 | 0.40194 | 0.39955 | 0.39597 | 0.41071 | 0.39318 | 0.39676 | 0.4111 | 0.39358 | 0.38999 | 0.39238 | 0.39637 | 0.38322 | 0.38202 | 0.39318 | 0.39637 | 0.39915 | 0.40792 | 0.4131 | 0.39039 | 0.40792 | 0.40194 | 0.40871 | 0.38601 | 0.39318 | 0.38402 | 0.41828 | 0.38521 | 0.40433 | 0.39716 | 0.40473 | 0.37884 | 0.40792 | 0.39477 | 0.41071 | 0.38322 | 0.38322 | 0.37844 | 0.40911 | 0.39876 | 0.41429 | 0.37844 | 0.39756 | 0.38441 | 0.39079 | 0.41748 | 0.41349 | 0.3892 | 0.39358 | 0.39517 | 0.38202 | 0.38402 | 0.38441 | 0.40911 | 0.41389 | 0.39915 | 0.39039 | 0.3868
ON_GRD_JCT | 629 | 230 | ON | 0.001273 | 629 | 24640 | 0.31367 | 0.34723 | 0.3347 | 0.32894 | 0.32792 | 0.32758 | 0.33707 | 0.34452 | 0.34858 | 0.32724 | 0.32182 | 0.33503 | 0.34655 | 0.32826 | 0.34147 | 0.34452 | 0.32961 | 0.32657 | 0.35231 | 0.33266 | 0.333 | 0.33334 | 0.32623 | 0.32894 | 0.33571 | 0.32724 | 0.32589 | 0.33639 | 0.34926 | 0.33605 | 0.32284 | 0.33199 | 0.32657 | 0.34215 | 0.32792 | 0.33842 | 0.33097 | 0.32284 | 0.333 | 0.35265 | 0.33334 | 0.32995 | 0.34892 | 0.32182 | 0.34486 | 0.33741 | 0.333 | 0.35231 | 0.32521 | 0.38234 | 0.35606 | 0.36124 | 0.36606 | 0.37938 | 0.36235 | 0.36309 | 0.35902 | 0.38345 | 0.37864 | 0.35606 | 0.35495 | 0.36087 | 0.37383 | 0.37975 | 0.38086 | 0.38715 | 0.36013 | 0.36828 | 0.36124 | 0.3779 | 0.37087 | 0.36606 | 0.35421 | 0.36458 | 0.36569 | 0.37087 | 0.36532 | 0.3531 | 0.35347 | 0.35162 | 0.36606 | 0.38234 | 0.35828 | 0.3668 | 0.35458 | 0.35717 | 0.3742 | 0.36309 | 0.37457 | 0.38641 | 0.38197 | 0.37346 | 0.38863 | 0.36754 | 0.36198 | 0.35865 | 0.35347 | 0.36699 | 0.3907 | 0.37414 | 0.37151 | 0.38242 | 0.38167 | 0.38016 | 0.38016 | 0.36586 | 0.38769 | 0.38769 | 0.38318 | 0.36097 | 0.37866 | 0.39108 | 0.38769 | 0.36963 | 0.36549 | 0.39484 | 0.37113 | 0.38845 | 0.37941 | 0.3621 | 0.38355 | 0.36398 | 0.3892 | 0.36661 | 0.35758 | 0.38468 | 0.36097 | 0.36398 | 0.39484 | 0.36887 | 0.37 | 0.36925 | 0.35984 | 0.38468 | 0.36586 | 0.38054 | 0.35758 | 0.36285 | 0.3828 | 0.37226 | 0.38769 | 0.3828 | 0.39146 | 0.39522 | 0.37038 | 0.40738 | 0.40306 | 0.4113 | 0.40738 | 0.37444 | 0.3913 | 0.40228 | 0.38816 | 0.40894 | 0.40934 | 0.37444 | 0.39404 | 0.41051 | 0.39404 | 0.40071 | 0.40189 | 0.4062 | 0.37993 | 0.40345 | 0.39208 | 0.38816 | 0.396 | 0.39365 | 0.40228 | 0.38659 | 0.38346 | 0.41051 | 0.40306 | 0.39483 | 0.37522 | 0.39483 | 0.40934 | 0.38346 | 0.39012 | 0.39012 | 0.38895 | 0.37366 | 0.39757 | 0.37287 | 0.37366 | 0.38307 | 0.40581 | 0.38463 | 0.39679 | 0.37483 | 0.40189 | 0.41012 | 0.40228 | 0.38043 | 0.3892 | 0.39836 | 0.38242 | 0.39597 | 0.38959 | 0.3876 | 0.40194 | 0.3888 | 0.40194 | 0.39198 | 0.40354 | 0.39836 | 0.41071 | 0.39477 | 0.38959 | 0.38481 | 0.38043 | 0.40234 | 0.37924 | 0.38322 | 0.40871 | 0.39198 | 0.41828 | 0.38242 | 0.40553 | 0.4127 | 0.38481 | 0.3888 | 0.39358 | 0.39915 | 0.41549 | 0.39477 | 0.40991 | 0.38999 | 0.40354 | 0.40752 | 0.37844 | 0.40194 | 0.39955 | 0.39597 | 0.41071 | 0.39318 | 0.39676 | 0.4111 | 0.39358 | 0.38999 | 0.39238 | 0.39637 | 0.38322 | 0.38202 | 0.39318 | 0.39637 | 0.39915 | 0.40792 | 0.4131 | 0.39039 | 0.40792 | 0.40194 | 0.40871 | 0.38601 | 0.39318 | 0.38402 | 0.41828 | 0.38521 | 0.40433 | 0.39716 | 0.40473 | 0.37884 | 0.40792 | 0.39477 | 0.41071 | 0.38322 | 0.38322 | 0.37844 | 0.40911 | 0.39876 | 0.41429 | 0.37844 | 0.39756 | 0.38441 | 0.39079 | 0.41748 | 0.41349 | 0.3892 | 0.39358 | 0.39517 | 0.38202 | 0.38402 | 0.38441 | 0.40911 | 0.41389 | 0.39915 | 0.39039 | 0.3868
ON_GRF_GSS | 630 | 230 | ON | 0.001321 | 630 | 24640 | 0.32549 | 0.36032 | 0.34732 | 0.34134 | 0.34028 | 0.33993 | 0.34978 | 0.35751 | 0.36173 | 0.33958 | 0.33396 | 0.34767 | 0.35962 | 0.34064 | 0.35435 | 0.35751 | 0.34204 | 0.33888 | 0.3656 | 0.34521 | 0.34556 | 0.34591 | 0.33853 | 0.34134 | 0.34837 | 0.33958 | 0.33818 | 0.34907 | 0.36243 | 0.34872 | 0.33501 | 0.3445 | 0.33888 | 0.35505 | 0.34028 | 0.35118 | 0.34345 | 0.33501 | 0.34556 | 0.36595 | 0.34591 | 0.34239 | 0.36208 | 0.33396 | 0.35786 | 0.35013 | 0.34556 | 0.3656 | 0.33747 | 0.39676 | 0.36949 | 0.37487 | 0.37986 | 0.39369 | 0.37602 | 0.37679 | 0.37256 | 0.39791 | 0.39292 | 0.36949 | 0.36834 | 0.37448 | 0.38792 | 0.39407 | 0.39522 | 0.40175 | 0.37371 | 0.38216 | 0.37487 | 0.39215 | 0.38485 | 0.37986 | 0.36757 | 0.37832 | 0.37947 | 0.38485 | 0.37909 | 0.36642 | 0.3668 | 0.36488 | 0.37986 | 0.39676 | 0.37179 | 0.38063 | 0.36795 | 0.37064 | 0.38831 | 0.37679 | 0.38869 | 0.40098 | 0.39637 | 0.38754 | 0.40329 | 0.38139 | 0.37563 | 0.37218 | 0.3668 | 0.38083 | 0.40544 | 0.38825 | 0.38552 | 0.39684 | 0.39606 | 0.3945 | 0.3945 | 0.37966 | 0.40231 | 0.40231 | 0.39762 | 0.37458 | 0.39294 | 0.40583 | 0.40231 | 0.38356 | 0.37927 | 0.40973 | 0.38512 | 0.40309 | 0.39372 | 0.37575 | 0.39801 | 0.3777 | 0.40387 | 0.38044 | 0.37106 | 0.39919 | 0.37458 | 0.3777 | 0.40973 | 0.38278 | 0.38395 | 0.38317 | 0.37341 | 0.39919 | 0.37966 | 0.39489 | 0.37106 | 0.37653 | 0.39723 | 0.3863 | 0.40231 | 0.39723 | 0.40622 | 0.41012 | 0.38434 | 0.42274 | 0.41826 | 0.4268 | 0.42274 | 0.38856 | 0.40605 | 0.41745 | 0.4028 | 0.42436 | 0.42477 | 0.38856 | 0.4089 | 0.42599 | 0.4089 | 0.41582 | 0.41704 | 0.42152 | 0.39426 | 0.41867 | 0.40687 | 0.4028 | 0.41094 | 0.4085 | 0.41745 | 0.40117 | 0.39792 | 0.42599 | 0.41826 | 0.40972 | 0.38937 | 0.40972 | 0.42477 | 0.39792 | 0.40483 | 0.40483 | 0.40361 | 0.38775 | 0.41256 | 0.38693 | 0.38775 | 0.39751 | 0.42111 | 0.39914 | 0.41175 | 0.38897 | 0.41704 | 0.42558 | 0.41745 | 0.39478 | 0.40387 | 0.41338 | 0.39684 | 0.4109 | 0.40428 | 0.40222 | 0.4171 | 0.40346 | 0.4171 | 0.40676 | 0.41875 | 0.41338 | 0.42619 | 0.40966 | 0.40428 | 0.39932 | 0.39478 | 0.41751 | 0.39354 | 0.39767 | 0.42413 | 0.40676 | 0.43405 | 0.39684 | 0.42082 | 0.42826 | 0.39932 | 0.40346 | 0.40842 | 0.4142 | 0.43115 | 0.40966 | 0.42537 | 0.4047 | 0.41875 | 0.42289 | 0.39271 | 0.4171 | 0.41462 | 0.4109 | 0.42619 | 0.408 | 0.41172 | 0.42661 | 0.40842 | 0.4047 | 0.40718 | 0.41131 | 0.39767 | 0.39643 | 0.408 | 0.41131 | 0.4142 | 0.4233 | 0.42867 | 0.40511 | 0.4233 | 0.4171 | 0.42413 | 0.40056 | 0.408 | 0.3985 | 0.43405 | 0.39974 | 0.41958 | 0.41214 | 0.41999 | 0.39312 | 0.4233 | 0.40966 | 0.42619 | 0.39767 | 0.39767 | 0.39271 | 0.42454 | 0.41379 | 0.42991 | 0.39271 | 0.41255 | 0.39891 | 0.40552 | 0.43322 | 0.42909 | 0.40387 | 0.40842 | 0.41007 | 0.39643 | 0.3985 | 0.39891 | 0.42454 | 0.4295 | 0.4142 | 0.40511 | 0.40139
ON_GRF_JCT | 631 | 230 | ON | 0.001321 | 631 | 24640 | 0.32549 | 0.36032 | 0.34732 | 0.34134 | 0.34028 | 0.33993 | 0.34978 | 0.35751 | 0.36173 | 0.33958 | 0.33396 | 0.34767 | 0.35962 | 0.34064 | 0.35435 | 0.35751 | 0.34204 | 0.33888 | 0.3656 | 0.34521 | 0.34556 | 0.34591 | 0.33853 | 0.34134 | 0.34837 | 0.33958 | 0.33818 | 0.34907 | 0.36243 | 0.34872 | 0.33501 | 0.3445 | 0.33888 | 0.35505 | 0.34028 | 0.35118 | 0.34345 | 0.33501 | 0.34556 | 0.36595 | 0.34591 | 0.34239 | 0.36208 | 0.33396 | 0.35786 | 0.35013 | 0.34556 | 0.3656 | 0.33747 | 0.39676 | 0.36949 | 0.37487 | 0.37986 | 0.39369 | 0.37602 | 0.37679 | 0.37256 | 0.39791 | 0.39292 | 0.36949 | 0.36834 | 0.37448 | 0.38792 | 0.39407 | 0.39522 | 0.40175 | 0.37371 | 0.38216 | 0.37487 | 0.39215 | 0.38485 | 0.37986 | 0.36757 | 0.37832 | 0.37947 | 0.38485 | 0.37909 | 0.36642 | 0.3668 | 0.36488 | 0.37986 | 0.39676 | 0.37179 | 0.38063 | 0.36795 | 0.37064 | 0.38831 | 0.37679 | 0.38869 | 0.40098 | 0.39637 | 0.38754 | 0.40329 | 0.38139 | 0.37563 | 0.37218 | 0.3668 | 0.38083 | 0.40544 | 0.38825 | 0.38552 | 0.39684 | 0.39606 | 0.3945 | 0.3945 | 0.37966 | 0.40231 | 0.40231 | 0.39762 | 0.37458 | 0.39294 | 0.40583 | 0.40231 | 0.38356 | 0.37927 | 0.40973 | 0.38512 | 0.40309 | 0.39372 | 0.37575 | 0.39801 | 0.3777 | 0.40387 | 0.38044 | 0.37106 | 0.39919 | 0.37458 | 0.3777 | 0.40973 | 0.38278 | 0.38395 | 0.38317 | 0.37341 | 0.39919 | 0.37966 | 0.39489 | 0.37106 | 0.37653 | 0.39723 | 0.3863 | 0.40231 | 0.39723 | 0.40622 | 0.41012 | 0.38434 | 0.42274 | 0.41826 | 0.4268 | 0.42274 | 0.38856 | 0.40605 | 0.41745 | 0.4028 | 0.42436 | 0.42477 | 0.38856 | 0.4089 | 0.42599 | 0.4089 | 0.41582 | 0.41704 | 0.42152 | 0.39426 | 0.41867 | 0.40687 | 0.4028 | 0.41094 | 0.4085 | 0.41745 | 0.40117 | 0.39792 | 0.42599 | 0.41826 | 0.40972 | 0.38937 | 0.40972 | 0.42477 | 0.39792 | 0.40483 | 0.40483 | 0.40361 | 0.38775 | 0.41256 | 0.38693 | 0.38775 | 0.39751 | 0.42111 | 0.39914 | 0.41175 | 0.38897 | 0.41704 | 0.42558 | 0.41745 | 0.39478 | 0.40387 | 0.41338 | 0.39684 | 0.4109 | 0.40428 | 0.40222 | 0.4171 | 0.40346 | 0.4171 | 0.40676 | 0.41875 | 0.41338 | 0.42619 | 0.40966 | 0.40428 | 0.39932 | 0.39478 | 0.41751 | 0.39354 | 0.39767 | 0.42413 | 0.40676 | 0.43405 | 0.39684 | 0.42082 | 0.42826 | 0.39932 | 0.40346 | 0.40842 | 0.4142 | 0.43115 | 0.40966 | 0.42537 | 0.4047 | 0.41875 | 0.42289 | 0.39271 | 0.4171 | 0.41462 | 0.4109 | 0.42619 | 0.408 | 0.41172 | 0.42661 | 0.40842 | 0.4047 | 0.40718 | 0.41131 | 0.39767 | 0.39643 | 0.408 | 0.41131 | 0.4142 | 0.4233 | 0.42867 | 0.40511 | 0.4233 | 0.4171 | 0.42413 | 0.40056 | 0.408 | 0.3985 | 0.43405 | 0.39974 | 0.41958 | 0.41214 | 0.41999 | 0.39312 | 0.4233 | 0.40966 | 0.42619 | 0.39767 | 0.39767 | 0.39271 | 0.42454 | 0.41379 | 0.42991 | 0.39271 | 0.41255 | 0.39891 | 0.40552 | 0.43322 | 0.42909 | 0.40387 | 0.40842 | 0.41007 | 0.39643 | 0.3985 | 0.39891 | 0.42454 | 0.4295 | 0.4142 | 0.40511 | 0.40139
ON_GRH_GSS | 632 | 230 | ON | 0.001395 | 632 | 24640 | 0.34373 | 0.38051 | 0.36677 | 0.36046 | 0.35935 | 0.35898 | 0.36937 | 0.37754 | 0.38199 | 0.3586 | 0.35266 | 0.36714 | 0.37976 | 0.35972 | 0.3742 | 0.37754 | 0.3612 | 0.35786 | 0.38608 | 0.36454 | 0.36492 | 0.36529 | 0.35749 | 0.36046 | 0.36789 | 0.3586 | 0.35712 | 0.36863 | 0.38273 | 0.36826 | 0.35378 | 0.3638 | 0.35786 | 0.37494 | 0.35935 | 0.37086 | 0.36269 | 0.35378 | 0.36492 | 0.38645 | 0.36529 | 0.36157 | 0.38236 | 0.35266 | 0.37791 | 0.36974 | 0.36492 | 0.38608 | 0.35638 | 0.41898 | 0.39019 | 0.39586 | 0.40114 | 0.41574 | 0.39708 | 0.39789 | 0.39343 | 0.4202 | 0.41493 | 0.39019 | 0.38897 | 0.39546 | 0.40966 | 0.41614 | 0.41736 | 0.42426 | 0.39465 | 0.40357 | 0.39586 | 0.41412 | 0.40641 | 0.40114 | 0.38816 | 0.39952 | 0.40073 | 0.40641 | 0.40033 | 0.38694 | 0.38735 | 0.38532 | 0.40114 | 0.41898 | 0.39262 | 0.40195 | 0.38856 | 0.3914 | 0.41006 | 0.39789 | 0.41047 | 0.42345 | 0.41858 | 0.40925 | 0.42588 | 0.40276 | 0.39668 | 0.39303 | 0.38735 | 0.40216 | 0.42815 | 0.41 | 0.40711 | 0.41907 | 0.41825 | 0.4166 | 0.4166 | 0.40092 | 0.42485 | 0.42485 | 0.4199 | 0.39556 | 0.41495 | 0.42856 | 0.42485 | 0.40505 | 0.40051 | 0.43268 | 0.4067 | 0.42567 | 0.41577 | 0.3968 | 0.42031 | 0.39886 | 0.4265 | 0.40175 | 0.39185 | 0.42155 | 0.39556 | 0.39886 | 0.43268 | 0.40422 | 0.40546 | 0.40464 | 0.39432 | 0.42155 | 0.40092 | 0.41701 | 0.39185 | 0.39762 | 0.41949 | 0.40794 | 0.42485 | 0.41949 | 0.42897 | 0.4331 | 0.40587 | 0.44642 | 0.44169 | 0.45071 | 0.44642 | 0.41033 | 0.4288 | 0.44083 | 0.42536 | 0.44814 | 0.44857 | 0.41033 | 0.43181 | 0.44985 | 0.43181 | 0.43911 | 0.4404 | 0.44513 | 0.41634 | 0.44212 | 0.42966 | 0.42536 | 0.43396 | 0.43138 | 0.44083 | 0.42364 | 0.42021 | 0.44985 | 0.44169 | 0.43267 | 0.41118 | 0.43267 | 0.44857 | 0.42021 | 0.42751 | 0.42751 | 0.42622 | 0.40947 | 0.43568 | 0.40861 | 0.40947 | 0.41978 | 0.4447 | 0.4215 | 0.43482 | 0.41075 | 0.4404 | 0.44942 | 0.44083 | 0.41689 | 0.42649 | 0.43653 | 0.41907 | 0.43392 | 0.42693 | 0.42475 | 0.44046 | 0.42606 | 0.44046 | 0.42955 | 0.44221 | 0.43653 | 0.45007 | 0.43261 | 0.42693 | 0.42169 | 0.41689 | 0.4409 | 0.41558 | 0.41995 | 0.44788 | 0.42955 | 0.45836 | 0.41907 | 0.44439 | 0.45225 | 0.42169 | 0.42606 | 0.4313 | 0.43741 | 0.45531 | 0.43261 | 0.44919 | 0.42737 | 0.44221 | 0.44657 | 0.41471 | 0.44046 | 0.43784 | 0.43392 | 0.45007 | 0.43086 | 0.43479 | 0.4505 | 0.4313 | 0.42737 | 0.42999 | 0.43435 | 0.41995 | 0.41864 | 0.43086 | 0.43435 | 0.43741 | 0.44701 | 0.45269 | 0.4278 | 0.44701 | 0.44046 | 0.44788 | 0.423 | 0.43086 | 0.42082 | 0.45836 | 0.42213 | 0.44308 | 0.43522 | 0.44352 | 0.41514 | 0.44701 | 0.43261 | 0.45007 | 0.41995 | 0.41995 | 0.41471 | 0.44832 | 0.43697 | 0.454 | 0.41471 | 0.43566 | 0.42126 | 0.42824 | 0.45749 | 0.45312 | 0.42649 | 0.4313 | 0.43304 | 0.41864 | 0.42082 | 0.42126 | 0.44832 | 0.45356 | 0.43741 | 0.4278 | 0.42388
ON_GRH_JCT | 633 | 230 | ON | 0.001395 | 633 | 24640 | 0.34373 | 0.38051 | 0.36677 | 0.36046 | 0.35935 | 0.35898 | 0.36937 | 0.37754 | 0.38199 | 0.3586 | 0.35266 | 0.36714 | 0.37976 | 0.35972 | 0.3742 | 0.37754 | 0.3612 | 0.35786 | 0.38608 | 0.36454 | 0.36492 | 0.36529 | 0.35749 | 0.36046 | 0.36789 | 0.3586 | 0.35712 | 0.36863 | 0.38273 | 0.36826 | 0.35378 | 0.3638 | 0.35786 | 0.37494 | 0.35935 | 0.37086 | 0.36269 | 0.35378 | 0.36492 | 0.38645 | 0.36529 | 0.36157 | 0.38236 | 0.35266 | 0.37791 | 0.36974 | 0.36492 | 0.38608 | 0.35638 | 0.41898 | 0.39019 | 0.39586 | 0.40114 | 0.41574 | 0.39708 | 0.39789 | 0.39343 | 0.4202 | 0.41493 | 0.39019 | 0.38897 | 0.39546 | 0.40966 | 0.41614 | 0.41736 | 0.42426 | 0.39465 | 0.40357 | 0.39586 | 0.41412 | 0.40641 | 0.40114 | 0.38816 | 0.39952 | 0.40073 | 0.40641 | 0.40033 | 0.38694 | 0.38735 | 0.38532 | 0.40114 | 0.41898 | 0.39262 | 0.40195 | 0.38856 | 0.3914 | 0.41006 | 0.39789 | 0.41047 | 0.42345 | 0.41858 | 0.40925 | 0.42588 | 0.40276 | 0.39668 | 0.39303 | 0.38735 | 0.40216 | 0.42815 | 0.41 | 0.40711 | 0.41907 | 0.41825 | 0.4166 | 0.4166 | 0.40092 | 0.42485 | 0.42485 | 0.4199 | 0.39556 | 0.41495 | 0.42856 | 0.42485 | 0.40505 | 0.40051 | 0.43268 | 0.4067 | 0.42567 | 0.41577 | 0.3968 | 0.42031 | 0.39886 | 0.4265 | 0.40175 | 0.39185 | 0.42155 | 0.39556 | 0.39886 | 0.43268 | 0.40422 | 0.40546 | 0.40464 | 0.39432 | 0.42155 | 0.40092 | 0.41701 | 0.39185 | 0.39762 | 0.41949 | 0.40794 | 0.42485 | 0.41949 | 0.42897 | 0.4331 | 0.40587 | 0.44642 | 0.44169 | 0.45071 | 0.44642 | 0.41033 | 0.4288 | 0.44083 | 0.42536 | 0.44814 | 0.44857 | 0.41033 | 0.43181 | 0.44985 | 0.43181 | 0.43911 | 0.4404 | 0.44513 | 0.41634 | 0.44212 | 0.42966 | 0.42536 | 0.43396 | 0.43138 | 0.44083 | 0.42364 | 0.42021 | 0.44985 | 0.44169 | 0.43267 | 0.41118 | 0.43267 | 0.44857 | 0.42021 | 0.42751 | 0.42751 | 0.42622 | 0.40947 | 0.43568 | 0.40861 | 0.40947 | 0.41978 | 0.4447 | 0.4215 | 0.43482 | 0.41075 | 0.4404 | 0.44942 | 0.44083 | 0.41689 | 0.42649 | 0.43653 | 0.41907 | 0.43392 | 0.42693 | 0.42475 | 0.44046 | 0.42606 | 0.44046 | 0.42955 | 0.44221 | 0.43653 | 0.45007 | 0.43261 | 0.42693 | 0.42169 | 0.41689 | 0.4409 | 0.41558 | 0.41995 | 0.44788 | 0.42955 | 0.45836 | 0.41907 | 0.44439 | 0.45225 | 0.42169 | 0.42606 | 0.4313 | 0.43741 | 0.45531 | 0.43261 | 0.44919 | 0.42737 | 0.44221 | 0.44657 | 0.41471 | 0.44046 | 0.43784 | 0.43392 | 0.45007 | 0.43086 | 0.43479 | 0.4505 | 0.4313 | 0.42737 | 0.42999 | 0.43435 | 0.41995 | 0.41864 | 0.43086 | 0.43435 | 0.43741 | 0.44701 | 0.45269 | 0.4278 | 0.44701 | 0.44046 | 0.44788 | 0.423 | 0.43086 | 0.42082 | 0.45836 | 0.42213 | 0.44308 | 0.43522 | 0.44352 | 0.41514 | 0.44701 | 0.43261 | 0.45007 | 0.41995 | 0.41995 | 0.41471 | 0.44832 | 0.43697 | 0.454 | 0.41471 | 0.43566 | 0.42126 | 0.42824 | 0.45749 | 0.45312 | 0.42649 | 0.4313 | 0.43304 | 0.41864 | 0.42082 | 0.42126 | 0.44832 | 0.45356 | 0.43741 | 0.4278 | 0.42388
ON_GRT_JCT | 634 | 230 | ON | 0.00112 | 634 | 24640 | 0.27597 | 0.3055 | 0.29447 | 0.2894 | 0.28851 | 0.28821 | 0.29656 | 0.30311 | 0.30669 | 0.28791 | 0.28314 | 0.29477 | 0.3049 | 0.28881 | 0.30043 | 0.30311 | 0.29 | 0.28732 | 0.30997 | 0.29268 | 0.29298 | 0.29328 | 0.28702 | 0.2894 | 0.29536 | 0.28791 | 0.28672 | 0.29596 | 0.30728 | 0.29566 | 0.28404 | 0.29208 | 0.28732 | 0.30103 | 0.28851 | 0.29775 | 0.29119 | 0.28404 | 0.29298 | 0.31027 | 0.29328 | 0.2903 | 0.30699 | 0.28314 | 0.30341 | 0.29685 | 0.29298 | 0.30997 | 0.28612 | 0.33639 | 0.31327 | 0.31783 | 0.32206 | 0.33378 | 0.3188 | 0.31946 | 0.31587 | 0.33737 | 0.33313 | 0.31327 | 0.31229 | 0.3175 | 0.3289 | 0.33411 | 0.33509 | 0.34062 | 0.31685 | 0.32401 | 0.31783 | 0.33248 | 0.32629 | 0.32206 | 0.31164 | 0.32076 | 0.32173 | 0.32629 | 0.32141 | 0.31066 | 0.31099 | 0.30936 | 0.32206 | 0.33639 | 0.31522 | 0.32271 | 0.31197 | 0.31424 | 0.32922 | 0.31946 | 0.32955 | 0.33997 | 0.33606 | 0.32857 | 0.34192 | 0.32336 | 0.31848 | 0.31555 | 0.31099 | 0.32288 | 0.34375 | 0.32917 | 0.32686 | 0.33646 | 0.3358 | 0.33447 | 0.33447 | 0.32189 | 0.3411 | 0.3411 | 0.33712 | 0.31758 | 0.33315 | 0.34408 | 0.3411 | 0.3252 | 0.32156 | 0.34739 | 0.32653 | 0.34176 | 0.33381 | 0.31858 | 0.33745 | 0.32023 | 0.34242 | 0.32255 | 0.3146 | 0.33845 | 0.31758 | 0.32023 | 0.34739 | 0.32454 | 0.32553 | 0.32487 | 0.31659 | 0.33845 | 0.32189 | 0.3348 | 0.3146 | 0.31924 | 0.33679 | 0.32752 | 0.3411 | 0.33679 | 0.34441 | 0.34772 | 0.32586 | 0.35841 | 0.35462 | 0.36186 | 0.35841 | 0.32944 | 0.34427 | 0.35393 | 0.34151 | 0.35979 | 0.36014 | 0.32944 | 0.34668 | 0.36117 | 0.34668 | 0.35255 | 0.35358 | 0.35738 | 0.33427 | 0.35496 | 0.34496 | 0.34151 | 0.34841 | 0.34634 | 0.35393 | 0.34013 | 0.33737 | 0.36117 | 0.35462 | 0.34737 | 0.33013 | 0.34737 | 0.36014 | 0.33737 | 0.34324 | 0.34324 | 0.3422 | 0.32875 | 0.34979 | 0.32806 | 0.32875 | 0.33703 | 0.35703 | 0.33841 | 0.3491 | 0.32978 | 0.35358 | 0.36083 | 0.35393 | 0.33471 | 0.34242 | 0.35048 | 0.33646 | 0.34838 | 0.34277 | 0.34102 | 0.35363 | 0.34207 | 0.35363 | 0.34487 | 0.35504 | 0.35048 | 0.36134 | 0.34733 | 0.34277 | 0.33856 | 0.33471 | 0.35398 | 0.33366 | 0.33716 | 0.35959 | 0.34487 | 0.368 | 0.33646 | 0.35679 | 0.3631 | 0.33856 | 0.34207 | 0.34627 | 0.35118 | 0.36555 | 0.34733 | 0.36064 | 0.34312 | 0.35504 | 0.35854 | 0.33296 | 0.35363 | 0.35153 | 0.34838 | 0.36134 | 0.34592 | 0.34908 | 0.36169 | 0.34627 | 0.34312 | 0.34522 | 0.34873 | 0.33716 | 0.33611 | 0.34592 | 0.34873 | 0.35118 | 0.35889 | 0.36345 | 0.34347 | 0.35889 | 0.35363 | 0.35959 | 0.33961 | 0.34592 | 0.33786 | 0.368 | 0.33891 | 0.35574 | 0.34943 | 0.35609 | 0.33331 | 0.35889 | 0.34733 | 0.36134 | 0.33716 | 0.33716 | 0.33296 | 0.35994 | 0.35083 | 0.3645 | 0.33296 | 0.34978 | 0.33821 | 0.34382 | 0.3673 | 0.3638 | 0.34242 | 0.34627 | 0.34768 | 0.33611 | 0.33786 | 0.33821 | 0.35994 | 0.36415 | 0.35118 | 0.34347 | 0.34032
ON_GRW_DSS | 635 | 230 | ON | 0.003487 | 635 | 24640 | 0.8592 | 0.95113 | 0.9168 | 0.90102 | 0.89824 | 0.89731 | 0.92329 | 0.94371 | 0.95484 | 0.89638 | 0.88154 | 0.91773 | 0.94927 | 0.89917 | 0.93536 | 0.94371 | 0.90288 | 0.89453 | 0.96505 | 0.91123 | 0.91216 | 0.91309 | 0.8936 | 0.90102 | 0.91958 | 0.89638 | 0.89267 | 0.92144 | 0.9567 | 0.92051 | 0.88432 | 0.90937 | 0.89453 | 0.93721 | 0.89824 | 0.927 | 0.90659 | 0.88432 | 0.91216 | 0.96598 | 0.91309 | 0.90381 | 0.95577 | 0.88154 | 0.94464 | 0.92422 | 0.91216 | 0.96505 | 0.89082 | 1.0473 | 0.97533 | 0.98952 | 1.0027 | 1.0392 | 0.99256 | 0.99459 | 0.98344 | 1.0504 | 1.0372 | 0.97533 | 0.97228 | 0.98851 | 1.024 | 1.0402 | 1.0433 | 1.0605 | 0.98648 | 1.0088 | 0.98952 | 1.0351 | 1.0159 | 1.0027 | 0.97026 | 0.99864 | 1.0017 | 1.0159 | 1.0007 | 0.96722 | 0.96823 | 0.96316 | 1.0027 | 1.0473 | 0.98141 | 1.0047 | 0.97127 | 0.97837 | 1.025 | 0.99459 | 1.026 | 1.0585 | 1.0463 | 1.023 | 1.0645 | 1.0068 | 0.99155 | 0.98242 | 0.96823 | 1.0053 | 1.0702 | 1.0248 | 1.0176 | 1.0475 | 1.0455 | 1.0413 | 1.0413 | 1.0022 | 1.062 | 1.062 | 1.0496 | 0.98876 | 1.0372 | 1.0712 | 1.062 | 1.0125 | 1.0011 | 1.0816 | 1.0166 | 1.064 | 1.0393 | 0.99186 | 1.0506 | 0.99701 | 1.0661 | 1.0042 | 0.97948 | 1.0537 | 0.98876 | 0.99701 | 1.0816 | 1.0104 | 1.0135 | 1.0114 | 0.98567 | 1.0537 | 1.0022 | 1.0424 | 0.97948 | 0.99392 | 1.0486 | 1.0197 | 1.062 | 1.0486 | 1.0723 | 1.0826 | 1.0145 | 1.1159 | 1.1041 | 1.1266 | 1.1159 | 1.0257 | 1.0718 | 1.1019 | 1.0633 | 1.1202 | 1.1213 | 1.0257 | 1.0794 | 1.1245 | 1.0794 | 1.0976 | 1.1008 | 1.1127 | 1.0407 | 1.1051 | 1.074 | 1.0633 | 1.0847 | 1.0783 | 1.1019 | 1.059 | 1.0504 | 1.1245 | 1.1041 | 1.0815 | 1.0278 | 1.0815 | 1.1213 | 1.0504 | 1.0686 | 1.0686 | 1.0654 | 1.0235 | 1.089 | 1.0214 | 1.0235 | 1.0493 | 1.1116 | 1.0536 | 1.0869 | 1.0267 | 1.1008 | 1.1234 | 1.1019 | 1.0421 | 1.0661 | 1.0912 | 1.0475 | 1.0846 | 1.0672 | 1.0617 | 1.101 | 1.065 | 1.101 | 1.0737 | 1.1054 | 1.0912 | 1.125 | 1.0814 | 1.0672 | 1.0541 | 1.0421 | 1.1021 | 1.0388 | 1.0497 | 1.1196 | 1.0737 | 1.1457 | 1.0475 | 1.1108 | 1.1305 | 1.0541 | 1.065 | 1.0781 | 1.0934 | 1.1381 | 1.0814 | 1.1228 | 1.0683 | 1.1054 | 1.1163 | 1.0366 | 1.101 | 1.0945 | 1.0846 | 1.125 | 1.077 | 1.0868 | 1.1261 | 1.0781 | 1.0683 | 1.0748 | 1.0857 | 1.0497 | 1.0464 | 1.077 | 1.0857 | 1.0934 | 1.1174 | 1.1316 | 1.0694 | 1.1174 | 1.101 | 1.1196 | 1.0574 | 1.077 | 1.0519 | 1.1457 | 1.0552 | 1.1075 | 1.0879 | 1.1086 | 1.0377 | 1.1174 | 1.0814 | 1.125 | 1.0497 | 1.0497 | 1.0366 | 1.1206 | 1.0923 | 1.1348 | 1.0366 | 1.089 | 1.053 | 1.0704 | 1.1436 | 1.1326 | 1.0661 | 1.0781 | 1.0825 | 1.0464 | 1.0519 | 1.053 | 1.1206 | 1.1337 | 1.0934 | 1.0694 | 1.0595
ON_GRW_JCT | 636 | 230 | ON | 0.003487 | 636 | 24640 | 0.8592 | 0.95113 | 0.9168 | 0.90102 | 0.89824 | 0.89731 | 0.92329 | 0.94371 | 0.95484 | 0.89638 | 0.88154 | 0.91773 | 0.94927 | 0.89917 | 0.93536 | 0.94371 | 0.90288 | 0.89453 | 0.96505 | 0.91123 | 0.91216 | 0.91309 | 0.8936 | 0.90102 | 0.91958 | 0.89638 | 0.89267 | 0.92144 | 0.9567 | 0.92051 | 0.88432 | 0.90937 | 0.89453 | 0.93721 | 0.89824 | 0.927 | 0.90659 | 0.88432 | 0.91216 | 0.96598 | 0.91309 | 0.90381 | 0.95577 | 0.88154 | 0.94464 | 0.92422 | 0.91216 | 0.96505 | 0.89082 | 1.0473 | 0.97533 | 0.98952 | 1.0027 | 1.0392 | 0.99256 | 0.99459 | 0.98344 | 1.0504 | 1.0372 | 0.97533 | 0.97228 | 0.98851 | 1.024 | 1.0402 | 1.0433 | 1.0605 | 0.98648 | 1.0088 | 0.98952 | 1.0351 | 1.0159 | 1.0027 | 0.97026 | 0.99864 | 1.0017 | 1.0159 | 1.0007 | 0.96722 | 0.96823 | 0.96316 | 1.0027 | 1.0473 | 0.98141 | 1.0047 | 0.97127 | 0.97837 | 1.025 | 0.99459 | 1.026 | 1.0585 | 1.0463 | 1.023 | 1.0645 | 1.0068 | 0.99155 | 0.98242 | 0.96823 | 1.0053 | 1.0702 | 1.0248 | 1.0176 | 1.0475 | 1.0455 | 1.0413 | 1.0413 | 1.0022 | 1.062 | 1.062 | 1.0496 | 0.98876 | 1.0372 | 1.0712 | 1.062 | 1.0125 | 1.0011 | 1.0816 | 1.0166 | 1.064 | 1.0393 | 0.99186 | 1.0506 | 0.99701 | 1.0661 | 1.0042 | 0.97948 | 1.0537 | 0.98876 | 0.99701 | 1.0816 | 1.0104 | 1.0135 | 1.0114 | 0.98567 | 1.0537 | 1.0022 | 1.0424 | 0.97948 | 0.99392 | 1.0486 | 1.0197 | 1.062 | 1.0486 | 1.0723 | 1.0826 | 1.0145 | 1.1159 | 1.1041 | 1.1266 | 1.1159 | 1.0257 | 1.0718 | 1.1019 | 1.0633 | 1.1202 | 1.1213 | 1.0257 | 1.0794 | 1.1245 | 1.0794 | 1.0976 | 1.1008 | 1.1127 | 1.0407 | 1.1051 | 1.074 | 1.0633 | 1.0847 | 1.0783 | 1.1019 | 1.059 | 1.0504 | 1.1245 | 1.1041 | 1.0815 | 1.0278 | 1.0815 | 1.1213 | 1.0504 | 1.0686 | 1.0686 | 1.0654 | 1.0235 | 1.089 | 1.0214 | 1.0235 | 1.0493 | 1.1116 | 1.0536 | 1.0869 | 1.0267 | 1.1008 | 1.1234 | 1.1019 | 1.0421 | 1.0661 | 1.0912 | 1.0475 | 1.0846 | 1.0672 | 1.0617 | 1.101 | 1.065 | 1.101 | 1.0737 | 1.1054 | 1.0912 | 1.125 | 1.0814 | 1.0672 | 1.0541 | 1.0421 | 1.1021 | 1.0388 | 1.0497 | 1.1196 | 1.0737 | 1.1457 | 1.0475 | 1.1108 | 1.1305 | 1.0541 | 1.065 | 1.0781 | 1.0934 | 1.1381 | 1.0814 | 1.1228 | 1.0683 | 1.1054 | 1.1163 | 1.0366 | 1.101 | 1.0945 | 1.0846 | 1.125 | 1.077 | 1.0868 | 1.1261 | 1.0781 | 1.0683 | 1.0748 | 1.0857 | 1.0497 | 1.0464 | 1.077 | 1.0857 | 1.0934 | 1.1174 | 1.1316 | 1.0694 | 1.1174 | 1.101 | 1.1196 | 1.0574 | 1.077 | 1.0519 | 1.1457 | 1.0552 | 1.1075 | 1.0879 | 1.1086 | 1.0377 | 1.1174 | 1.0814 | 1.125 | 1.0497 | 1.0497 | 1.0366 | 1.1206 | 1.0923 | 1.1348 | 1.0366 | 1.089 | 1.053 | 1.0704 | 1.1436 | 1.1326 | 1.0661 | 1.0781 | 1.0825 | 1.0464 | 1.0519 | 1.053 | 1.1206 | 1.1337 | 1.0934 | 1.0694 | 1.0595
ON_GSP_JCT | 637 | 230 | ON | 0.001321 | 637 | 24640 | 0.32549 | 0.36032 | 0.34732 | 0.34134 | 0.34028 | 0.33993 | 0.34978 | 0.35751 | 0.36173 | 0.33958 | 0.33396 | 0.34767 | 0.35962 | 0.34064 | 0.35435 | 0.35751 | 0.34204 | 0.33888 | 0.3656 | 0.34521 | 0.34556 | 0.34591 | 0.33853 | 0.34134 | 0.34837 | 0.33958 | 0.33818 | 0.34907 | 0.36243 | 0.34872 | 0.33501 | 0.3445 | 0.33888 | 0.35505 | 0.34028 | 0.35118 | 0.34345 | 0.33501 | 0.34556 | 0.36595 | 0.34591 | 0.34239 | 0.36208 | 0.33396 | 0.35786 | 0.35013 | 0.34556 | 0.3656 | 0.33747 | 0.39676 | 0.36949 | 0.37487 | 0.37986 | 0.39369 | 0.37602 | 0.37679 | 0.37256 | 0.39791 | 0.39292 | 0.36949 | 0.36834 | 0.37448 | 0.38792 | 0.39407 | 0.39522 | 0.40175 | 0.37371 | 0.38216 | 0.37487 | 0.39215 | 0.38485 | 0.37986 | 0.36757 | 0.37832 | 0.37947 | 0.38485 | 0.37909 | 0.36642 | 0.3668 | 0.36488 | 0.37986 | 0.39676 | 0.37179 | 0.38063 | 0.36795 | 0.37064 | 0.38831 | 0.37679 | 0.38869 | 0.40098 | 0.39637 | 0.38754 | 0.40329 | 0.38139 | 0.37563 | 0.37218 | 0.3668 | 0.38083 | 0.40544 | 0.38825 | 0.38552 | 0.39684 | 0.39606 | 0.3945 | 0.3945 | 0.37966 | 0.40231 | 0.40231 | 0.39762 | 0.37458 | 0.39294 | 0.40583 | 0.40231 | 0.38356 | 0.37927 | 0.40973 | 0.38512 | 0.40309 | 0.39372 | 0.37575 | 0.39801 | 0.3777 | 0.40387 | 0.38044 | 0.37106 | 0.39919 | 0.37458 | 0.3777 | 0.40973 | 0.38278 | 0.38395 | 0.38317 | 0.37341 | 0.39919 | 0.37966 | 0.39489 | 0.37106 | 0.37653 | 0.39723 | 0.3863 | 0.40231 | 0.39723 | 0.40622 | 0.41012 | 0.38434 | 0.42274 | 0.41826 | 0.4268 | 0.42274 | 0.38856 | 0.40605 | 0.41745 | 0.4028 | 0.42436 | 0.42477 | 0.38856 | 0.4089 | 0.42599 | 0.4089 | 0.41582 | 0.41704 | 0.42152 | 0.39426 | 0.41867 | 0.40687 | 0.4028 | 0.41094 | 0.4085 | 0.41745 | 0.40117 | 0.39792 | 0.42599 | 0.41826 | 0.40972 | 0.38937 | 0.40972 | 0.42477 | 0.39792 | 0.40483 | 0.40483 | 0.40361 | 0.38775 | 0.41256 | 0.38693 | 0.38775 | 0.39751 | 0.42111 | 0.39914 | 0.41175 | 0.38897 | 0.41704 | 0.42558 | 0.41745 | 0.39478 | 0.40387 | 0.41338 | 0.39684 | 0.4109 | 0.40428 | 0.40222 | 0.4171 | 0.40346 | 0.4171 | 0.40676 | 0.41875 | 0.41338 | 0.42619 | 0.40966 | 0.40428 | 0.39932 | 0.39478 | 0.41751 | 0.39354 | 0.39767 | 0.42413 | 0.40676 | 0.43405 | 0.39684 | 0.42082 | 0.42826 | 0.39932 | 0.40346 | 0.40842 | 0.4142 | 0.43115 | 0.40966 | 0.42537 | 0.4047 | 0.41875 | 0.42289 | 0.39271 | 0.4171 | 0.41462 | 0.4109 | 0.42619 | 0.408 | 0.41172 | 0.42661 | 0.40842 | 0.4047 | 0.40718 | 0.41131 | 0.39767 | 0.39643 | 0.408 | 0.41131 | 0.4142 | 0.4233 | 0.42867 | 0.40511 | 0.4233 | 0.4171 | 0.42413 | 0.40056 | 0.408 | 0.3985 | 0.43405 | 0.39974 | 0.41958 | 0.41214 | 0.41999 | 0.39312 | 0.4233 | 0.40966 | 0.42619 | 0.39767 | 0.39767 | 0.39271 | 0.42454 | 0.41379 | 0.42991 | 0.39271 | 0.41255 | 0.39891 | 0.40552 | 0.43322 | 0.42909 | 0.40387 | 0.40842 | 0.41007 | 0.39643 | 0.3985 | 0.39891 | 0.42454 | 0.4295 | 0.4142 | 0.40511 | 0.40139
ON_GTN_JCT | 638 | 230 | ON | 0.002429 | 638 | 24640 | 0.59851 | 0.66255 | 0.63863 | 0.62764 | 0.6257 | 0.62506 | 0.64315 | 0.65737 | 0.66513 | 0.62441 | 0.61407 | 0.63928 | 0.66125 | 0.62635 | 0.65156 | 0.65737 | 0.62893 | 0.62312 | 0.67224 | 0.63475 | 0.6354 | 0.63604 | 0.62247 | 0.62764 | 0.64057 | 0.62441 | 0.62182 | 0.64186 | 0.66642 | 0.64121 | 0.61601 | 0.63346 | 0.62312 | 0.65285 | 0.6257 | 0.64574 | 0.63152 | 0.61601 | 0.6354 | 0.67289 | 0.63604 | 0.62958 | 0.66578 | 0.61407 | 0.65802 | 0.6438 | 0.6354 | 0.67224 | 0.62053 | 0.72954 | 0.6794 | 0.68929 | 0.69847 | 0.72389 | 0.69141 | 0.69282 | 0.68505 | 0.73166 | 0.72248 | 0.6794 | 0.67728 | 0.68858 | 0.7133 | 0.7246 | 0.72672 | 0.73872 | 0.68717 | 0.70271 | 0.68929 | 0.72107 | 0.70765 | 0.69847 | 0.67587 | 0.69564 | 0.69776 | 0.70765 | 0.69706 | 0.67375 | 0.67446 | 0.67092 | 0.69847 | 0.72954 | 0.68364 | 0.69988 | 0.67657 | 0.68152 | 0.71401 | 0.69282 | 0.71471 | 0.73731 | 0.72884 | 0.71259 | 0.74155 | 0.70129 | 0.6907 | 0.68434 | 0.67446 | 0.70025 | 0.7455 | 0.7139 | 0.70887 | 0.7297 | 0.72826 | 0.72539 | 0.72539 | 0.6981 | 0.73975 | 0.73975 | 0.73113 | 0.68876 | 0.72252 | 0.74622 | 0.73975 | 0.70528 | 0.69738 | 0.7534 | 0.70815 | 0.74119 | 0.72395 | 0.69091 | 0.73185 | 0.69451 | 0.74263 | 0.69953 | 0.6823 | 0.73401 | 0.68876 | 0.69451 | 0.7534 | 0.70384 | 0.706 | 0.70456 | 0.68661 | 0.73401 | 0.6981 | 0.72611 | 0.6823 | 0.69235 | 0.73042 | 0.71031 | 0.73975 | 0.73042 | 0.74693 | 0.75412 | 0.70672 | 0.77731 | 0.76908 | 0.78479 | 0.77731 | 0.71447 | 0.74664 | 0.76758 | 0.74065 | 0.7803 | 0.78105 | 0.71447 | 0.75187 | 0.78329 | 0.75187 | 0.76459 | 0.76684 | 0.77506 | 0.72494 | 0.76983 | 0.74813 | 0.74065 | 0.75561 | 0.75112 | 0.76758 | 0.73766 | 0.73167 | 0.78329 | 0.76908 | 0.75337 | 0.71596 | 0.75337 | 0.78105 | 0.73167 | 0.74439 | 0.74439 | 0.74215 | 0.71297 | 0.75861 | 0.71147 | 0.71297 | 0.73092 | 0.77432 | 0.73392 | 0.75711 | 0.71521 | 0.76684 | 0.78255 | 0.76758 | 0.7259 | 0.74262 | 0.7601 | 0.7297 | 0.75554 | 0.74338 | 0.73958 | 0.76694 | 0.74186 | 0.76694 | 0.74794 | 0.76998 | 0.7601 | 0.78367 | 0.75326 | 0.74338 | 0.73426 | 0.7259 | 0.7677 | 0.72362 | 0.73122 | 0.77986 | 0.74794 | 0.79811 | 0.7297 | 0.77378 | 0.78747 | 0.73426 | 0.74186 | 0.75098 | 0.76162 | 0.79279 | 0.75326 | 0.78215 | 0.74414 | 0.76998 | 0.77758 | 0.7221 | 0.76694 | 0.76238 | 0.75554 | 0.78367 | 0.75022 | 0.75706 | 0.78443 | 0.75098 | 0.74414 | 0.7487 | 0.7563 | 0.73122 | 0.72894 | 0.75022 | 0.7563 | 0.76162 | 0.77834 | 0.78823 | 0.7449 | 0.77834 | 0.76694 | 0.77986 | 0.73654 | 0.75022 | 0.73274 | 0.79811 | 0.73502 | 0.7715 | 0.75782 | 0.77226 | 0.72286 | 0.77834 | 0.75326 | 0.78367 | 0.73122 | 0.73122 | 0.7221 | 0.78062 | 0.76086 | 0.79051 | 0.7221 | 0.75858 | 0.7335 | 0.74566 | 0.79659 | 0.78899 | 0.74262 | 0.75098 | 0.75402 | 0.72894 | 0.73274 | 0.7335 | 0.78062 | 0.78975 | 0.76162 | 0.7449 | 0.73806
ON_GTS_JCT | 639 | 230 | ON | 0.002399 | 639 | 24640 | 0.59111 | 0.65436 | 0.63074 | 0.61989 | 0.61797 | 0.61734 | 0.63521 | 0.64926 | 0.65692 | 0.6167 | 0.60648 | 0.63138 | 0.65309 | 0.61861 | 0.64351 | 0.64926 | 0.62117 | 0.61542 | 0.66394 | 0.62691 | 0.62755 | 0.62819 | 0.61478 | 0.61989 | 0.63266 | 0.6167 | 0.61414 | 0.63393 | 0.65819 | 0.6333 | 0.6084 | 0.62563 | 0.61542 | 0.64479 | 0.61797 | 0.63776 | 0.62372 | 0.6084 | 0.62755 | 0.66458 | 0.62819 | 0.6218 | 0.65755 | 0.60648 | 0.64989 | 0.63585 | 0.62755 | 0.66394 | 0.61287 | 0.72053 | 0.67101 | 0.68077 | 0.68984 | 0.71495 | 0.68287 | 0.68426 | 0.67659 | 0.72262 | 0.71356 | 0.67101 | 0.66892 | 0.68008 | 0.70449 | 0.71565 | 0.71774 | 0.7296 | 0.67868 | 0.69403 | 0.68077 | 0.71216 | 0.69891 | 0.68984 | 0.66752 | 0.68705 | 0.68914 | 0.69891 | 0.68845 | 0.66543 | 0.66613 | 0.66264 | 0.68984 | 0.72053 | 0.67519 | 0.69124 | 0.66822 | 0.6731 | 0.70519 | 0.68426 | 0.70588 | 0.7282 | 0.71983 | 0.70379 | 0.73239 | 0.69263 | 0.68217 | 0.67589 | 0.66613 | 0.6916 | 0.73629 | 0.70508 | 0.70011 | 0.72069 | 0.71927 | 0.71643 | 0.71643 | 0.68947 | 0.73062 | 0.73062 | 0.7221 | 0.68025 | 0.71359 | 0.737 | 0.73062 | 0.69657 | 0.68877 | 0.74409 | 0.69941 | 0.73204 | 0.71501 | 0.68238 | 0.72281 | 0.68593 | 0.73345 | 0.69089 | 0.67387 | 0.72494 | 0.68025 | 0.68593 | 0.74409 | 0.69515 | 0.69728 | 0.69586 | 0.67813 | 0.72494 | 0.68947 | 0.71714 | 0.67387 | 0.6838 | 0.7214 | 0.70153 | 0.73062 | 0.7214 | 0.73771 | 0.7448 | 0.69799 | 0.76771 | 0.75958 | 0.7751 | 0.76771 | 0.70564 | 0.73741 | 0.7581 | 0.7315 | 0.77066 | 0.7714 | 0.70564 | 0.74259 | 0.77362 | 0.74259 | 0.75515 | 0.75736 | 0.76549 | 0.71599 | 0.76032 | 0.73889 | 0.7315 | 0.74628 | 0.74185 | 0.7581 | 0.72855 | 0.72264 | 0.77362 | 0.75958 | 0.74406 | 0.70712 | 0.74406 | 0.7714 | 0.72264 | 0.7352 | 0.7352 | 0.73298 | 0.70416 | 0.74924 | 0.70269 | 0.70416 | 0.7219 | 0.76475 | 0.72485 | 0.74776 | 0.70638 | 0.75736 | 0.77288 | 0.7581 | 0.71693 | 0.73345 | 0.75071 | 0.72069 | 0.74621 | 0.7342 | 0.73044 | 0.75747 | 0.7327 | 0.75747 | 0.7387 | 0.76047 | 0.75071 | 0.77399 | 0.74396 | 0.7342 | 0.72519 | 0.71693 | 0.75822 | 0.71468 | 0.72219 | 0.77023 | 0.7387 | 0.78825 | 0.72069 | 0.76423 | 0.77774 | 0.72519 | 0.7327 | 0.74171 | 0.75222 | 0.78299 | 0.74396 | 0.77248 | 0.73495 | 0.76047 | 0.76798 | 0.71318 | 0.75747 | 0.75297 | 0.74621 | 0.77399 | 0.74095 | 0.74771 | 0.77474 | 0.74171 | 0.73495 | 0.73945 | 0.74696 | 0.72219 | 0.71993 | 0.74095 | 0.74696 | 0.75222 | 0.76873 | 0.77849 | 0.7357 | 0.76873 | 0.75747 | 0.77023 | 0.72744 | 0.74095 | 0.72369 | 0.78825 | 0.72594 | 0.76197 | 0.74846 | 0.76273 | 0.71393 | 0.76873 | 0.74396 | 0.77399 | 0.72219 | 0.72219 | 0.71318 | 0.77098 | 0.75146 | 0.78074 | 0.71318 | 0.74921 | 0.72444 | 0.73645 | 0.78675 | 0.77924 | 0.73345 | 0.74171 | 0.74471 | 0.71993 | 0.72369 | 0.72444 | 0.77098 | 0.77999 | 0.75222 | 0.7357 | 0.72894
ON_GTT_DSS | 640 | 230 | ON | 0.002429 | 640 | 24640 | 0.59851 | 0.66255 | 0.63863 | 0.62764 | 0.6257 | 0.62506 | 0.64315 | 0.65737 | 0.66513 | 0.62441 | 0.61407 | 0.63928 | 0.66125 | 0.62635 | 0.65156 | 0.65737 | 0.62893 | 0.62312 | 0.67224 | 0.63475 | 0.6354 | 0.63604 | 0.62247 | 0.62764 | 0.64057 | 0.62441 | 0.62182 | 0.64186 | 0.66642 | 0.64121 | 0.61601 | 0.63346 | 0.62312 | 0.65285 | 0.6257 | 0.64574 | 0.63152 | 0.61601 | 0.6354 | 0.67289 | 0.63604 | 0.62958 | 0.66578 | 0.61407 | 0.65802 | 0.6438 | 0.6354 | 0.67224 | 0.62053 | 0.72954 | 0.6794 | 0.68929 | 0.69847 | 0.72389 | 0.69141 | 0.69282 | 0.68505 | 0.73166 | 0.72248 | 0.6794 | 0.67728 | 0.68858 | 0.7133 | 0.7246 | 0.72672 | 0.73872 | 0.68717 | 0.70271 | 0.68929 | 0.72107 | 0.70765 | 0.69847 | 0.67587 | 0.69564 | 0.69776 | 0.70765 | 0.69706 | 0.67375 | 0.67446 | 0.67092 | 0.69847 | 0.72954 | 0.68364 | 0.69988 | 0.67657 | 0.68152 | 0.71401 | 0.69282 | 0.71471 | 0.73731 | 0.72884 | 0.71259 | 0.74155 | 0.70129 | 0.6907 | 0.68434 | 0.67446 | 0.70025 | 0.7455 | 0.7139 | 0.70887 | 0.7297 | 0.72826 | 0.72539 | 0.72539 | 0.6981 | 0.73975 | 0.73975 | 0.73113 | 0.68876 | 0.72252 | 0.74622 | 0.73975 | 0.70528 | 0.69738 | 0.7534 | 0.70815 | 0.74119 | 0.72395 | 0.69091 | 0.73185 | 0.69451 | 0.74263 | 0.69953 | 0.6823 | 0.73401 | 0.68876 | 0.69451 | 0.7534 | 0.70384 | 0.706 | 0.70456 | 0.68661 | 0.73401 | 0.6981 | 0.72611 | 0.6823 | 0.69235 | 0.73042 | 0.71031 | 0.73975 | 0.73042 | 0.74693 | 0.75412 | 0.70672 | 0.77731 | 0.76908 | 0.78479 | 0.77731 | 0.71447 | 0.74664 | 0.76758 | 0.74065 | 0.7803 | 0.78105 | 0.71447 | 0.75187 | 0.78329 | 0.75187 | 0.76459 | 0.76684 | 0.77506 | 0.72494 | 0.76983 | 0.74813 | 0.74065 | 0.75561 | 0.75112 | 0.76758 | 0.73766 | 0.73167 | 0.78329 | 0.76908 | 0.75337 | 0.71596 | 0.75337 | 0.78105 | 0.73167 | 0.74439 | 0.74439 | 0.74215 | 0.71297 | 0.75861 | 0.71147 | 0.71297 | 0.73092 | 0.77432 | 0.73392 | 0.75711 | 0.71521 | 0.76684 | 0.78255 | 0.76758 | 0.7259 | 0.74262 | 0.7601 | 0.7297 | 0.75554 | 0.74338 | 0.73958 | 0.76694 | 0.74186 | 0.76694 | 0.74794 | 0.76998 | 0.7601 | 0.78367 | 0.75326 | 0.74338 | 0.73426 | 0.7259 | 0.7677 | 0.72362 | 0.73122 | 0.77986 | 0.74794 | 0.79811 | 0.7297 | 0.77378 | 0.78747 | 0.73426 | 0.74186 | 0.75098 | 0.76162 | 0.79279 | 0.75326 | 0.78215 | 0.74414 | 0.76998 | 0.77758 | 0.7221 | 0.76694 | 0.76238 | 0.75554 | 0.78367 | 0.75022 | 0.75706 | 0.78443 | 0.75098 | 0.74414 | 0.7487 | 0.7563 | 0.73122 | 0.72894 | 0.75022 | 0.7563 | 0.76162 | 0.77834 | 0.78823 | 0.7449 | 0.77834 | 0.76694 | 0.77986 | 0.73654 | 0.75022 | 0.73274 | 0.79811 | 0.73502 | 0.7715 | 0.75782 | 0.77226 | 0.72286 | 0.77834 | 0.75326 | 0.78367 | 0.73122 | 0.73122 | 0.7221 | 0.78062 | 0.76086 | 0.79051 | 0.7221 | 0.75858 | 0.7335 | 0.74566 | 0.79659 | 0.78899 | 0.74262 | 0.75098 | 0.75402 | 0.72894 | 0.73274 | 0.7335 | 0.78062 | 0.78975 | 0.76162 | 0.7449 | 0.73806
ON_GTT_JCT | 641 | 230 | ON | 0.001387 | 641 | 24640 | 0.34176 | 0.37832 | 0.36467 | 0.35839 | 0.35729 | 0.35692 | 0.36725 | 0.37537 | 0.3798 | 0.35655 | 0.35064 | 0.36504 | 0.37759 | 0.35766 | 0.37205 | 0.37537 | 0.35913 | 0.35581 | 0.38386 | 0.36245 | 0.36282 | 0.36319 | 0.35544 | 0.35839 | 0.36578 | 0.35655 | 0.35507 | 0.36651 | 0.38054 | 0.36614 | 0.35175 | 0.36172 | 0.35581 | 0.37279 | 0.35729 | 0.36873 | 0.36061 | 0.35175 | 0.36282 | 0.38423 | 0.36319 | 0.3595 | 0.38017 | 0.35064 | 0.37574 | 0.36762 | 0.36282 | 0.38386 | 0.35433 | 0.41658 | 0.38795 | 0.39359 | 0.39884 | 0.41335 | 0.3948 | 0.39561 | 0.39117 | 0.41779 | 0.41255 | 0.38795 | 0.38674 | 0.39319 | 0.40731 | 0.41376 | 0.41497 | 0.42182 | 0.39238 | 0.40126 | 0.39359 | 0.41174 | 0.40408 | 0.39884 | 0.38593 | 0.39722 | 0.39843 | 0.40408 | 0.39803 | 0.38472 | 0.38513 | 0.38311 | 0.39884 | 0.41658 | 0.39037 | 0.39964 | 0.38634 | 0.38916 | 0.40771 | 0.39561 | 0.40811 | 0.42102 | 0.41618 | 0.4069 | 0.42344 | 0.40045 | 0.3944 | 0.39077 | 0.38513 | 0.39986 | 0.42569 | 0.40765 | 0.40478 | 0.41667 | 0.41585 | 0.41421 | 0.41421 | 0.39863 | 0.42241 | 0.42241 | 0.41749 | 0.39329 | 0.41257 | 0.4261 | 0.42241 | 0.40273 | 0.39822 | 0.4302 | 0.40437 | 0.42323 | 0.41339 | 0.39452 | 0.4179 | 0.39657 | 0.42405 | 0.39945 | 0.3896 | 0.41913 | 0.39329 | 0.39657 | 0.4302 | 0.40191 | 0.40314 | 0.40232 | 0.39206 | 0.41913 | 0.39863 | 0.41462 | 0.3896 | 0.39534 | 0.41708 | 0.4056 | 0.42241 | 0.41708 | 0.42651 | 0.43061 | 0.40355 | 0.44386 | 0.43916 | 0.44813 | 0.44386 | 0.40797 | 0.42634 | 0.4383 | 0.42292 | 0.44557 | 0.44599 | 0.40797 | 0.42933 | 0.44727 | 0.42933 | 0.43659 | 0.43788 | 0.44258 | 0.41395 | 0.43958 | 0.4272 | 0.42292 | 0.43147 | 0.4289 | 0.4383 | 0.42122 | 0.4178 | 0.44727 | 0.43916 | 0.43019 | 0.40883 | 0.43019 | 0.44599 | 0.4178 | 0.42506 | 0.42506 | 0.42378 | 0.40712 | 0.43318 | 0.40626 | 0.40712 | 0.41737 | 0.44215 | 0.41908 | 0.43232 | 0.4084 | 0.43788 | 0.44685 | 0.4383 | 0.4145 | 0.42405 | 0.43403 | 0.41667 | 0.43143 | 0.42448 | 0.42231 | 0.43794 | 0.42361 | 0.43794 | 0.42709 | 0.43967 | 0.43403 | 0.44749 | 0.43012 | 0.42448 | 0.41927 | 0.4145 | 0.43837 | 0.4132 | 0.41754 | 0.44532 | 0.42709 | 0.45573 | 0.41667 | 0.44184 | 0.44966 | 0.41927 | 0.42361 | 0.42882 | 0.4349 | 0.45269 | 0.43012 | 0.44662 | 0.42492 | 0.43967 | 0.44401 | 0.41233 | 0.43794 | 0.43533 | 0.43143 | 0.44749 | 0.42839 | 0.4323 | 0.44792 | 0.42882 | 0.42492 | 0.42752 | 0.43186 | 0.41754 | 0.41624 | 0.42839 | 0.43186 | 0.4349 | 0.44445 | 0.45009 | 0.42535 | 0.44445 | 0.43794 | 0.44532 | 0.42058 | 0.42839 | 0.41841 | 0.45573 | 0.41971 | 0.44054 | 0.43273 | 0.44098 | 0.41276 | 0.44445 | 0.43012 | 0.44749 | 0.41754 | 0.41754 | 0.41233 | 0.44575 | 0.43447 | 0.45139 | 0.41233 | 0.43316 | 0.41884 | 0.42578 | 0.45486 | 0.45052 | 0.42405 | 0.42882 | 0.43056 | 0.41624 | 0.41841 | 0.41884 | 0.44575 | 0.45096 | 0.4349 | 0.42535 | 0.42144
ON_GUE_JCT | 642 | 230 | ON | 0.001701 | 642 | 24640 | 0.41913 | 0.46397 | 0.44722 | 0.43953 | 0.43817 | 0.43772 | 0.45039 | 0.46035 | 0.46578 | 0.43727 | 0.43002 | 0.44768 | 0.46307 | 0.43862 | 0.45628 | 0.46035 | 0.44043 | 0.43636 | 0.47076 | 0.44451 | 0.44496 | 0.44541 | 0.43591 | 0.43953 | 0.44858 | 0.43727 | 0.43546 | 0.44949 | 0.46669 | 0.44904 | 0.43138 | 0.4436 | 0.43636 | 0.45718 | 0.43817 | 0.4522 | 0.44225 | 0.43138 | 0.44496 | 0.47122 | 0.44541 | 0.44089 | 0.46624 | 0.43002 | 0.4608 | 0.45085 | 0.44496 | 0.47076 | 0.43455 | 0.51089 | 0.47578 | 0.4827 | 0.48913 | 0.50693 | 0.48418 | 0.48517 | 0.47973 | 0.51237 | 0.50594 | 0.47578 | 0.47429 | 0.4822 | 0.49951 | 0.50743 | 0.50891 | 0.51732 | 0.48122 | 0.4921 | 0.4827 | 0.50496 | 0.49556 | 0.48913 | 0.4733 | 0.48715 | 0.48863 | 0.49556 | 0.48814 | 0.47182 | 0.47231 | 0.46984 | 0.48913 | 0.51089 | 0.47874 | 0.49012 | 0.4738 | 0.47726 | 0.50001 | 0.48517 | 0.5005 | 0.51633 | 0.5104 | 0.49902 | 0.5193 | 0.49111 | 0.48369 | 0.47924 | 0.47231 | 0.49038 | 0.52206 | 0.49993 | 0.49641 | 0.511 | 0.50999 | 0.50798 | 0.50798 | 0.48887 | 0.51804 | 0.51804 | 0.512 | 0.48233 | 0.50597 | 0.52257 | 0.51804 | 0.4939 | 0.48837 | 0.5276 | 0.49591 | 0.51905 | 0.50698 | 0.48384 | 0.51251 | 0.48635 | 0.52005 | 0.48987 | 0.4778 | 0.51402 | 0.48233 | 0.48635 | 0.5276 | 0.49289 | 0.4944 | 0.4934 | 0.48082 | 0.51402 | 0.48887 | 0.50848 | 0.4778 | 0.48485 | 0.5115 | 0.49742 | 0.51804 | 0.5115 | 0.52307 | 0.5281 | 0.4949 | 0.54434 | 0.53858 | 0.54958 | 0.54434 | 0.50033 | 0.52286 | 0.53753 | 0.51867 | 0.54644 | 0.54696 | 0.50033 | 0.52653 | 0.54853 | 0.52653 | 0.53543 | 0.53701 | 0.54277 | 0.50767 | 0.5391 | 0.52391 | 0.51867 | 0.52915 | 0.526 | 0.53753 | 0.51657 | 0.51238 | 0.54853 | 0.53858 | 0.52758 | 0.50138 | 0.52758 | 0.54696 | 0.51238 | 0.52129 | 0.52129 | 0.51972 | 0.49928 | 0.53124 | 0.49824 | 0.49928 | 0.51186 | 0.54224 | 0.51395 | 0.53019 | 0.50086 | 0.53701 | 0.54801 | 0.53753 | 0.50834 | 0.52005 | 0.53229 | 0.511 | 0.5291 | 0.52058 | 0.51792 | 0.53708 | 0.51952 | 0.53708 | 0.52377 | 0.53921 | 0.53229 | 0.54879 | 0.5275 | 0.52058 | 0.51419 | 0.50834 | 0.53761 | 0.50674 | 0.51206 | 0.54613 | 0.52377 | 0.55891 | 0.511 | 0.54187 | 0.55145 | 0.51419 | 0.51952 | 0.5259 | 0.53336 | 0.55518 | 0.5275 | 0.54773 | 0.52111 | 0.53921 | 0.54453 | 0.50568 | 0.53708 | 0.53389 | 0.5291 | 0.54879 | 0.52537 | 0.53016 | 0.54932 | 0.5259 | 0.52111 | 0.52431 | 0.52963 | 0.51206 | 0.51047 | 0.52537 | 0.52963 | 0.53336 | 0.54507 | 0.55199 | 0.52164 | 0.54507 | 0.53708 | 0.54613 | 0.51579 | 0.52537 | 0.51313 | 0.55891 | 0.51472 | 0.54027 | 0.53069 | 0.54081 | 0.50621 | 0.54507 | 0.5275 | 0.54879 | 0.51206 | 0.51206 | 0.50568 | 0.54666 | 0.53282 | 0.55358 | 0.50568 | 0.53123 | 0.51366 | 0.52218 | 0.55784 | 0.55252 | 0.52005 | 0.5259 | 0.52803 | 0.51047 | 0.51313 | 0.51366 | 0.54666 | 0.55305 | 0.53336 | 0.52164 | 0.51685
ON_GV3_GSS | 643 | 230 | ON | 0.001015 | 643 | 24640 | 0.2501 | 0.27686 | 0.26686 | 0.26227 | 0.26146 | 0.26119 | 0.26875 | 0.2747 | 0.27794 | 0.26092 | 0.2566 | 0.26713 | 0.27632 | 0.26173 | 0.27226 | 0.2747 | 0.26281 | 0.26038 | 0.28091 | 0.26524 | 0.26551 | 0.26578 | 0.26011 | 0.26227 | 0.26767 | 0.26092 | 0.25984 | 0.26821 | 0.27848 | 0.26794 | 0.25741 | 0.2647 | 0.26038 | 0.2728 | 0.26146 | 0.26983 | 0.26389 | 0.25741 | 0.26551 | 0.28118 | 0.26578 | 0.26308 | 0.27821 | 0.2566 | 0.27497 | 0.26902 | 0.26551 | 0.28091 | 0.2593 | 0.30485 | 0.2839 | 0.28803 | 0.29187 | 0.30249 | 0.28892 | 0.28951 | 0.28626 | 0.30574 | 0.3019 | 0.2839 | 0.28301 | 0.28774 | 0.29806 | 0.30279 | 0.30367 | 0.30869 | 0.28715 | 0.29364 | 0.28803 | 0.30131 | 0.2957 | 0.29187 | 0.28242 | 0.29069 | 0.29157 | 0.2957 | 0.29128 | 0.28154 | 0.28183 | 0.28036 | 0.29187 | 0.30485 | 0.28567 | 0.29246 | 0.28272 | 0.28478 | 0.29836 | 0.28951 | 0.29865 | 0.3081 | 0.30456 | 0.29777 | 0.30987 | 0.29305 | 0.28862 | 0.28596 | 0.28183 | 0.29261 | 0.31152 | 0.29831 | 0.29621 | 0.30492 | 0.30432 | 0.30312 | 0.30312 | 0.29171 | 0.30912 | 0.30912 | 0.30552 | 0.28781 | 0.30192 | 0.31182 | 0.30912 | 0.29471 | 0.29141 | 0.31482 | 0.29591 | 0.30972 | 0.30252 | 0.28871 | 0.30582 | 0.29021 | 0.31032 | 0.29231 | 0.28511 | 0.30672 | 0.28781 | 0.29021 | 0.31482 | 0.29411 | 0.29501 | 0.29441 | 0.28691 | 0.30672 | 0.29171 | 0.30342 | 0.28511 | 0.28931 | 0.30522 | 0.29681 | 0.30912 | 0.30522 | 0.31212 | 0.31512 | 0.29531 | 0.32481 | 0.32137 | 0.32794 | 0.32481 | 0.29855 | 0.31199 | 0.32075 | 0.30949 | 0.32606 | 0.32638 | 0.29855 | 0.31418 | 0.32731 | 0.31418 | 0.3195 | 0.32044 | 0.32387 | 0.30293 | 0.32169 | 0.31262 | 0.30949 | 0.31575 | 0.31387 | 0.32075 | 0.30824 | 0.30574 | 0.32731 | 0.32137 | 0.31481 | 0.29918 | 0.31481 | 0.32638 | 0.30574 | 0.31106 | 0.31106 | 0.31012 | 0.29793 | 0.317 | 0.2973 | 0.29793 | 0.30543 | 0.32356 | 0.30668 | 0.31637 | 0.29886 | 0.32044 | 0.327 | 0.32075 | 0.30333 | 0.31032 | 0.31762 | 0.30492 | 0.31572 | 0.31063 | 0.30905 | 0.32048 | 0.31 | 0.32048 | 0.31254 | 0.32175 | 0.31762 | 0.32747 | 0.31476 | 0.31063 | 0.30682 | 0.30333 | 0.3208 | 0.30238 | 0.30555 | 0.32588 | 0.31254 | 0.3335 | 0.30492 | 0.32334 | 0.32906 | 0.30682 | 0.31 | 0.31381 | 0.31826 | 0.33128 | 0.31476 | 0.32683 | 0.31095 | 0.32175 | 0.32493 | 0.30174 | 0.32048 | 0.31857 | 0.31572 | 0.32747 | 0.31349 | 0.31635 | 0.32779 | 0.31381 | 0.31095 | 0.31286 | 0.31603 | 0.30555 | 0.3046 | 0.31349 | 0.31603 | 0.31826 | 0.32524 | 0.32937 | 0.31127 | 0.32524 | 0.32048 | 0.32588 | 0.30778 | 0.31349 | 0.30619 | 0.3335 | 0.30714 | 0.32239 | 0.31667 | 0.3227 | 0.30206 | 0.32524 | 0.31476 | 0.32747 | 0.30555 | 0.30555 | 0.30174 | 0.3262 | 0.31794 | 0.33033 | 0.30174 | 0.31699 | 0.30651 | 0.31159 | 0.33287 | 0.32969 | 0.31032 | 0.31381 | 0.31508 | 0.3046 | 0.30619 | 0.30651 | 0.3262 | 0.33001 | 0.31826 | 0.31127 | 0.30841
ON_GV3_JCT | 644 | 230 | ON | 0.001015 | 644 | 24640 | 0.2501 | 0.27686 | 0.26686 | 0.26227 | 0.26146 | 0.26119 | 0.26875 | 0.2747 | 0.27794 | 0.26092 | 0.2566 | 0.26713 | 0.27632 | 0.26173 | 0.27226 | 0.2747 | 0.26281 | 0.26038 | 0.28091 | 0.26524 | 0.26551 | 0.26578 | 0.26011 | 0.26227 | 0.26767 | 0.26092 | 0.25984 | 0.26821 | 0.27848 | 0.26794 | 0.25741 | 0.2647 | 0.26038 | 0.2728 | 0.26146 | 0.26983 | 0.26389 | 0.25741 | 0.26551 | 0.28118 | 0.26578 | 0.26308 | 0.27821 | 0.2566 | 0.27497 | 0.26902 | 0.26551 | 0.28091 | 0.2593 | 0.30485 | 0.2839 | 0.28803 | 0.29187 | 0.30249 | 0.28892 | 0.28951 | 0.28626 | 0.30574 | 0.3019 | 0.2839 | 0.28301 | 0.28774 | 0.29806 | 0.30279 | 0.30367 | 0.30869 | 0.28715 | 0.29364 | 0.28803 | 0.30131 | 0.2957 | 0.29187 | 0.28242 | 0.29069 | 0.29157 | 0.2957 | 0.29128 | 0.28154 | 0.28183 | 0.28036 | 0.29187 | 0.30485 | 0.28567 | 0.29246 | 0.28272 | 0.28478 | 0.29836 | 0.28951 | 0.29865 | 0.3081 | 0.30456 | 0.29777 | 0.30987 | 0.29305 | 0.28862 | 0.28596 | 0.28183 | 0.29261 | 0.31152 | 0.29831 | 0.29621 | 0.30492 | 0.30432 | 0.30312 | 0.30312 | 0.29171 | 0.30912 | 0.30912 | 0.30552 | 0.28781 | 0.30192 | 0.31182 | 0.30912 | 0.29471 | 0.29141 | 0.31482 | 0.29591 | 0.30972 | 0.30252 | 0.28871 | 0.30582 | 0.29021 | 0.31032 | 0.29231 | 0.28511 | 0.30672 | 0.28781 | 0.29021 | 0.31482 | 0.29411 | 0.29501 | 0.29441 | 0.28691 | 0.30672 | 0.29171 | 0.30342 | 0.28511 | 0.28931 | 0.30522 | 0.29681 | 0.30912 | 0.30522 | 0.31212 | 0.31512 | 0.29531 | 0.32481 | 0.32137 | 0.32794 | 0.32481 | 0.29855 | 0.31199 | 0.32075 | 0.30949 | 0.32606 | 0.32638 | 0.29855 | 0.31418 | 0.32731 | 0.31418 | 0.3195 | 0.32044 | 0.32387 | 0.30293 | 0.32169 | 0.31262 | 0.30949 | 0.31575 | 0.31387 | 0.32075 | 0.30824 | 0.30574 | 0.32731 | 0.32137 | 0.31481 | 0.29918 | 0.31481 | 0.32638 | 0.30574 | 0.31106 | 0.31106 | 0.31012 | 0.29793 | 0.317 | 0.2973 | 0.29793 | 0.30543 | 0.32356 | 0.30668 | 0.31637 | 0.29886 | 0.32044 | 0.327 | 0.32075 | 0.30333 | 0.31032 | 0.31762 | 0.30492 | 0.31572 | 0.31063 | 0.30905 | 0.32048 | 0.31 | 0.32048 | 0.31254 | 0.32175 | 0.31762 | 0.32747 | 0.31476 | 0.31063 | 0.30682 | 0.30333 | 0.3208 | 0.30238 | 0.30555 | 0.32588 | 0.31254 | 0.3335 | 0.30492 | 0.32334 | 0.32906 | 0.30682 | 0.31 | 0.31381 | 0.31826 | 0.33128 | 0.31476 | 0.32683 | 0.31095 | 0.32175 | 0.32493 | 0.30174 | 0.32048 | 0.31857 | 0.31572 | 0.32747 | 0.31349 | 0.31635 | 0.32779 | 0.31381 | 0.31095 | 0.31286 | 0.31603 | 0.30555 | 0.3046 | 0.31349 | 0.31603 | 0.31826 | 0.32524 | 0.32937 | 0.31127 | 0.32524 | 0.32048 | 0.32588 | 0.30778 | 0.31349 | 0.30619 | 0.3335 | 0.30714 | 0.32239 | 0.31667 | 0.3227 | 0.30206 | 0.32524 | 0.31476 | 0.32747 | 0.30555 | 0.30555 | 0.30174 | 0.3262 | 0.31794 | 0.33033 | 0.30174 | 0.31699 | 0.30651 | 0.31159 | 0.33287 | 0.32969 | 0.31032 | 0.31381 | 0.31508 | 0.3046 | 0.30619 | 0.30651 | 0.3262 | 0.33001 | 0.31826 | 0.31127 | 0.30841
ON_HAI_JCT | 645 | 230 | ON | 0.003487 | 645 | 24640 | 0.8592 | 0.95113 | 0.9168 | 0.90102 | 0.89824 | 0.89731 | 0.92329 | 0.94371 | 0.95484 | 0.89638 | 0.88154 | 0.91773 | 0.94927 | 0.89917 | 0.93536 | 0.94371 | 0.90288 | 0.89453 | 0.96505 | 0.91123 | 0.91216 | 0.91309 | 0.8936 | 0.90102 | 0.91958 | 0.89638 | 0.89267 | 0.92144 | 0.9567 | 0.92051 | 0.88432 | 0.90937 | 0.89453 | 0.93721 | 0.89824 | 0.927 | 0.90659 | 0.88432 | 0.91216 | 0.96598 | 0.91309 | 0.90381 | 0.95577 | 0.88154 | 0.94464 | 0.92422 | 0.91216 | 0.96505 | 0.89082 | 1.0473 | 0.97533 | 0.98952 | 1.0027 | 1.0392 | 0.99256 | 0.99459 | 0.98344 | 1.0504 | 1.0372 | 0.97533 | 0.97228 | 0.98851 | 1.024 | 1.0402 | 1.0433 | 1.0605 | 0.98648 | 1.0088 | 0.98952 | 1.0351 | 1.0159 | 1.0027 | 0.97026 | 0.99864 | 1.0017 | 1.0159 | 1.0007 | 0.96722 | 0.96823 | 0.96316 | 1.0027 | 1.0473 | 0.98141 | 1.0047 | 0.97127 | 0.97837 | 1.025 | 0.99459 | 1.026 | 1.0585 | 1.0463 | 1.023 | 1.0645 | 1.0068 | 0.99155 | 0.98242 | 0.96823 | 1.0053 | 1.0702 | 1.0248 | 1.0176 | 1.0475 | 1.0455 | 1.0413 | 1.0413 | 1.0022 | 1.062 | 1.062 | 1.0496 | 0.98876 | 1.0372 | 1.0712 | 1.062 | 1.0125 | 1.0011 | 1.0816 | 1.0166 | 1.064 | 1.0393 | 0.99186 | 1.0506 | 0.99701 | 1.0661 | 1.0042 | 0.97948 | 1.0537 | 0.98876 | 0.99701 | 1.0816 | 1.0104 | 1.0135 | 1.0114 | 0.98567 | 1.0537 | 1.0022 | 1.0424 | 0.97948 | 0.99392 | 1.0486 | 1.0197 | 1.062 | 1.0486 | 1.0723 | 1.0826 | 1.0145 | 1.1159 | 1.1041 | 1.1266 | 1.1159 | 1.0257 | 1.0718 | 1.1019 | 1.0633 | 1.1202 | 1.1213 | 1.0257 | 1.0794 | 1.1245 | 1.0794 | 1.0976 | 1.1008 | 1.1127 | 1.0407 | 1.1051 | 1.074 | 1.0633 | 1.0847 | 1.0783 | 1.1019 | 1.059 | 1.0504 | 1.1245 | 1.1041 | 1.0815 | 1.0278 | 1.0815 | 1.1213 | 1.0504 | 1.0686 | 1.0686 | 1.0654 | 1.0235 | 1.089 | 1.0214 | 1.0235 | 1.0493 | 1.1116 | 1.0536 | 1.0869 | 1.0267 | 1.1008 | 1.1234 | 1.1019 | 1.0421 | 1.0661 | 1.0912 | 1.0475 | 1.0846 | 1.0672 | 1.0617 | 1.101 | 1.065 | 1.101 | 1.0737 | 1.1054 | 1.0912 | 1.125 | 1.0814 | 1.0672 | 1.0541 | 1.0421 | 1.1021 | 1.0388 | 1.0497 | 1.1196 | 1.0737 | 1.1457 | 1.0475 | 1.1108 | 1.1305 | 1.0541 | 1.065 | 1.0781 | 1.0934 | 1.1381 | 1.0814 | 1.1228 | 1.0683 | 1.1054 | 1.1163 | 1.0366 | 1.101 | 1.0945 | 1.0846 | 1.125 | 1.077 | 1.0868 | 1.1261 | 1.0781 | 1.0683 | 1.0748 | 1.0857 | 1.0497 | 1.0464 | 1.077 | 1.0857 | 1.0934 | 1.1174 | 1.1316 | 1.0694 | 1.1174 | 1.101 | 1.1196 | 1.0574 | 1.077 | 1.0519 | 1.1457 | 1.0552 | 1.1075 | 1.0879 | 1.1086 | 1.0377 | 1.1174 | 1.0814 | 1.125 | 1.0497 | 1.0497 | 1.0366 | 1.1206 | 1.0923 | 1.1348 | 1.0366 | 1.089 | 1.053 | 1.0704 | 1.1436 | 1.1326 | 1.0661 | 1.0781 | 1.0825 | 1.0464 | 1.0519 | 1.053 | 1.1206 | 1.1337 | 1.0934 | 1.0694 | 1.0595
ON_HBY_JCT | 646 | 230 | ON | 0.003487 | 646 | 24640 | 0.8592 | 0.95113 | 0.9168 | 0.90102 | 0.89824 | 0.89731 | 0.92329 | 0.94371 | 0.95484 | 0.89638 | 0.88154 | 0.91773 | 0.94927 | 0.89917 | 0.93536 | 0.94371 | 0.90288 | 0.89453 | 0.96505 | 0.91123 | 0.91216 | 0.91309 | 0.8936 | 0.90102 | 0.91958 | 0.89638 | 0.89267 | 0.92144 | 0.9567 | 0.92051 | 0.88432 | 0.90937 | 0.89453 | 0.93721 | 0.89824 | 0.927 | 0.90659 | 0.88432 | 0.91216 | 0.96598 | 0.91309 | 0.90381 | 0.95577 | 0.88154 | 0.94464 | 0.92422 | 0.91216 | 0.96505 | 0.89082 | 1.0473 | 0.97533 | 0.98952 | 1.0027 | 1.0392 | 0.99256 | 0.99459 | 0.98344 | 1.0504 | 1.0372 | 0.97533 | 0.97228 | 0.98851 | 1.024 | 1.0402 | 1.0433 | 1.0605 | 0.98648 | 1.0088 | 0.98952 | 1.0351 | 1.0159 | 1.0027 | 0.97026 | 0.99864 | 1.0017 | 1.0159 | 1.0007 | 0.96722 | 0.96823 | 0.96316 | 1.0027 | 1.0473 | 0.98141 | 1.0047 | 0.97127 | 0.97837 | 1.025 | 0.99459 | 1.026 | 1.0585 | 1.0463 | 1.023 | 1.0645 | 1.0068 | 0.99155 | 0.98242 | 0.96823 | 1.0053 | 1.0702 | 1.0248 | 1.0176 | 1.0475 | 1.0455 | 1.0413 | 1.0413 | 1.0022 | 1.062 | 1.062 | 1.0496 | 0.98876 | 1.0372 | 1.0712 | 1.062 | 1.0125 | 1.0011 | 1.0816 | 1.0166 | 1.064 | 1.0393 | 0.99186 | 1.0506 | 0.99701 | 1.0661 | 1.0042 | 0.97948 | 1.0537 | 0.98876 | 0.99701 | 1.0816 | 1.0104 | 1.0135 | 1.0114 | 0.98567 | 1.0537 | 1.0022 | 1.0424 | 0.97948 | 0.99392 | 1.0486 | 1.0197 | 1.062 | 1.0486 | 1.0723 | 1.0826 | 1.0145 | 1.1159 | 1.1041 | 1.1266 | 1.1159 | 1.0257 | 1.0718 | 1.1019 | 1.0633 | 1.1202 | 1.1213 | 1.0257 | 1.0794 | 1.1245 | 1.0794 | 1.0976 | 1.1008 | 1.1127 | 1.0407 | 1.1051 | 1.074 | 1.0633 | 1.0847 | 1.0783 | 1.1019 | 1.059 | 1.0504 | 1.1245 | 1.1041 | 1.0815 | 1.0278 | 1.0815 | 1.1213 | 1.0504 | 1.0686 | 1.0686 | 1.0654 | 1.0235 | 1.089 | 1.0214 | 1.0235 | 1.0493 | 1.1116 | 1.0536 | 1.0869 | 1.0267 | 1.1008 | 1.1234 | 1.1019 | 1.0421 | 1.0661 | 1.0912 | 1.0475 | 1.0846 | 1.0672 | 1.0617 | 1.101 | 1.065 | 1.101 | 1.0737 | 1.1054 | 1.0912 | 1.125 | 1.0814 | 1.0672 | 1.0541 | 1.0421 | 1.1021 | 1.0388 | 1.0497 | 1.1196 | 1.0737 | 1.1457 | 1.0475 | 1.1108 | 1.1305 | 1.0541 | 1.065 | 1.0781 | 1.0934 | 1.1381 | 1.0814 | 1.1228 | 1.0683 | 1.1054 | 1.1163 | 1.0366 | 1.101 | 1.0945 | 1.0846 | 1.125 | 1.077 | 1.0868 | 1.1261 | 1.0781 | 1.0683 | 1.0748 | 1.0857 | 1.0497 | 1.0464 | 1.077 | 1.0857 | 1.0934 | 1.1174 | 1.1316 | 1.0694 | 1.1174 | 1.101 | 1.1196 | 1.0574 | 1.077 | 1.0519 | 1.1457 | 1.0552 | 1.1075 | 1.0879 | 1.1086 | 1.0377 | 1.1174 | 1.0814 | 1.125 | 1.0497 | 1.0497 | 1.0366 | 1.1206 | 1.0923 | 1.1348 | 1.0366 | 1.089 | 1.053 | 1.0704 | 1.1436 | 1.1326 | 1.0661 | 1.0781 | 1.0825 | 1.0464 | 1.0519 | 1.053 | 1.1206 | 1.1337 | 1.0934 | 1.0694 | 1.0595
ON_HLA_JCT | 647 | 230 | ON | 0.003487 | 647 | 24640 | 0.8592 | 0.95113 | 0.9168 | 0.90102 | 0.89824 | 0.89731 | 0.92329 | 0.94371 | 0.95484 | 0.89638 | 0.88154 | 0.91773 | 0.94927 | 0.89917 | 0.93536 | 0.94371 | 0.90288 | 0.89453 | 0.96505 | 0.91123 | 0.91216 | 0.91309 | 0.8936 | 0.90102 | 0.91958 | 0.89638 | 0.89267 | 0.92144 | 0.9567 | 0.92051 | 0.88432 | 0.90937 | 0.89453 | 0.93721 | 0.89824 | 0.927 | 0.90659 | 0.88432 | 0.91216 | 0.96598 | 0.91309 | 0.90381 | 0.95577 | 0.88154 | 0.94464 | 0.92422 | 0.91216 | 0.96505 | 0.89082 | 1.0473 | 0.97533 | 0.98952 | 1.0027 | 1.0392 | 0.99256 | 0.99459 | 0.98344 | 1.0504 | 1.0372 | 0.97533 | 0.97228 | 0.98851 | 1.024 | 1.0402 | 1.0433 | 1.0605 | 0.98648 | 1.0088 | 0.98952 | 1.0351 | 1.0159 | 1.0027 | 0.97026 | 0.99864 | 1.0017 | 1.0159 | 1.0007 | 0.96722 | 0.96823 | 0.96316 | 1.0027 | 1.0473 | 0.98141 | 1.0047 | 0.97127 | 0.97837 | 1.025 | 0.99459 | 1.026 | 1.0585 | 1.0463 | 1.023 | 1.0645 | 1.0068 | 0.99155 | 0.98242 | 0.96823 | 1.0053 | 1.0702 | 1.0248 | 1.0176 | 1.0475 | 1.0455 | 1.0413 | 1.0413 | 1.0022 | 1.062 | 1.062 | 1.0496 | 0.98876 | 1.0372 | 1.0712 | 1.062 | 1.0125 | 1.0011 | 1.0816 | 1.0166 | 1.064 | 1.0393 | 0.99186 | 1.0506 | 0.99701 | 1.0661 | 1.0042 | 0.97948 | 1.0537 | 0.98876 | 0.99701 | 1.0816 | 1.0104 | 1.0135 | 1.0114 | 0.98567 | 1.0537 | 1.0022 | 1.0424 | 0.97948 | 0.99392 | 1.0486 | 1.0197 | 1.062 | 1.0486 | 1.0723 | 1.0826 | 1.0145 | 1.1159 | 1.1041 | 1.1266 | 1.1159 | 1.0257 | 1.0718 | 1.1019 | 1.0633 | 1.1202 | 1.1213 | 1.0257 | 1.0794 | 1.1245 | 1.0794 | 1.0976 | 1.1008 | 1.1127 | 1.0407 | 1.1051 | 1.074 | 1.0633 | 1.0847 | 1.0783 | 1.1019 | 1.059 | 1.0504 | 1.1245 | 1.1041 | 1.0815 | 1.0278 | 1.0815 | 1.1213 | 1.0504 | 1.0686 | 1.0686 | 1.0654 | 1.0235 | 1.089 | 1.0214 | 1.0235 | 1.0493 | 1.1116 | 1.0536 | 1.0869 | 1.0267 | 1.1008 | 1.1234 | 1.1019 | 1.0421 | 1.0661 | 1.0912 | 1.0475 | 1.0846 | 1.0672 | 1.0617 | 1.101 | 1.065 | 1.101 | 1.0737 | 1.1054 | 1.0912 | 1.125 | 1.0814 | 1.0672 | 1.0541 | 1.0421 | 1.1021 | 1.0388 | 1.0497 | 1.1196 | 1.0737 | 1.1457 | 1.0475 | 1.1108 | 1.1305 | 1.0541 | 1.065 | 1.0781 | 1.0934 | 1.1381 | 1.0814 | 1.1228 | 1.0683 | 1.1054 | 1.1163 | 1.0366 | 1.101 | 1.0945 | 1.0846 | 1.125 | 1.077 | 1.0868 | 1.1261 | 1.0781 | 1.0683 | 1.0748 | 1.0857 | 1.0497 | 1.0464 | 1.077 | 1.0857 | 1.0934 | 1.1174 | 1.1316 | 1.0694 | 1.1174 | 1.101 | 1.1196 | 1.0574 | 1.077 | 1.0519 | 1.1457 | 1.0552 | 1.1075 | 1.0879 | 1.1086 | 1.0377 | 1.1174 | 1.0814 | 1.125 | 1.0497 | 1.0497 | 1.0366 | 1.1206 | 1.0923 | 1.1348 | 1.0366 | 1.089 | 1.053 | 1.0704 | 1.1436 | 1.1326 | 1.0661 | 1.0781 | 1.0825 | 1.0464 | 1.0519 | 1.053 | 1.1206 | 1.1337 | 1.0934 | 1.0694 | 1.0595
ON_HLD_DSS | 648 | 230 | ON | 0.003203 | 648 | 24640 | 0.78922 | 0.87367 | 0.84213 | 0.82764 | 0.82508 | 0.82423 | 0.84809 | 0.86685 | 0.87708 | 0.82338 | 0.80974 | 0.84298 | 0.87196 | 0.82593 | 0.85918 | 0.86685 | 0.82934 | 0.82167 | 0.88645 | 0.83701 | 0.83787 | 0.83872 | 0.82082 | 0.82764 | 0.84469 | 0.82338 | 0.81997 | 0.84639 | 0.87878 | 0.84554 | 0.8123 | 0.83531 | 0.82167 | 0.86088 | 0.82508 | 0.8515 | 0.83275 | 0.8123 | 0.83787 | 0.8873 | 0.83872 | 0.8302 | 0.87793 | 0.80974 | 0.8677 | 0.84895 | 0.83787 | 0.88645 | 0.81826 | 0.96201 | 0.89589 | 0.90893 | 0.92103 | 0.95456 | 0.91172 | 0.91358 | 0.90334 | 0.9648 | 0.9527 | 0.89589 | 0.8931 | 0.908 | 0.94059 | 0.95549 | 0.95829 | 0.97412 | 0.90613 | 0.92662 | 0.90893 | 0.95084 | 0.93314 | 0.92103 | 0.89123 | 0.91731 | 0.9201 | 0.93314 | 0.91917 | 0.88844 | 0.88937 | 0.88471 | 0.92103 | 0.96201 | 0.90148 | 0.9229 | 0.89216 | 0.89868 | 0.94152 | 0.91358 | 0.94245 | 0.97225 | 0.96108 | 0.93966 | 0.97784 | 0.92476 | 0.91079 | 0.90241 | 0.88937 | 0.92339 | 0.98305 | 0.94138 | 0.93475 | 0.96222 | 0.96032 | 0.95653 | 0.95653 | 0.92055 | 0.97547 | 0.97547 | 0.96411 | 0.90823 | 0.95275 | 0.984 | 0.97547 | 0.93002 | 0.9196 | 0.99347 | 0.9338 | 0.97737 | 0.95464 | 0.91107 | 0.96506 | 0.91581 | 0.97926 | 0.92244 | 0.89971 | 0.9679 | 0.90823 | 0.91581 | 0.99347 | 0.92812 | 0.93096 | 0.92907 | 0.90539 | 0.9679 | 0.92055 | 0.95748 | 0.89971 | 0.91297 | 0.96316 | 0.93665 | 0.97547 | 0.96316 | 0.98495 | 0.99442 | 0.93191 | 1.025 | 1.0141 | 1.0349 | 1.025 | 0.94213 | 0.98455 | 1.0122 | 0.97666 | 1.0289 | 1.0299 | 0.94213 | 0.99146 | 1.0329 | 0.99146 | 1.0082 | 1.0112 | 1.022 | 0.95594 | 1.0151 | 0.98652 | 0.97666 | 0.99639 | 0.99047 | 1.0122 | 0.97271 | 0.96482 | 1.0329 | 1.0141 | 0.99343 | 0.9441 | 0.99343 | 1.0299 | 0.96482 | 0.98159 | 0.98159 | 0.97863 | 0.94016 | 1.0003 | 0.93818 | 0.94016 | 0.96383 | 1.0211 | 0.96778 | 0.99836 | 0.94312 | 1.0112 | 1.0319 | 1.0122 | 0.9572 | 0.97926 | 1.0023 | 0.96222 | 0.99629 | 0.98026 | 0.97525 | 1.0113 | 0.97825 | 1.0113 | 0.98627 | 1.0153 | 1.0023 | 1.0334 | 0.99329 | 0.98026 | 0.96823 | 0.9572 | 1.0123 | 0.9542 | 0.96422 | 1.0284 | 0.98627 | 1.0524 | 0.96222 | 1.0203 | 1.0384 | 0.96823 | 0.97825 | 0.99028 | 1.0043 | 1.0454 | 0.99329 | 1.0314 | 0.98126 | 1.0153 | 1.0254 | 0.95219 | 1.0113 | 1.0053 | 0.99629 | 1.0334 | 0.98928 | 0.9983 | 1.0344 | 0.99028 | 0.98126 | 0.98727 | 0.9973 | 0.96422 | 0.96121 | 0.98928 | 0.9973 | 1.0043 | 1.0264 | 1.0394 | 0.98226 | 1.0264 | 1.0113 | 1.0284 | 0.97124 | 0.98928 | 0.96623 | 1.0524 | 0.96923 | 1.0173 | 0.9993 | 1.0183 | 0.9532 | 1.0264 | 0.99329 | 1.0334 | 0.96422 | 0.96422 | 0.95219 | 1.0294 | 1.0033 | 1.0424 | 0.95219 | 1.0003 | 0.96723 | 0.98326 | 1.0504 | 1.0404 | 0.97926 | 0.99028 | 0.99429 | 0.96121 | 0.96623 | 0.96723 | 1.0294 | 1.0414 | 1.0043 | 0.98226 | 0.97324
ON_HLD_JCT | 649 | 230 | ON | 0.003203 | 649 | 24640 | 0.78922 | 0.87367 | 0.84213 | 0.82764 | 0.82508 | 0.82423 | 0.84809 | 0.86685 | 0.87708 | 0.82338 | 0.80974 | 0.84298 | 0.87196 | 0.82593 | 0.85918 | 0.86685 | 0.82934 | 0.82167 | 0.88645 | 0.83701 | 0.83787 | 0.83872 | 0.82082 | 0.82764 | 0.84469 | 0.82338 | 0.81997 | 0.84639 | 0.87878 | 0.84554 | 0.8123 | 0.83531 | 0.82167 | 0.86088 | 0.82508 | 0.8515 | 0.83275 | 0.8123 | 0.83787 | 0.8873 | 0.83872 | 0.8302 | 0.87793 | 0.80974 | 0.8677 | 0.84895 | 0.83787 | 0.88645 | 0.81826 | 0.96201 | 0.89589 | 0.90893 | 0.92103 | 0.95456 | 0.91172 | 0.91358 | 0.90334 | 0.9648 | 0.9527 | 0.89589 | 0.8931 | 0.908 | 0.94059 | 0.95549 | 0.95829 | 0.97412 | 0.90613 | 0.92662 | 0.90893 | 0.95084 | 0.93314 | 0.92103 | 0.89123 | 0.91731 | 0.9201 | 0.93314 | 0.91917 | 0.88844 | 0.88937 | 0.88471 | 0.92103 | 0.96201 | 0.90148 | 0.9229 | 0.89216 | 0.89868 | 0.94152 | 0.91358 | 0.94245 | 0.97225 | 0.96108 | 0.93966 | 0.97784 | 0.92476 | 0.91079 | 0.90241 | 0.88937 | 0.92339 | 0.98305 | 0.94138 | 0.93475 | 0.96222 | 0.96032 | 0.95653 | 0.95653 | 0.92055 | 0.97547 | 0.97547 | 0.96411 | 0.90823 | 0.95275 | 0.984 | 0.97547 | 0.93002 | 0.9196 | 0.99347 | 0.9338 | 0.97737 | 0.95464 | 0.91107 | 0.96506 | 0.91581 | 0.97926 | 0.92244 | 0.89971 | 0.9679 | 0.90823 | 0.91581 | 0.99347 | 0.92812 | 0.93096 | 0.92907 | 0.90539 | 0.9679 | 0.92055 | 0.95748 | 0.89971 | 0.91297 | 0.96316 | 0.93665 | 0.97547 | 0.96316 | 0.98495 | 0.99442 | 0.93191 | 1.025 | 1.0141 | 1.0349 | 1.025 | 0.94213 | 0.98455 | 1.0122 | 0.97666 | 1.0289 | 1.0299 | 0.94213 | 0.99146 | 1.0329 | 0.99146 | 1.0082 | 1.0112 | 1.022 | 0.95594 | 1.0151 | 0.98652 | 0.97666 | 0.99639 | 0.99047 | 1.0122 | 0.97271 | 0.96482 | 1.0329 | 1.0141 | 0.99343 | 0.9441 | 0.99343 | 1.0299 | 0.96482 | 0.98159 | 0.98159 | 0.97863 | 0.94016 | 1.0003 | 0.93818 | 0.94016 | 0.96383 | 1.0211 | 0.96778 | 0.99836 | 0.94312 | 1.0112 | 1.0319 | 1.0122 | 0.9572 | 0.97926 | 1.0023 | 0.96222 | 0.99629 | 0.98026 | 0.97525 | 1.0113 | 0.97825 | 1.0113 | 0.98627 | 1.0153 | 1.0023 | 1.0334 | 0.99329 | 0.98026 | 0.96823 | 0.9572 | 1.0123 | 0.9542 | 0.96422 | 1.0284 | 0.98627 | 1.0524 | 0.96222 | 1.0203 | 1.0384 | 0.96823 | 0.97825 | 0.99028 | 1.0043 | 1.0454 | 0.99329 | 1.0314 | 0.98126 | 1.0153 | 1.0254 | 0.95219 | 1.0113 | 1.0053 | 0.99629 | 1.0334 | 0.98928 | 0.9983 | 1.0344 | 0.99028 | 0.98126 | 0.98727 | 0.9973 | 0.96422 | 0.96121 | 0.98928 | 0.9973 | 1.0043 | 1.0264 | 1.0394 | 0.98226 | 1.0264 | 1.0113 | 1.0284 | 0.97124 | 0.98928 | 0.96623 | 1.0524 | 0.96923 | 1.0173 | 0.9993 | 1.0183 | 0.9532 | 1.0264 | 0.99329 | 1.0334 | 0.96422 | 0.96422 | 0.95219 | 1.0294 | 1.0033 | 1.0424 | 0.95219 | 1.0003 | 0.96723 | 0.98326 | 1.0504 | 1.0404 | 0.97926 | 0.99028 | 0.99429 | 0.96121 | 0.96623 | 0.96723 | 1.0294 | 1.0414 | 1.0043 | 0.98226 | 0.97324
ON_HLM_JCT | 650 | 230 | ON | 0.003203 | 650 | 24640 | 0.78922 | 0.87367 | 0.84213 | 0.82764 | 0.82508 | 0.82423 | 0.84809 | 0.86685 | 0.87708 | 0.82338 | 0.80974 | 0.84298 | 0.87196 | 0.82593 | 0.85918 | 0.86685 | 0.82934 | 0.82167 | 0.88645 | 0.83701 | 0.83787 | 0.83872 | 0.82082 | 0.82764 | 0.84469 | 0.82338 | 0.81997 | 0.84639 | 0.87878 | 0.84554 | 0.8123 | 0.83531 | 0.82167 | 0.86088 | 0.82508 | 0.8515 | 0.83275 | 0.8123 | 0.83787 | 0.8873 | 0.83872 | 0.8302 | 0.87793 | 0.80974 | 0.8677 | 0.84895 | 0.83787 | 0.88645 | 0.81826 | 0.96201 | 0.89589 | 0.90893 | 0.92103 | 0.95456 | 0.91172 | 0.91358 | 0.90334 | 0.9648 | 0.9527 | 0.89589 | 0.8931 | 0.908 | 0.94059 | 0.95549 | 0.95829 | 0.97412 | 0.90613 | 0.92662 | 0.90893 | 0.95084 | 0.93314 | 0.92103 | 0.89123 | 0.91731 | 0.9201 | 0.93314 | 0.91917 | 0.88844 | 0.88937 | 0.88471 | 0.92103 | 0.96201 | 0.90148 | 0.9229 | 0.89216 | 0.89868 | 0.94152 | 0.91358 | 0.94245 | 0.97225 | 0.96108 | 0.93966 | 0.97784 | 0.92476 | 0.91079 | 0.90241 | 0.88937 | 0.92339 | 0.98305 | 0.94138 | 0.93475 | 0.96222 | 0.96032 | 0.95653 | 0.95653 | 0.92055 | 0.97547 | 0.97547 | 0.96411 | 0.90823 | 0.95275 | 0.984 | 0.97547 | 0.93002 | 0.9196 | 0.99347 | 0.9338 | 0.97737 | 0.95464 | 0.91107 | 0.96506 | 0.91581 | 0.97926 | 0.92244 | 0.89971 | 0.9679 | 0.90823 | 0.91581 | 0.99347 | 0.92812 | 0.93096 | 0.92907 | 0.90539 | 0.9679 | 0.92055 | 0.95748 | 0.89971 | 0.91297 | 0.96316 | 0.93665 | 0.97547 | 0.96316 | 0.98495 | 0.99442 | 0.93191 | 1.025 | 1.0141 | 1.0349 | 1.025 | 0.94213 | 0.98455 | 1.0122 | 0.97666 | 1.0289 | 1.0299 | 0.94213 | 0.99146 | 1.0329 | 0.99146 | 1.0082 | 1.0112 | 1.022 | 0.95594 | 1.0151 | 0.98652 | 0.97666 | 0.99639 | 0.99047 | 1.0122 | 0.97271 | 0.96482 | 1.0329 | 1.0141 | 0.99343 | 0.9441 | 0.99343 | 1.0299 | 0.96482 | 0.98159 | 0.98159 | 0.97863 | 0.94016 | 1.0003 | 0.93818 | 0.94016 | 0.96383 | 1.0211 | 0.96778 | 0.99836 | 0.94312 | 1.0112 | 1.0319 | 1.0122 | 0.9572 | 0.97926 | 1.0023 | 0.96222 | 0.99629 | 0.98026 | 0.97525 | 1.0113 | 0.97825 | 1.0113 | 0.98627 | 1.0153 | 1.0023 | 1.0334 | 0.99329 | 0.98026 | 0.96823 | 0.9572 | 1.0123 | 0.9542 | 0.96422 | 1.0284 | 0.98627 | 1.0524 | 0.96222 | 1.0203 | 1.0384 | 0.96823 | 0.97825 | 0.99028 | 1.0043 | 1.0454 | 0.99329 | 1.0314 | 0.98126 | 1.0153 | 1.0254 | 0.95219 | 1.0113 | 1.0053 | 0.99629 | 1.0334 | 0.98928 | 0.9983 | 1.0344 | 0.99028 | 0.98126 | 0.98727 | 0.9973 | 0.96422 | 0.96121 | 0.98928 | 0.9973 | 1.0043 | 1.0264 | 1.0394 | 0.98226 | 1.0264 | 1.0113 | 1.0284 | 0.97124 | 0.98928 | 0.96623 | 1.0524 | 0.96923 | 1.0173 | 0.9993 | 1.0183 | 0.9532 | 1.0264 | 0.99329 | 1.0334 | 0.96422 | 0.96422 | 0.95219 | 1.0294 | 1.0033 | 1.0424 | 0.95219 | 1.0003 | 0.96723 | 0.98326 | 1.0504 | 1.0404 | 0.97926 | 0.99028 | 0.99429 | 0.96121 | 0.96623 | 0.96723 | 1.0294 | 1.0414 | 1.0043 | 0.98226 | 0.97324
ON_HLT_DSS | 651 | 230 | ON | 0.002444 | 651 | 24640 | 0.6022 | 0.66664 | 0.64257 | 0.63152 | 0.62957 | 0.62892 | 0.64713 | 0.66143 | 0.66924 | 0.62826 | 0.61786 | 0.64322 | 0.66534 | 0.63022 | 0.65558 | 0.66143 | 0.63282 | 0.62696 | 0.67639 | 0.63867 | 0.63932 | 0.63997 | 0.62631 | 0.63152 | 0.64452 | 0.62826 | 0.62566 | 0.64583 | 0.67054 | 0.64517 | 0.61981 | 0.63737 | 0.62696 | 0.65688 | 0.62957 | 0.64973 | 0.63542 | 0.61981 | 0.63932 | 0.67704 | 0.63997 | 0.63347 | 0.66989 | 0.61786 | 0.66208 | 0.64778 | 0.63932 | 0.67639 | 0.62436 | 0.73405 | 0.6836 | 0.69354 | 0.70278 | 0.72836 | 0.69568 | 0.6971 | 0.68928 | 0.73618 | 0.72694 | 0.6836 | 0.68146 | 0.69283 | 0.7177 | 0.72907 | 0.73121 | 0.74329 | 0.69141 | 0.70704 | 0.69354 | 0.72552 | 0.71202 | 0.70278 | 0.68004 | 0.69994 | 0.70207 | 0.71202 | 0.70136 | 0.67791 | 0.67862 | 0.67507 | 0.70278 | 0.73405 | 0.68786 | 0.7042 | 0.68075 | 0.68573 | 0.71841 | 0.6971 | 0.71913 | 0.74186 | 0.73334 | 0.71699 | 0.74613 | 0.70562 | 0.69496 | 0.68857 | 0.67862 | 0.70458 | 0.7501 | 0.71831 | 0.71325 | 0.7342 | 0.73276 | 0.72987 | 0.72987 | 0.70241 | 0.74432 | 0.74432 | 0.73565 | 0.69301 | 0.72698 | 0.75082 | 0.74432 | 0.70963 | 0.70169 | 0.75805 | 0.71252 | 0.74577 | 0.72842 | 0.69518 | 0.73637 | 0.69879 | 0.74721 | 0.70385 | 0.68651 | 0.73854 | 0.69301 | 0.69879 | 0.75805 | 0.70819 | 0.71036 | 0.70891 | 0.69085 | 0.73854 | 0.70241 | 0.73059 | 0.68651 | 0.69663 | 0.73493 | 0.71469 | 0.74432 | 0.73493 | 0.75155 | 0.75877 | 0.71108 | 0.78211 | 0.77383 | 0.78964 | 0.78211 | 0.71888 | 0.75125 | 0.77232 | 0.74522 | 0.78512 | 0.78587 | 0.71888 | 0.75652 | 0.78813 | 0.75652 | 0.76931 | 0.77157 | 0.77985 | 0.72942 | 0.77458 | 0.75275 | 0.74522 | 0.76028 | 0.75576 | 0.77232 | 0.74221 | 0.73619 | 0.78813 | 0.77383 | 0.75802 | 0.72038 | 0.75802 | 0.78587 | 0.73619 | 0.74899 | 0.74899 | 0.74673 | 0.71737 | 0.76329 | 0.71587 | 0.71737 | 0.73544 | 0.7791 | 0.73845 | 0.76179 | 0.71963 | 0.77157 | 0.78738 | 0.77232 | 0.73038 | 0.74721 | 0.7648 | 0.7342 | 0.76021 | 0.74797 | 0.74415 | 0.77168 | 0.74644 | 0.77168 | 0.75256 | 0.77474 | 0.7648 | 0.7885 | 0.75791 | 0.74797 | 0.73879 | 0.73038 | 0.77244 | 0.72809 | 0.73573 | 0.78468 | 0.75256 | 0.80304 | 0.7342 | 0.77856 | 0.79233 | 0.73879 | 0.74644 | 0.75562 | 0.76633 | 0.79768 | 0.75791 | 0.78698 | 0.74874 | 0.77474 | 0.78239 | 0.72656 | 0.77168 | 0.76709 | 0.76021 | 0.7885 | 0.75485 | 0.76174 | 0.78927 | 0.75562 | 0.74874 | 0.75332 | 0.76097 | 0.73573 | 0.73344 | 0.75485 | 0.76097 | 0.76633 | 0.78315 | 0.79309 | 0.7495 | 0.78315 | 0.77168 | 0.78468 | 0.74109 | 0.75485 | 0.73726 | 0.80304 | 0.73956 | 0.77627 | 0.7625 | 0.77703 | 0.72732 | 0.78315 | 0.75791 | 0.7885 | 0.73573 | 0.73573 | 0.72656 | 0.78545 | 0.76556 | 0.79539 | 0.72656 | 0.76327 | 0.73803 | 0.75026 | 0.80151 | 0.79386 | 0.74721 | 0.75562 | 0.75868 | 0.73344 | 0.73726 | 0.73803 | 0.78545 | 0.79462 | 0.76633 | 0.7495 | 0.74262
ON_HNB_SWS | 652 | 230 | ON | 0.00145 | 652 | 24640 | 0.35728 | 0.39551 | 0.38123 | 0.37467 | 0.37351 | 0.37313 | 0.38393 | 0.39242 | 0.39705 | 0.37274 | 0.36657 | 0.38162 | 0.39474 | 0.3739 | 0.38895 | 0.39242 | 0.37544 | 0.37197 | 0.4013 | 0.37892 | 0.3793 | 0.37969 | 0.37159 | 0.37467 | 0.38239 | 0.37274 | 0.3712 | 0.38316 | 0.39782 | 0.38278 | 0.36773 | 0.37815 | 0.37197 | 0.38972 | 0.37351 | 0.38548 | 0.37699 | 0.36773 | 0.3793 | 0.40168 | 0.37969 | 0.37583 | 0.39744 | 0.36657 | 0.39281 | 0.38432 | 0.3793 | 0.4013 | 0.37043 | 0.4355 | 0.40557 | 0.41147 | 0.41695 | 0.43213 | 0.41274 | 0.41358 | 0.40894 | 0.43677 | 0.43129 | 0.40557 | 0.40431 | 0.41105 | 0.42581 | 0.43255 | 0.43382 | 0.44098 | 0.41021 | 0.41948 | 0.41147 | 0.43044 | 0.42243 | 0.41695 | 0.40346 | 0.41527 | 0.41653 | 0.42243 | 0.41611 | 0.4022 | 0.40262 | 0.40051 | 0.41695 | 0.4355 | 0.4081 | 0.4178 | 0.40388 | 0.40683 | 0.42623 | 0.41358 | 0.42665 | 0.44014 | 0.43508 | 0.42538 | 0.44267 | 0.41864 | 0.41232 | 0.40852 | 0.40262 | 0.41802 | 0.44503 | 0.42616 | 0.42316 | 0.4356 | 0.43474 | 0.43302 | 0.43302 | 0.41673 | 0.4416 | 0.4416 | 0.43645 | 0.41116 | 0.43131 | 0.44546 | 0.4416 | 0.42102 | 0.4163 | 0.44974 | 0.42273 | 0.44246 | 0.43217 | 0.41244 | 0.43688 | 0.41459 | 0.44331 | 0.41759 | 0.4073 | 0.43817 | 0.41116 | 0.41459 | 0.44974 | 0.42016 | 0.42145 | 0.42059 | 0.40987 | 0.43817 | 0.41673 | 0.43345 | 0.4073 | 0.4133 | 0.43602 | 0.42402 | 0.4416 | 0.43602 | 0.44589 | 0.45017 | 0.42188 | 0.46402 | 0.4591 | 0.46848 | 0.46402 | 0.4265 | 0.44571 | 0.45821 | 0.44213 | 0.4658 | 0.46625 | 0.4265 | 0.44883 | 0.46759 | 0.44883 | 0.45643 | 0.45776 | 0.46268 | 0.43276 | 0.45955 | 0.4466 | 0.44213 | 0.45107 | 0.44839 | 0.45821 | 0.44035 | 0.43677 | 0.46759 | 0.4591 | 0.44973 | 0.4274 | 0.44973 | 0.46625 | 0.43677 | 0.44437 | 0.44437 | 0.44303 | 0.42561 | 0.45285 | 0.42472 | 0.42561 | 0.43633 | 0.46223 | 0.43811 | 0.45196 | 0.42695 | 0.45776 | 0.46714 | 0.45821 | 0.43333 | 0.44331 | 0.45375 | 0.4356 | 0.45102 | 0.44376 | 0.44149 | 0.45783 | 0.44286 | 0.45783 | 0.44649 | 0.45964 | 0.45375 | 0.46781 | 0.44966 | 0.44376 | 0.43832 | 0.43333 | 0.45828 | 0.43197 | 0.4365 | 0.46554 | 0.44649 | 0.47643 | 0.4356 | 0.46191 | 0.47008 | 0.43832 | 0.44286 | 0.4483 | 0.45465 | 0.47326 | 0.44966 | 0.4669 | 0.44422 | 0.45964 | 0.46418 | 0.43106 | 0.45783 | 0.45511 | 0.45102 | 0.46781 | 0.44785 | 0.45193 | 0.46827 | 0.4483 | 0.44422 | 0.44694 | 0.45148 | 0.4365 | 0.43514 | 0.44785 | 0.45148 | 0.45465 | 0.46464 | 0.47053 | 0.44467 | 0.46464 | 0.45783 | 0.46554 | 0.43968 | 0.44785 | 0.43741 | 0.47643 | 0.43877 | 0.46055 | 0.45238 | 0.46101 | 0.43151 | 0.46464 | 0.44966 | 0.46781 | 0.4365 | 0.4365 | 0.43106 | 0.466 | 0.4542 | 0.4719 | 0.43106 | 0.45284 | 0.43786 | 0.44512 | 0.47553 | 0.47099 | 0.44331 | 0.4483 | 0.45012 | 0.43514 | 0.43741 | 0.43786 | 0.466 | 0.47144 | 0.45465 | 0.44467 | 0.44059
ON_HNG_DSS | 653 | 230 | ON | 0.002399 | 653 | 24640 | 0.59111 | 0.65436 | 0.63074 | 0.61989 | 0.61797 | 0.61734 | 0.63521 | 0.64926 | 0.65692 | 0.6167 | 0.60648 | 0.63138 | 0.65309 | 0.61861 | 0.64351 | 0.64926 | 0.62117 | 0.61542 | 0.66394 | 0.62691 | 0.62755 | 0.62819 | 0.61478 | 0.61989 | 0.63266 | 0.6167 | 0.61414 | 0.63393 | 0.65819 | 0.6333 | 0.6084 | 0.62563 | 0.61542 | 0.64479 | 0.61797 | 0.63776 | 0.62372 | 0.6084 | 0.62755 | 0.66458 | 0.62819 | 0.6218 | 0.65755 | 0.60648 | 0.64989 | 0.63585 | 0.62755 | 0.66394 | 0.61287 | 0.72053 | 0.67101 | 0.68077 | 0.68984 | 0.71495 | 0.68287 | 0.68426 | 0.67659 | 0.72262 | 0.71356 | 0.67101 | 0.66892 | 0.68008 | 0.70449 | 0.71565 | 0.71774 | 0.7296 | 0.67868 | 0.69403 | 0.68077 | 0.71216 | 0.69891 | 0.68984 | 0.66752 | 0.68705 | 0.68914 | 0.69891 | 0.68845 | 0.66543 | 0.66613 | 0.66264 | 0.68984 | 0.72053 | 0.67519 | 0.69124 | 0.66822 | 0.6731 | 0.70519 | 0.68426 | 0.70588 | 0.7282 | 0.71983 | 0.70379 | 0.73239 | 0.69263 | 0.68217 | 0.67589 | 0.66613 | 0.6916 | 0.73629 | 0.70508 | 0.70011 | 0.72069 | 0.71927 | 0.71643 | 0.71643 | 0.68947 | 0.73062 | 0.73062 | 0.7221 | 0.68025 | 0.71359 | 0.737 | 0.73062 | 0.69657 | 0.68877 | 0.74409 | 0.69941 | 0.73204 | 0.71501 | 0.68238 | 0.72281 | 0.68593 | 0.73345 | 0.69089 | 0.67387 | 0.72494 | 0.68025 | 0.68593 | 0.74409 | 0.69515 | 0.69728 | 0.69586 | 0.67813 | 0.72494 | 0.68947 | 0.71714 | 0.67387 | 0.6838 | 0.7214 | 0.70153 | 0.73062 | 0.7214 | 0.73771 | 0.7448 | 0.69799 | 0.76771 | 0.75958 | 0.7751 | 0.76771 | 0.70564 | 0.73741 | 0.7581 | 0.7315 | 0.77066 | 0.7714 | 0.70564 | 0.74259 | 0.77362 | 0.74259 | 0.75515 | 0.75736 | 0.76549 | 0.71599 | 0.76032 | 0.73889 | 0.7315 | 0.74628 | 0.74185 | 0.7581 | 0.72855 | 0.72264 | 0.77362 | 0.75958 | 0.74406 | 0.70712 | 0.74406 | 0.7714 | 0.72264 | 0.7352 | 0.7352 | 0.73298 | 0.70416 | 0.74924 | 0.70269 | 0.70416 | 0.7219 | 0.76475 | 0.72485 | 0.74776 | 0.70638 | 0.75736 | 0.77288 | 0.7581 | 0.71693 | 0.73345 | 0.75071 | 0.72069 | 0.74621 | 0.7342 | 0.73044 | 0.75747 | 0.7327 | 0.75747 | 0.7387 | 0.76047 | 0.75071 | 0.77399 | 0.74396 | 0.7342 | 0.72519 | 0.71693 | 0.75822 | 0.71468 | 0.72219 | 0.77023 | 0.7387 | 0.78825 | 0.72069 | 0.76423 | 0.77774 | 0.72519 | 0.7327 | 0.74171 | 0.75222 | 0.78299 | 0.74396 | 0.77248 | 0.73495 | 0.76047 | 0.76798 | 0.71318 | 0.75747 | 0.75297 | 0.74621 | 0.77399 | 0.74095 | 0.74771 | 0.77474 | 0.74171 | 0.73495 | 0.73945 | 0.74696 | 0.72219 | 0.71993 | 0.74095 | 0.74696 | 0.75222 | 0.76873 | 0.77849 | 0.7357 | 0.76873 | 0.75747 | 0.77023 | 0.72744 | 0.74095 | 0.72369 | 0.78825 | 0.72594 | 0.76197 | 0.74846 | 0.76273 | 0.71393 | 0.76873 | 0.74396 | 0.77399 | 0.72219 | 0.72219 | 0.71318 | 0.77098 | 0.75146 | 0.78074 | 0.71318 | 0.74921 | 0.72444 | 0.73645 | 0.78675 | 0.77924 | 0.73345 | 0.74171 | 0.74471 | 0.71993 | 0.72369 | 0.72444 | 0.77098 | 0.77999 | 0.75222 | 0.7357 | 0.72894
ON_HNG_JCT | 654 | 230 | ON | 0.002399 | 654 | 24640 | 0.59111 | 0.65436 | 0.63074 | 0.61989 | 0.61797 | 0.61734 | 0.63521 | 0.64926 | 0.65692 | 0.6167 | 0.60648 | 0.63138 | 0.65309 | 0.61861 | 0.64351 | 0.64926 | 0.62117 | 0.61542 | 0.66394 | 0.62691 | 0.62755 | 0.62819 | 0.61478 | 0.61989 | 0.63266 | 0.6167 | 0.61414 | 0.63393 | 0.65819 | 0.6333 | 0.6084 | 0.62563 | 0.61542 | 0.64479 | 0.61797 | 0.63776 | 0.62372 | 0.6084 | 0.62755 | 0.66458 | 0.62819 | 0.6218 | 0.65755 | 0.60648 | 0.64989 | 0.63585 | 0.62755 | 0.66394 | 0.61287 | 0.72053 | 0.67101 | 0.68077 | 0.68984 | 0.71495 | 0.68287 | 0.68426 | 0.67659 | 0.72262 | 0.71356 | 0.67101 | 0.66892 | 0.68008 | 0.70449 | 0.71565 | 0.71774 | 0.7296 | 0.67868 | 0.69403 | 0.68077 | 0.71216 | 0.69891 | 0.68984 | 0.66752 | 0.68705 | 0.68914 | 0.69891 | 0.68845 | 0.66543 | 0.66613 | 0.66264 | 0.68984 | 0.72053 | 0.67519 | 0.69124 | 0.66822 | 0.6731 | 0.70519 | 0.68426 | 0.70588 | 0.7282 | 0.71983 | 0.70379 | 0.73239 | 0.69263 | 0.68217 | 0.67589 | 0.66613 | 0.6916 | 0.73629 | 0.70508 | 0.70011 | 0.72069 | 0.71927 | 0.71643 | 0.71643 | 0.68947 | 0.73062 | 0.73062 | 0.7221 | 0.68025 | 0.71359 | 0.737 | 0.73062 | 0.69657 | 0.68877 | 0.74409 | 0.69941 | 0.73204 | 0.71501 | 0.68238 | 0.72281 | 0.68593 | 0.73345 | 0.69089 | 0.67387 | 0.72494 | 0.68025 | 0.68593 | 0.74409 | 0.69515 | 0.69728 | 0.69586 | 0.67813 | 0.72494 | 0.68947 | 0.71714 | 0.67387 | 0.6838 | 0.7214 | 0.70153 | 0.73062 | 0.7214 | 0.73771 | 0.7448 | 0.69799 | 0.76771 | 0.75958 | 0.7751 | 0.76771 | 0.70564 | 0.73741 | 0.7581 | 0.7315 | 0.77066 | 0.7714 | 0.70564 | 0.74259 | 0.77362 | 0.74259 | 0.75515 | 0.75736 | 0.76549 | 0.71599 | 0.76032 | 0.73889 | 0.7315 | 0.74628 | 0.74185 | 0.7581 | 0.72855 | 0.72264 | 0.77362 | 0.75958 | 0.74406 | 0.70712 | 0.74406 | 0.7714 | 0.72264 | 0.7352 | 0.7352 | 0.73298 | 0.70416 | 0.74924 | 0.70269 | 0.70416 | 0.7219 | 0.76475 | 0.72485 | 0.74776 | 0.70638 | 0.75736 | 0.77288 | 0.7581 | 0.71693 | 0.73345 | 0.75071 | 0.72069 | 0.74621 | 0.7342 | 0.73044 | 0.75747 | 0.7327 | 0.75747 | 0.7387 | 0.76047 | 0.75071 | 0.77399 | 0.74396 | 0.7342 | 0.72519 | 0.71693 | 0.75822 | 0.71468 | 0.72219 | 0.77023 | 0.7387 | 0.78825 | 0.72069 | 0.76423 | 0.77774 | 0.72519 | 0.7327 | 0.74171 | 0.75222 | 0.78299 | 0.74396 | 0.77248 | 0.73495 | 0.76047 | 0.76798 | 0.71318 | 0.75747 | 0.75297 | 0.74621 | 0.77399 | 0.74095 | 0.74771 | 0.77474 | 0.74171 | 0.73495 | 0.73945 | 0.74696 | 0.72219 | 0.71993 | 0.74095 | 0.74696 | 0.75222 | 0.76873 | 0.77849 | 0.7357 | 0.76873 | 0.75747 | 0.77023 | 0.72744 | 0.74095 | 0.72369 | 0.78825 | 0.72594 | 0.76197 | 0.74846 | 0.76273 | 0.71393 | 0.76873 | 0.74396 | 0.77399 | 0.72219 | 0.72219 | 0.71318 | 0.77098 | 0.75146 | 0.78074 | 0.71318 | 0.74921 | 0.72444 | 0.73645 | 0.78675 | 0.77924 | 0.73345 | 0.74171 | 0.74471 | 0.71993 | 0.72369 | 0.72444 | 0.77098 | 0.77999 | 0.75222 | 0.7357 | 0.72894
ON_HNM_TSS | 655 | 230 | ON | 0.001466 | 655 | 24640 | 0.36122 | 0.39987 | 0.38544 | 0.37881 | 0.37764 | 0.37725 | 0.38817 | 0.39675 | 0.40143 | 0.37686 | 0.37061 | 0.38583 | 0.39909 | 0.37803 | 0.39324 | 0.39675 | 0.37959 | 0.37608 | 0.40572 | 0.3831 | 0.38349 | 0.38388 | 0.37569 | 0.37881 | 0.38661 | 0.37686 | 0.3753 | 0.38739 | 0.40221 | 0.387 | 0.37178 | 0.38232 | 0.37608 | 0.39402 | 0.37764 | 0.38973 | 0.38115 | 0.37178 | 0.38349 | 0.40612 | 0.38388 | 0.37998 | 0.40182 | 0.37061 | 0.39714 | 0.38856 | 0.38349 | 0.40572 | 0.37452 | 0.44031 | 0.41005 | 0.41601 | 0.42155 | 0.4369 | 0.41729 | 0.41814 | 0.41346 | 0.44159 | 0.43605 | 0.41005 | 0.40877 | 0.41559 | 0.4305 | 0.43732 | 0.4386 | 0.44585 | 0.41473 | 0.42411 | 0.41601 | 0.43519 | 0.42709 | 0.42155 | 0.40791 | 0.41985 | 0.42113 | 0.42709 | 0.4207 | 0.40664 | 0.40706 | 0.40493 | 0.42155 | 0.44031 | 0.4126 | 0.42241 | 0.40834 | 0.41132 | 0.43093 | 0.41814 | 0.43136 | 0.445 | 0.43988 | 0.43008 | 0.44755 | 0.42326 | 0.41687 | 0.41303 | 0.40706 | 0.42263 | 0.44994 | 0.43087 | 0.42783 | 0.4404 | 0.43954 | 0.4378 | 0.4378 | 0.42133 | 0.44647 | 0.44647 | 0.44127 | 0.41569 | 0.43607 | 0.45037 | 0.44647 | 0.42566 | 0.4209 | 0.45471 | 0.4274 | 0.44734 | 0.43693 | 0.417 | 0.4417 | 0.41916 | 0.4482 | 0.4222 | 0.41179 | 0.443 | 0.41569 | 0.41916 | 0.45471 | 0.4248 | 0.4261 | 0.42523 | 0.41439 | 0.443 | 0.42133 | 0.43824 | 0.41179 | 0.41786 | 0.44084 | 0.4287 | 0.44647 | 0.44084 | 0.45081 | 0.45514 | 0.42653 | 0.46914 | 0.46417 | 0.47365 | 0.46914 | 0.43121 | 0.45062 | 0.46327 | 0.44701 | 0.47094 | 0.4714 | 0.43121 | 0.45379 | 0.47275 | 0.45379 | 0.46146 | 0.46282 | 0.46778 | 0.43753 | 0.46462 | 0.45153 | 0.44701 | 0.45604 | 0.45333 | 0.46327 | 0.44521 | 0.44159 | 0.47275 | 0.46417 | 0.45469 | 0.43211 | 0.45469 | 0.4714 | 0.44159 | 0.44927 | 0.44927 | 0.44792 | 0.43031 | 0.45785 | 0.4294 | 0.43031 | 0.44114 | 0.46733 | 0.44295 | 0.45695 | 0.43166 | 0.46282 | 0.4723 | 0.46327 | 0.43811 | 0.4482 | 0.45875 | 0.4404 | 0.456 | 0.44866 | 0.44637 | 0.46288 | 0.44774 | 0.46288 | 0.45141 | 0.46472 | 0.45875 | 0.47297 | 0.45462 | 0.44866 | 0.44315 | 0.43811 | 0.46334 | 0.43673 | 0.44132 | 0.47068 | 0.45141 | 0.48169 | 0.4404 | 0.46701 | 0.47527 | 0.44315 | 0.44774 | 0.45325 | 0.45967 | 0.47848 | 0.45462 | 0.47206 | 0.44912 | 0.46472 | 0.4693 | 0.43581 | 0.46288 | 0.46013 | 0.456 | 0.47297 | 0.45279 | 0.45692 | 0.47343 | 0.45325 | 0.44912 | 0.45187 | 0.45646 | 0.44132 | 0.43994 | 0.45279 | 0.45646 | 0.45967 | 0.46976 | 0.47573 | 0.44958 | 0.46976 | 0.46288 | 0.47068 | 0.44453 | 0.45279 | 0.44224 | 0.48169 | 0.44361 | 0.46563 | 0.45738 | 0.46609 | 0.43627 | 0.46976 | 0.45462 | 0.47297 | 0.44132 | 0.44132 | 0.43581 | 0.47114 | 0.45921 | 0.4771 | 0.43581 | 0.45783 | 0.4427 | 0.45004 | 0.48077 | 0.47619 | 0.4482 | 0.45325 | 0.45508 | 0.43994 | 0.44224 | 0.4427 | 0.47114 | 0.47664 | 0.45967 | 0.44958 | 0.44545
ON_HNN_JCT | 656 | 230 | ON | 0.002399 | 656 | 24640 | 0.59111 | 0.65436 | 0.63074 | 0.61989 | 0.61797 | 0.61734 | 0.63521 | 0.64926 | 0.65692 | 0.6167 | 0.60648 | 0.63138 | 0.65309 | 0.61861 | 0.64351 | 0.64926 | 0.62117 | 0.61542 | 0.66394 | 0.62691 | 0.62755 | 0.62819 | 0.61478 | 0.61989 | 0.63266 | 0.6167 | 0.61414 | 0.63393 | 0.65819 | 0.6333 | 0.6084 | 0.62563 | 0.61542 | 0.64479 | 0.61797 | 0.63776 | 0.62372 | 0.6084 | 0.62755 | 0.66458 | 0.62819 | 0.6218 | 0.65755 | 0.60648 | 0.64989 | 0.63585 | 0.62755 | 0.66394 | 0.61287 | 0.72053 | 0.67101 | 0.68077 | 0.68984 | 0.71495 | 0.68287 | 0.68426 | 0.67659 | 0.72262 | 0.71356 | 0.67101 | 0.66892 | 0.68008 | 0.70449 | 0.71565 | 0.71774 | 0.7296 | 0.67868 | 0.69403 | 0.68077 | 0.71216 | 0.69891 | 0.68984 | 0.66752 | 0.68705 | 0.68914 | 0.69891 | 0.68845 | 0.66543 | 0.66613 | 0.66264 | 0.68984 | 0.72053 | 0.67519 | 0.69124 | 0.66822 | 0.6731 | 0.70519 | 0.68426 | 0.70588 | 0.7282 | 0.71983 | 0.70379 | 0.73239 | 0.69263 | 0.68217 | 0.67589 | 0.66613 | 0.6916 | 0.73629 | 0.70508 | 0.70011 | 0.72069 | 0.71927 | 0.71643 | 0.71643 | 0.68947 | 0.73062 | 0.73062 | 0.7221 | 0.68025 | 0.71359 | 0.737 | 0.73062 | 0.69657 | 0.68877 | 0.74409 | 0.69941 | 0.73204 | 0.71501 | 0.68238 | 0.72281 | 0.68593 | 0.73345 | 0.69089 | 0.67387 | 0.72494 | 0.68025 | 0.68593 | 0.74409 | 0.69515 | 0.69728 | 0.69586 | 0.67813 | 0.72494 | 0.68947 | 0.71714 | 0.67387 | 0.6838 | 0.7214 | 0.70153 | 0.73062 | 0.7214 | 0.73771 | 0.7448 | 0.69799 | 0.76771 | 0.75958 | 0.7751 | 0.76771 | 0.70564 | 0.73741 | 0.7581 | 0.7315 | 0.77066 | 0.7714 | 0.70564 | 0.74259 | 0.77362 | 0.74259 | 0.75515 | 0.75736 | 0.76549 | 0.71599 | 0.76032 | 0.73889 | 0.7315 | 0.74628 | 0.74185 | 0.7581 | 0.72855 | 0.72264 | 0.77362 | 0.75958 | 0.74406 | 0.70712 | 0.74406 | 0.7714 | 0.72264 | 0.7352 | 0.7352 | 0.73298 | 0.70416 | 0.74924 | 0.70269 | 0.70416 | 0.7219 | 0.76475 | 0.72485 | 0.74776 | 0.70638 | 0.75736 | 0.77288 | 0.7581 | 0.71693 | 0.73345 | 0.75071 | 0.72069 | 0.74621 | 0.7342 | 0.73044 | 0.75747 | 0.7327 | 0.75747 | 0.7387 | 0.76047 | 0.75071 | 0.77399 | 0.74396 | 0.7342 | 0.72519 | 0.71693 | 0.75822 | 0.71468 | 0.72219 | 0.77023 | 0.7387 | 0.78825 | 0.72069 | 0.76423 | 0.77774 | 0.72519 | 0.7327 | 0.74171 | 0.75222 | 0.78299 | 0.74396 | 0.77248 | 0.73495 | 0.76047 | 0.76798 | 0.71318 | 0.75747 | 0.75297 | 0.74621 | 0.77399 | 0.74095 | 0.74771 | 0.77474 | 0.74171 | 0.73495 | 0.73945 | 0.74696 | 0.72219 | 0.71993 | 0.74095 | 0.74696 | 0.75222 | 0.76873 | 0.77849 | 0.7357 | 0.76873 | 0.75747 | 0.77023 | 0.72744 | 0.74095 | 0.72369 | 0.78825 | 0.72594 | 0.76197 | 0.74846 | 0.76273 | 0.71393 | 0.76873 | 0.74396 | 0.77399 | 0.72219 | 0.72219 | 0.71318 | 0.77098 | 0.75146 | 0.78074 | 0.71318 | 0.74921 | 0.72444 | 0.73645 | 0.78675 | 0.77924 | 0.73345 | 0.74171 | 0.74471 | 0.71993 | 0.72369 | 0.72444 | 0.77098 | 0.77999 | 0.75222 | 0.7357 | 0.72894
ON_HNV_DSS | 657 | 230 | ON | 0.001201 | 657 | 24640 | 0.29593 | 0.32759 | 0.31577 | 0.31033 | 0.30937 | 0.30905 | 0.318 | 0.32503 | 0.32887 | 0.30873 | 0.30362 | 0.31608 | 0.32695 | 0.30969 | 0.32216 | 0.32503 | 0.31097 | 0.30809 | 0.33238 | 0.31385 | 0.31417 | 0.31449 | 0.30778 | 0.31033 | 0.31672 | 0.30873 | 0.30746 | 0.31736 | 0.32951 | 0.31704 | 0.30458 | 0.31321 | 0.30809 | 0.3228 | 0.30937 | 0.31928 | 0.31225 | 0.30458 | 0.31417 | 0.3327 | 0.31449 | 0.31129 | 0.32919 | 0.30362 | 0.32535 | 0.31832 | 0.31417 | 0.33238 | 0.30682 | 0.36072 | 0.33592 | 0.34081 | 0.34535 | 0.35792 | 0.34186 | 0.34256 | 0.33872 | 0.36176 | 0.35722 | 0.33592 | 0.33488 | 0.34046 | 0.35269 | 0.35827 | 0.35932 | 0.36526 | 0.33976 | 0.34745 | 0.34081 | 0.35653 | 0.34989 | 0.34535 | 0.33418 | 0.34396 | 0.345 | 0.34989 | 0.34465 | 0.33313 | 0.33348 | 0.33173 | 0.34535 | 0.36072 | 0.33802 | 0.34605 | 0.33453 | 0.33697 | 0.35303 | 0.34256 | 0.35338 | 0.36456 | 0.36037 | 0.35234 | 0.36665 | 0.34675 | 0.34151 | 0.33837 | 0.33348 | 0.34623 | 0.36861 | 0.35298 | 0.3505 | 0.36079 | 0.36008 | 0.35866 | 0.35866 | 0.34517 | 0.36577 | 0.36577 | 0.3615 | 0.34055 | 0.35724 | 0.36896 | 0.36577 | 0.34872 | 0.34481 | 0.37251 | 0.35014 | 0.36648 | 0.35795 | 0.34162 | 0.36186 | 0.34339 | 0.36719 | 0.34588 | 0.33736 | 0.36292 | 0.34055 | 0.34339 | 0.37251 | 0.34801 | 0.34907 | 0.34836 | 0.33949 | 0.36292 | 0.34517 | 0.35902 | 0.33736 | 0.34233 | 0.36115 | 0.35121 | 0.36577 | 0.36115 | 0.36932 | 0.37287 | 0.34943 | 0.38433 | 0.38027 | 0.38803 | 0.38433 | 0.35326 | 0.36917 | 0.37953 | 0.36621 | 0.38581 | 0.38618 | 0.35326 | 0.37176 | 0.38729 | 0.37176 | 0.37805 | 0.37916 | 0.38322 | 0.35844 | 0.38064 | 0.36991 | 0.36621 | 0.37361 | 0.37139 | 0.37953 | 0.36473 | 0.36177 | 0.38729 | 0.38027 | 0.3725 | 0.354 | 0.3725 | 0.38618 | 0.36177 | 0.36806 | 0.36806 | 0.36695 | 0.35252 | 0.37509 | 0.35178 | 0.35252 | 0.3614 | 0.38285 | 0.36288 | 0.37435 | 0.35363 | 0.37916 | 0.38692 | 0.37953 | 0.35891 | 0.36718 | 0.37583 | 0.36079 | 0.37357 | 0.36756 | 0.36568 | 0.37921 | 0.36681 | 0.37921 | 0.36981 | 0.38071 | 0.37583 | 0.38748 | 0.37244 | 0.36756 | 0.36305 | 0.35891 | 0.37958 | 0.35779 | 0.36155 | 0.3856 | 0.36981 | 0.39462 | 0.36079 | 0.38259 | 0.38936 | 0.36305 | 0.36681 | 0.37132 | 0.37658 | 0.39199 | 0.37244 | 0.38673 | 0.36793 | 0.38071 | 0.38447 | 0.35704 | 0.37921 | 0.37695 | 0.37357 | 0.38748 | 0.37094 | 0.37432 | 0.38785 | 0.37132 | 0.36793 | 0.37019 | 0.37395 | 0.36155 | 0.36042 | 0.37094 | 0.37395 | 0.37658 | 0.38485 | 0.38973 | 0.36831 | 0.38485 | 0.37921 | 0.3856 | 0.36418 | 0.37094 | 0.3623 | 0.39462 | 0.36342 | 0.38146 | 0.3747 | 0.38184 | 0.35741 | 0.38485 | 0.37244 | 0.38748 | 0.36155 | 0.36155 | 0.35704 | 0.38597 | 0.3762 | 0.39086 | 0.35704 | 0.37507 | 0.36267 | 0.36869 | 0.39387 | 0.39011 | 0.36718 | 0.37132 | 0.37282 | 0.36042 | 0.3623 | 0.36267 | 0.38597 | 0.39048 | 0.37658 | 0.36831 | 0.36493
ON_HOL_DSS | 658 | 230 | ON | 0.000884 | 658 | 24640 | 0.21782 | 0.24112 | 0.23242 | 0.22842 | 0.22772 | 0.22748 | 0.23407 | 0.23924 | 0.24207 | 0.22724 | 0.22348 | 0.23266 | 0.24065 | 0.22795 | 0.23712 | 0.23924 | 0.22889 | 0.22677 | 0.24465 | 0.23101 | 0.23124 | 0.23148 | 0.22654 | 0.22842 | 0.23313 | 0.22724 | 0.2263 | 0.2336 | 0.24254 | 0.23336 | 0.22419 | 0.23054 | 0.22677 | 0.2376 | 0.22772 | 0.23501 | 0.22983 | 0.22419 | 0.23124 | 0.24489 | 0.23148 | 0.22913 | 0.2423 | 0.22348 | 0.23948 | 0.2343 | 0.23124 | 0.24465 | 0.22583 | 0.26551 | 0.24726 | 0.25086 | 0.2542 | 0.26345 | 0.25163 | 0.25214 | 0.24931 | 0.26628 | 0.26294 | 0.24726 | 0.24649 | 0.2506 | 0.2596 | 0.26371 | 0.26448 | 0.26885 | 0.25009 | 0.25574 | 0.25086 | 0.26242 | 0.25754 | 0.2542 | 0.24597 | 0.25317 | 0.25394 | 0.25754 | 0.25368 | 0.2452 | 0.24546 | 0.24417 | 0.2542 | 0.26551 | 0.2488 | 0.25471 | 0.24623 | 0.24803 | 0.25985 | 0.25214 | 0.26011 | 0.26833 | 0.26525 | 0.25934 | 0.26988 | 0.25523 | 0.25137 | 0.24906 | 0.24546 | 0.25485 | 0.27131 | 0.25981 | 0.25798 | 0.26556 | 0.26504 | 0.26399 | 0.26399 | 0.25406 | 0.26922 | 0.26922 | 0.26609 | 0.25066 | 0.26295 | 0.27157 | 0.26922 | 0.25668 | 0.2538 | 0.27419 | 0.25772 | 0.26975 | 0.26347 | 0.25145 | 0.26635 | 0.25276 | 0.27027 | 0.25459 | 0.24831 | 0.26713 | 0.25066 | 0.25276 | 0.27419 | 0.25615 | 0.25694 | 0.25641 | 0.24988 | 0.26713 | 0.25406 | 0.26426 | 0.24831 | 0.25197 | 0.26582 | 0.25851 | 0.26922 | 0.26582 | 0.27184 | 0.27445 | 0.2572 | 0.28289 | 0.2799 | 0.28561 | 0.28289 | 0.26002 | 0.27173 | 0.27935 | 0.26955 | 0.28398 | 0.28425 | 0.26002 | 0.27363 | 0.28507 | 0.27363 | 0.27826 | 0.27908 | 0.28207 | 0.26383 | 0.28017 | 0.27227 | 0.26955 | 0.27499 | 0.27336 | 0.27935 | 0.26846 | 0.26628 | 0.28507 | 0.2799 | 0.27418 | 0.26056 | 0.27418 | 0.28425 | 0.26628 | 0.27091 | 0.27091 | 0.27009 | 0.25948 | 0.27608 | 0.25893 | 0.25948 | 0.26601 | 0.2818 | 0.2671 | 0.27554 | 0.26029 | 0.27908 | 0.2848 | 0.27935 | 0.26418 | 0.27027 | 0.27663 | 0.26556 | 0.27497 | 0.27054 | 0.26916 | 0.27912 | 0.26999 | 0.27912 | 0.2722 | 0.28022 | 0.27663 | 0.2852 | 0.27414 | 0.27054 | 0.26722 | 0.26418 | 0.27939 | 0.26335 | 0.26612 | 0.28382 | 0.2722 | 0.29046 | 0.26556 | 0.28161 | 0.28659 | 0.26722 | 0.26999 | 0.27331 | 0.27718 | 0.28852 | 0.27414 | 0.28465 | 0.27082 | 0.28022 | 0.28299 | 0.2628 | 0.27912 | 0.27746 | 0.27497 | 0.2852 | 0.27303 | 0.27552 | 0.28548 | 0.27331 | 0.27082 | 0.27248 | 0.27525 | 0.26612 | 0.26529 | 0.27303 | 0.27525 | 0.27718 | 0.28327 | 0.28686 | 0.2711 | 0.28327 | 0.27912 | 0.28382 | 0.26805 | 0.27303 | 0.26667 | 0.29046 | 0.2675 | 0.28078 | 0.2758 | 0.28105 | 0.26307 | 0.28327 | 0.27414 | 0.2852 | 0.26612 | 0.26612 | 0.2628 | 0.2841 | 0.2769 | 0.28769 | 0.2628 | 0.27608 | 0.26695 | 0.27137 | 0.28991 | 0.28714 | 0.27027 | 0.27331 | 0.27442 | 0.26529 | 0.26667 | 0.26695 | 0.2841 | 0.28742 | 0.27718 | 0.2711 | 0.26861
ON_HOL_JCT | 659 | 230 | ON | 0.000884 | 659 | 24640 | 0.21782 | 0.24112 | 0.23242 | 0.22842 | 0.22772 | 0.22748 | 0.23407 | 0.23924 | 0.24207 | 0.22724 | 0.22348 | 0.23266 | 0.24065 | 0.22795 | 0.23712 | 0.23924 | 0.22889 | 0.22677 | 0.24465 | 0.23101 | 0.23124 | 0.23148 | 0.22654 | 0.22842 | 0.23313 | 0.22724 | 0.2263 | 0.2336 | 0.24254 | 0.23336 | 0.22419 | 0.23054 | 0.22677 | 0.2376 | 0.22772 | 0.23501 | 0.22983 | 0.22419 | 0.23124 | 0.24489 | 0.23148 | 0.22913 | 0.2423 | 0.22348 | 0.23948 | 0.2343 | 0.23124 | 0.24465 | 0.22583 | 0.26551 | 0.24726 | 0.25086 | 0.2542 | 0.26345 | 0.25163 | 0.25214 | 0.24931 | 0.26628 | 0.26294 | 0.24726 | 0.24649 | 0.2506 | 0.2596 | 0.26371 | 0.26448 | 0.26885 | 0.25009 | 0.25574 | 0.25086 | 0.26242 | 0.25754 | 0.2542 | 0.24597 | 0.25317 | 0.25394 | 0.25754 | 0.25368 | 0.2452 | 0.24546 | 0.24417 | 0.2542 | 0.26551 | 0.2488 | 0.25471 | 0.24623 | 0.24803 | 0.25985 | 0.25214 | 0.26011 | 0.26833 | 0.26525 | 0.25934 | 0.26988 | 0.25523 | 0.25137 | 0.24906 | 0.24546 | 0.25485 | 0.27131 | 0.25981 | 0.25798 | 0.26556 | 0.26504 | 0.26399 | 0.26399 | 0.25406 | 0.26922 | 0.26922 | 0.26609 | 0.25066 | 0.26295 | 0.27157 | 0.26922 | 0.25668 | 0.2538 | 0.27419 | 0.25772 | 0.26975 | 0.26347 | 0.25145 | 0.26635 | 0.25276 | 0.27027 | 0.25459 | 0.24831 | 0.26713 | 0.25066 | 0.25276 | 0.27419 | 0.25615 | 0.25694 | 0.25641 | 0.24988 | 0.26713 | 0.25406 | 0.26426 | 0.24831 | 0.25197 | 0.26582 | 0.25851 | 0.26922 | 0.26582 | 0.27184 | 0.27445 | 0.2572 | 0.28289 | 0.2799 | 0.28561 | 0.28289 | 0.26002 | 0.27173 | 0.27935 | 0.26955 | 0.28398 | 0.28425 | 0.26002 | 0.27363 | 0.28507 | 0.27363 | 0.27826 | 0.27908 | 0.28207 | 0.26383 | 0.28017 | 0.27227 | 0.26955 | 0.27499 | 0.27336 | 0.27935 | 0.26846 | 0.26628 | 0.28507 | 0.2799 | 0.27418 | 0.26056 | 0.27418 | 0.28425 | 0.26628 | 0.27091 | 0.27091 | 0.27009 | 0.25948 | 0.27608 | 0.25893 | 0.25948 | 0.26601 | 0.2818 | 0.2671 | 0.27554 | 0.26029 | 0.27908 | 0.2848 | 0.27935 | 0.26418 | 0.27027 | 0.27663 | 0.26556 | 0.27497 | 0.27054 | 0.26916 | 0.27912 | 0.26999 | 0.27912 | 0.2722 | 0.28022 | 0.27663 | 0.2852 | 0.27414 | 0.27054 | 0.26722 | 0.26418 | 0.27939 | 0.26335 | 0.26612 | 0.28382 | 0.2722 | 0.29046 | 0.26556 | 0.28161 | 0.28659 | 0.26722 | 0.26999 | 0.27331 | 0.27718 | 0.28852 | 0.27414 | 0.28465 | 0.27082 | 0.28022 | 0.28299 | 0.2628 | 0.27912 | 0.27746 | 0.27497 | 0.2852 | 0.27303 | 0.27552 | 0.28548 | 0.27331 | 0.27082 | 0.27248 | 0.27525 | 0.26612 | 0.26529 | 0.27303 | 0.27525 | 0.27718 | 0.28327 | 0.28686 | 0.2711 | 0.28327 | 0.27912 | 0.28382 | 0.26805 | 0.27303 | 0.26667 | 0.29046 | 0.2675 | 0.28078 | 0.2758 | 0.28105 | 0.26307 | 0.28327 | 0.27414 | 0.2852 | 0.26612 | 0.26612 | 0.2628 | 0.2841 | 0.2769 | 0.28769 | 0.2628 | 0.27608 | 0.26695 | 0.27137 | 0.28991 | 0.28714 | 0.27027 | 0.27331 | 0.27442 | 0.26529 | 0.26667 | 0.26695 | 0.2841 | 0.28742 | 0.27718 | 0.2711 | 0.26861
ON_HOR_DSS | 660 | 230 | ON | 0.004533 | 660 | 24640 | 1.1169 | 1.2364 | 1.1918 | 1.1713 | 1.1677 | 1.1665 | 1.2003 | 1.2268 | 1.2413 | 1.1653 | 1.146 | 1.193 | 1.234 | 1.1689 | 1.2159 | 1.2268 | 1.1737 | 1.1629 | 1.2545 | 1.1846 | 1.1858 | 1.187 | 1.1617 | 1.1713 | 1.1954 | 1.1653 | 1.1604 | 1.1978 | 1.2437 | 1.1966 | 1.1496 | 1.1822 | 1.1629 | 1.2183 | 1.1677 | 1.2051 | 1.1785 | 1.1496 | 1.1858 | 1.2557 | 1.187 | 1.1749 | 1.2425 | 1.146 | 1.228 | 1.2015 | 1.1858 | 1.2545 | 1.158 | 1.3615 | 1.2679 | 1.2863 | 1.3035 | 1.3509 | 1.2903 | 1.2929 | 1.2784 | 1.3654 | 1.3483 | 1.2679 | 1.2639 | 1.285 | 1.3312 | 1.3522 | 1.3562 | 1.3786 | 1.2824 | 1.3114 | 1.2863 | 1.3457 | 1.3206 | 1.3035 | 1.2613 | 1.2982 | 1.3022 | 1.3206 | 1.3008 | 1.2574 | 1.2587 | 1.2521 | 1.3035 | 1.3615 | 1.2758 | 1.3061 | 1.2626 | 1.2718 | 1.3325 | 1.2929 | 1.3338 | 1.376 | 1.3602 | 1.3298 | 1.3839 | 1.3088 | 1.289 | 1.2771 | 1.2587 | 1.3068 | 1.3912 | 1.3323 | 1.3229 | 1.3618 | 1.3591 | 1.3537 | 1.3537 | 1.3028 | 1.3805 | 1.3805 | 1.3644 | 1.2854 | 1.3484 | 1.3926 | 1.3805 | 1.3162 | 1.3014 | 1.406 | 1.3216 | 1.3832 | 1.351 | 1.2894 | 1.3658 | 1.2961 | 1.3859 | 1.3055 | 1.2733 | 1.3698 | 1.2854 | 1.2961 | 1.406 | 1.3135 | 1.3175 | 1.3149 | 1.2813 | 1.3698 | 1.3028 | 1.3551 | 1.2733 | 1.2921 | 1.3631 | 1.3256 | 1.3805 | 1.3631 | 1.3939 | 1.4073 | 1.3189 | 1.4506 | 1.4353 | 1.4646 | 1.4506 | 1.3333 | 1.3934 | 1.4325 | 1.3822 | 1.4562 | 1.4576 | 1.3333 | 1.4031 | 1.4618 | 1.4031 | 1.4269 | 1.4311 | 1.4464 | 1.3529 | 1.4367 | 1.3962 | 1.3822 | 1.4101 | 1.4017 | 1.4325 | 1.3766 | 1.3654 | 1.4618 | 1.4353 | 1.4059 | 1.3361 | 1.4059 | 1.4576 | 1.3654 | 1.3892 | 1.3892 | 1.385 | 1.3305 | 1.4157 | 1.3278 | 1.3305 | 1.3641 | 1.445 | 1.3696 | 1.4129 | 1.3347 | 1.4311 | 1.4604 | 1.4325 | 1.3547 | 1.3859 | 1.4185 | 1.3618 | 1.41 | 1.3873 | 1.3802 | 1.4313 | 1.3845 | 1.4313 | 1.3958 | 1.4369 | 1.4185 | 1.4625 | 1.4057 | 1.3873 | 1.3703 | 1.3547 | 1.4327 | 1.3504 | 1.3646 | 1.4554 | 1.3958 | 1.4894 | 1.3618 | 1.444 | 1.4696 | 1.3703 | 1.3845 | 1.4015 | 1.4213 | 1.4795 | 1.4057 | 1.4596 | 1.3887 | 1.4369 | 1.4511 | 1.3476 | 1.4313 | 1.4228 | 1.41 | 1.4625 | 1.4001 | 1.4128 | 1.4639 | 1.4015 | 1.3887 | 1.3972 | 1.4114 | 1.3646 | 1.3603 | 1.4001 | 1.4114 | 1.4213 | 1.4525 | 1.471 | 1.3901 | 1.4525 | 1.4313 | 1.4554 | 1.3745 | 1.4001 | 1.3674 | 1.4894 | 1.3717 | 1.4398 | 1.4142 | 1.4412 | 1.349 | 1.4525 | 1.4057 | 1.4625 | 1.3646 | 1.3646 | 1.3476 | 1.4568 | 1.4199 | 1.4752 | 1.3476 | 1.4157 | 1.3689 | 1.3916 | 1.4866 | 1.4724 | 1.3859 | 1.4015 | 1.4072 | 1.3603 | 1.3674 | 1.3689 | 1.4568 | 1.4738 | 1.4213 | 1.3901 | 1.3774
ON_HOY_JCT | 661 | 230 | ON | 0.001083 | 661 | 24640 | 0.26685 | 0.2954 | 0.28474 | 0.27984 | 0.27898 | 0.27869 | 0.28676 | 0.2931 | 0.29656 | 0.2784 | 0.27379 | 0.28503 | 0.29483 | 0.27927 | 0.2905 | 0.2931 | 0.28042 | 0.27782 | 0.29973 | 0.28301 | 0.2833 | 0.28359 | 0.27754 | 0.27984 | 0.28561 | 0.2784 | 0.27725 | 0.28618 | 0.29713 | 0.28589 | 0.27465 | 0.28244 | 0.27782 | 0.29108 | 0.27898 | 0.28791 | 0.28157 | 0.27465 | 0.2833 | 0.30002 | 0.28359 | 0.28071 | 0.29685 | 0.27379 | 0.29339 | 0.28705 | 0.2833 | 0.29973 | 0.27667 | 0.32528 | 0.30292 | 0.30733 | 0.31142 | 0.32276 | 0.30827 | 0.3089 | 0.30544 | 0.32622 | 0.32213 | 0.30292 | 0.30197 | 0.30701 | 0.31803 | 0.32307 | 0.32402 | 0.32937 | 0.30638 | 0.31331 | 0.30733 | 0.3215 | 0.31551 | 0.31142 | 0.30134 | 0.31016 | 0.31111 | 0.31551 | 0.31079 | 0.3004 | 0.30071 | 0.29914 | 0.31142 | 0.32528 | 0.30481 | 0.31205 | 0.30166 | 0.30386 | 0.31835 | 0.3089 | 0.31866 | 0.32874 | 0.32496 | 0.31772 | 0.33063 | 0.31268 | 0.30796 | 0.30512 | 0.30071 | 0.31222 | 0.33239 | 0.3183 | 0.31606 | 0.32534 | 0.3247 | 0.32342 | 0.32342 | 0.31126 | 0.32983 | 0.32983 | 0.32599 | 0.30709 | 0.32214 | 0.33271 | 0.32983 | 0.31446 | 0.31094 | 0.33591 | 0.31574 | 0.33047 | 0.32278 | 0.30805 | 0.32631 | 0.30965 | 0.33111 | 0.3119 | 0.30421 | 0.32727 | 0.30709 | 0.30965 | 0.33591 | 0.31382 | 0.31478 | 0.31414 | 0.30613 | 0.32727 | 0.31126 | 0.32374 | 0.30421 | 0.30869 | 0.32567 | 0.3167 | 0.32983 | 0.32567 | 0.33303 | 0.33623 | 0.3151 | 0.34657 | 0.3429 | 0.34991 | 0.34657 | 0.31855 | 0.3329 | 0.34224 | 0.33023 | 0.34791 | 0.34824 | 0.31855 | 0.33523 | 0.34924 | 0.33523 | 0.3409 | 0.3419 | 0.34557 | 0.32322 | 0.34324 | 0.33356 | 0.33023 | 0.3369 | 0.3349 | 0.34224 | 0.32889 | 0.32623 | 0.34924 | 0.3429 | 0.3359 | 0.31922 | 0.3359 | 0.34824 | 0.32623 | 0.3319 | 0.3319 | 0.3309 | 0.31789 | 0.33823 | 0.31722 | 0.31789 | 0.32589 | 0.34524 | 0.32723 | 0.33757 | 0.31889 | 0.3419 | 0.34891 | 0.34224 | 0.32365 | 0.33111 | 0.3389 | 0.32534 | 0.33687 | 0.33145 | 0.32975 | 0.34195 | 0.33077 | 0.34195 | 0.33348 | 0.34331 | 0.3389 | 0.34941 | 0.33585 | 0.33145 | 0.32738 | 0.32365 | 0.34229 | 0.32263 | 0.32602 | 0.34771 | 0.33348 | 0.35585 | 0.32534 | 0.345 | 0.3511 | 0.32738 | 0.33077 | 0.33483 | 0.33958 | 0.35347 | 0.33585 | 0.34873 | 0.33178 | 0.34331 | 0.3467 | 0.32196 | 0.34195 | 0.33992 | 0.33687 | 0.34941 | 0.3345 | 0.33755 | 0.34975 | 0.33483 | 0.33178 | 0.33382 | 0.33721 | 0.32602 | 0.32501 | 0.3345 | 0.33721 | 0.33958 | 0.34703 | 0.35144 | 0.33212 | 0.34703 | 0.34195 | 0.34771 | 0.3284 | 0.3345 | 0.3267 | 0.35585 | 0.32772 | 0.34398 | 0.33788 | 0.34432 | 0.32229 | 0.34703 | 0.33585 | 0.34941 | 0.32602 | 0.32602 | 0.32196 | 0.34805 | 0.33924 | 0.35246 | 0.32196 | 0.33822 | 0.32704 | 0.33246 | 0.35517 | 0.35178 | 0.33111 | 0.33483 | 0.33619 | 0.32501 | 0.3267 | 0.32704 | 0.34805 | 0.35212 | 0.33958 | 0.33212 | 0.32907
ON_HRJ_GSS | 662 | 230 | ON | 0.001083 | 662 | 24640 | 0.26685 | 0.2954 | 0.28474 | 0.27984 | 0.27898 | 0.27869 | 0.28676 | 0.2931 | 0.29656 | 0.2784 | 0.27379 | 0.28503 | 0.29483 | 0.27927 | 0.2905 | 0.2931 | 0.28042 | 0.27782 | 0.29973 | 0.28301 | 0.2833 | 0.28359 | 0.27754 | 0.27984 | 0.28561 | 0.2784 | 0.27725 | 0.28618 | 0.29713 | 0.28589 | 0.27465 | 0.28244 | 0.27782 | 0.29108 | 0.27898 | 0.28791 | 0.28157 | 0.27465 | 0.2833 | 0.30002 | 0.28359 | 0.28071 | 0.29685 | 0.27379 | 0.29339 | 0.28705 | 0.2833 | 0.29973 | 0.27667 | 0.32528 | 0.30292 | 0.30733 | 0.31142 | 0.32276 | 0.30827 | 0.3089 | 0.30544 | 0.32622 | 0.32213 | 0.30292 | 0.30197 | 0.30701 | 0.31803 | 0.32307 | 0.32402 | 0.32937 | 0.30638 | 0.31331 | 0.30733 | 0.3215 | 0.31551 | 0.31142 | 0.30134 | 0.31016 | 0.31111 | 0.31551 | 0.31079 | 0.3004 | 0.30071 | 0.29914 | 0.31142 | 0.32528 | 0.30481 | 0.31205 | 0.30166 | 0.30386 | 0.31835 | 0.3089 | 0.31866 | 0.32874 | 0.32496 | 0.31772 | 0.33063 | 0.31268 | 0.30796 | 0.30512 | 0.30071 | 0.31222 | 0.33239 | 0.3183 | 0.31606 | 0.32534 | 0.3247 | 0.32342 | 0.32342 | 0.31126 | 0.32983 | 0.32983 | 0.32599 | 0.30709 | 0.32214 | 0.33271 | 0.32983 | 0.31446 | 0.31094 | 0.33591 | 0.31574 | 0.33047 | 0.32278 | 0.30805 | 0.32631 | 0.30965 | 0.33111 | 0.3119 | 0.30421 | 0.32727 | 0.30709 | 0.30965 | 0.33591 | 0.31382 | 0.31478 | 0.31414 | 0.30613 | 0.32727 | 0.31126 | 0.32374 | 0.30421 | 0.30869 | 0.32567 | 0.3167 | 0.32983 | 0.32567 | 0.33303 | 0.33623 | 0.3151 | 0.34657 | 0.3429 | 0.34991 | 0.34657 | 0.31855 | 0.3329 | 0.34224 | 0.33023 | 0.34791 | 0.34824 | 0.31855 | 0.33523 | 0.34924 | 0.33523 | 0.3409 | 0.3419 | 0.34557 | 0.32322 | 0.34324 | 0.33356 | 0.33023 | 0.3369 | 0.3349 | 0.34224 | 0.32889 | 0.32623 | 0.34924 | 0.3429 | 0.3359 | 0.31922 | 0.3359 | 0.34824 | 0.32623 | 0.3319 | 0.3319 | 0.3309 | 0.31789 | 0.33823 | 0.31722 | 0.31789 | 0.32589 | 0.34524 | 0.32723 | 0.33757 | 0.31889 | 0.3419 | 0.34891 | 0.34224 | 0.32365 | 0.33111 | 0.3389 | 0.32534 | 0.33687 | 0.33145 | 0.32975 | 0.34195 | 0.33077 | 0.34195 | 0.33348 | 0.34331 | 0.3389 | 0.34941 | 0.33585 | 0.33145 | 0.32738 | 0.32365 | 0.34229 | 0.32263 | 0.32602 | 0.34771 | 0.33348 | 0.35585 | 0.32534 | 0.345 | 0.3511 | 0.32738 | 0.33077 | 0.33483 | 0.33958 | 0.35347 | 0.33585 | 0.34873 | 0.33178 | 0.34331 | 0.3467 | 0.32196 | 0.34195 | 0.33992 | 0.33687 | 0.34941 | 0.3345 | 0.33755 | 0.34975 | 0.33483 | 0.33178 | 0.33382 | 0.33721 | 0.32602 | 0.32501 | 0.3345 | 0.33721 | 0.33958 | 0.34703 | 0.35144 | 0.33212 | 0.34703 | 0.34195 | 0.34771 | 0.3284 | 0.3345 | 0.3267 | 0.35585 | 0.32772 | 0.34398 | 0.33788 | 0.34432 | 0.32229 | 0.34703 | 0.33585 | 0.34941 | 0.32602 | 0.32602 | 0.32196 | 0.34805 | 0.33924 | 0.35246 | 0.32196 | 0.33822 | 0.32704 | 0.33246 | 0.35517 | 0.35178 | 0.33111 | 0.33483 | 0.33619 | 0.32501 | 0.3267 | 0.32704 | 0.34805 | 0.35212 | 0.33958 | 0.33212 | 0.32907
ON_HRJ_JCT | 663 | 230 | ON | 0.001083 | 663 | 24640 | 0.26685 | 0.2954 | 0.28474 | 0.27984 | 0.27898 | 0.27869 | 0.28676 | 0.2931 | 0.29656 | 0.2784 | 0.27379 | 0.28503 | 0.29483 | 0.27927 | 0.2905 | 0.2931 | 0.28042 | 0.27782 | 0.29973 | 0.28301 | 0.2833 | 0.28359 | 0.27754 | 0.27984 | 0.28561 | 0.2784 | 0.27725 | 0.28618 | 0.29713 | 0.28589 | 0.27465 | 0.28244 | 0.27782 | 0.29108 | 0.27898 | 0.28791 | 0.28157 | 0.27465 | 0.2833 | 0.30002 | 0.28359 | 0.28071 | 0.29685 | 0.27379 | 0.29339 | 0.28705 | 0.2833 | 0.29973 | 0.27667 | 0.32528 | 0.30292 | 0.30733 | 0.31142 | 0.32276 | 0.30827 | 0.3089 | 0.30544 | 0.32622 | 0.32213 | 0.30292 | 0.30197 | 0.30701 | 0.31803 | 0.32307 | 0.32402 | 0.32937 | 0.30638 | 0.31331 | 0.30733 | 0.3215 | 0.31551 | 0.31142 | 0.30134 | 0.31016 | 0.31111 | 0.31551 | 0.31079 | 0.3004 | 0.30071 | 0.29914 | 0.31142 | 0.32528 | 0.30481 | 0.31205 | 0.30166 | 0.30386 | 0.31835 | 0.3089 | 0.31866 | 0.32874 | 0.32496 | 0.31772 | 0.33063 | 0.31268 | 0.30796 | 0.30512 | 0.30071 | 0.31222 | 0.33239 | 0.3183 | 0.31606 | 0.32534 | 0.3247 | 0.32342 | 0.32342 | 0.31126 | 0.32983 | 0.32983 | 0.32599 | 0.30709 | 0.32214 | 0.33271 | 0.32983 | 0.31446 | 0.31094 | 0.33591 | 0.31574 | 0.33047 | 0.32278 | 0.30805 | 0.32631 | 0.30965 | 0.33111 | 0.3119 | 0.30421 | 0.32727 | 0.30709 | 0.30965 | 0.33591 | 0.31382 | 0.31478 | 0.31414 | 0.30613 | 0.32727 | 0.31126 | 0.32374 | 0.30421 | 0.30869 | 0.32567 | 0.3167 | 0.32983 | 0.32567 | 0.33303 | 0.33623 | 0.3151 | 0.34657 | 0.3429 | 0.34991 | 0.34657 | 0.31855 | 0.3329 | 0.34224 | 0.33023 | 0.34791 | 0.34824 | 0.31855 | 0.33523 | 0.34924 | 0.33523 | 0.3409 | 0.3419 | 0.34557 | 0.32322 | 0.34324 | 0.33356 | 0.33023 | 0.3369 | 0.3349 | 0.34224 | 0.32889 | 0.32623 | 0.34924 | 0.3429 | 0.3359 | 0.31922 | 0.3359 | 0.34824 | 0.32623 | 0.3319 | 0.3319 | 0.3309 | 0.31789 | 0.33823 | 0.31722 | 0.31789 | 0.32589 | 0.34524 | 0.32723 | 0.33757 | 0.31889 | 0.3419 | 0.34891 | 0.34224 | 0.32365 | 0.33111 | 0.3389 | 0.32534 | 0.33687 | 0.33145 | 0.32975 | 0.34195 | 0.33077 | 0.34195 | 0.33348 | 0.34331 | 0.3389 | 0.34941 | 0.33585 | 0.33145 | 0.32738 | 0.32365 | 0.34229 | 0.32263 | 0.32602 | 0.34771 | 0.33348 | 0.35585 | 0.32534 | 0.345 | 0.3511 | 0.32738 | 0.33077 | 0.33483 | 0.33958 | 0.35347 | 0.33585 | 0.34873 | 0.33178 | 0.34331 | 0.3467 | 0.32196 | 0.34195 | 0.33992 | 0.33687 | 0.34941 | 0.3345 | 0.33755 | 0.34975 | 0.33483 | 0.33178 | 0.33382 | 0.33721 | 0.32602 | 0.32501 | 0.3345 | 0.33721 | 0.33958 | 0.34703 | 0.35144 | 0.33212 | 0.34703 | 0.34195 | 0.34771 | 0.3284 | 0.3345 | 0.3267 | 0.35585 | 0.32772 | 0.34398 | 0.33788 | 0.34432 | 0.32229 | 0.34703 | 0.33585 | 0.34941 | 0.32602 | 0.32602 | 0.32196 | 0.34805 | 0.33924 | 0.35246 | 0.32196 | 0.33822 | 0.32704 | 0.33246 | 0.35517 | 0.35178 | 0.33111 | 0.33483 | 0.33619 | 0.32501 | 0.3267 | 0.32704 | 0.34805 | 0.35212 | 0.33958 | 0.33212 | 0.32907
ON_HRN_SWS | 664 | 230 | ON | 0.003487 | 664 | 24640 | 0.8592 | 0.95113 | 0.9168 | 0.90102 | 0.89824 | 0.89731 | 0.92329 | 0.94371 | 0.95484 | 0.89638 | 0.88154 | 0.91773 | 0.94927 | 0.89917 | 0.93536 | 0.94371 | 0.90288 | 0.89453 | 0.96505 | 0.91123 | 0.91216 | 0.91309 | 0.8936 | 0.90102 | 0.91958 | 0.89638 | 0.89267 | 0.92144 | 0.9567 | 0.92051 | 0.88432 | 0.90937 | 0.89453 | 0.93721 | 0.89824 | 0.927 | 0.90659 | 0.88432 | 0.91216 | 0.96598 | 0.91309 | 0.90381 | 0.95577 | 0.88154 | 0.94464 | 0.92422 | 0.91216 | 0.96505 | 0.89082 | 1.0473 | 0.97533 | 0.98952 | 1.0027 | 1.0392 | 0.99256 | 0.99459 | 0.98344 | 1.0504 | 1.0372 | 0.97533 | 0.97228 | 0.98851 | 1.024 | 1.0402 | 1.0433 | 1.0605 | 0.98648 | 1.0088 | 0.98952 | 1.0351 | 1.0159 | 1.0027 | 0.97026 | 0.99864 | 1.0017 | 1.0159 | 1.0007 | 0.96722 | 0.96823 | 0.96316 | 1.0027 | 1.0473 | 0.98141 | 1.0047 | 0.97127 | 0.97837 | 1.025 | 0.99459 | 1.026 | 1.0585 | 1.0463 | 1.023 | 1.0645 | 1.0068 | 0.99155 | 0.98242 | 0.96823 | 1.0053 | 1.0702 | 1.0248 | 1.0176 | 1.0475 | 1.0455 | 1.0413 | 1.0413 | 1.0022 | 1.062 | 1.062 | 1.0496 | 0.98876 | 1.0372 | 1.0712 | 1.062 | 1.0125 | 1.0011 | 1.0816 | 1.0166 | 1.064 | 1.0393 | 0.99186 | 1.0506 | 0.99701 | 1.0661 | 1.0042 | 0.97948 | 1.0537 | 0.98876 | 0.99701 | 1.0816 | 1.0104 | 1.0135 | 1.0114 | 0.98567 | 1.0537 | 1.0022 | 1.0424 | 0.97948 | 0.99392 | 1.0486 | 1.0197 | 1.062 | 1.0486 | 1.0723 | 1.0826 | 1.0145 | 1.1159 | 1.1041 | 1.1266 | 1.1159 | 1.0257 | 1.0718 | 1.1019 | 1.0633 | 1.1202 | 1.1213 | 1.0257 | 1.0794 | 1.1245 | 1.0794 | 1.0976 | 1.1008 | 1.1127 | 1.0407 | 1.1051 | 1.074 | 1.0633 | 1.0847 | 1.0783 | 1.1019 | 1.059 | 1.0504 | 1.1245 | 1.1041 | 1.0815 | 1.0278 | 1.0815 | 1.1213 | 1.0504 | 1.0686 | 1.0686 | 1.0654 | 1.0235 | 1.089 | 1.0214 | 1.0235 | 1.0493 | 1.1116 | 1.0536 | 1.0869 | 1.0267 | 1.1008 | 1.1234 | 1.1019 | 1.0421 | 1.0661 | 1.0912 | 1.0475 | 1.0846 | 1.0672 | 1.0617 | 1.101 | 1.065 | 1.101 | 1.0737 | 1.1054 | 1.0912 | 1.125 | 1.0814 | 1.0672 | 1.0541 | 1.0421 | 1.1021 | 1.0388 | 1.0497 | 1.1196 | 1.0737 | 1.1457 | 1.0475 | 1.1108 | 1.1305 | 1.0541 | 1.065 | 1.0781 | 1.0934 | 1.1381 | 1.0814 | 1.1228 | 1.0683 | 1.1054 | 1.1163 | 1.0366 | 1.101 | 1.0945 | 1.0846 | 1.125 | 1.077 | 1.0868 | 1.1261 | 1.0781 | 1.0683 | 1.0748 | 1.0857 | 1.0497 | 1.0464 | 1.077 | 1.0857 | 1.0934 | 1.1174 | 1.1316 | 1.0694 | 1.1174 | 1.101 | 1.1196 | 1.0574 | 1.077 | 1.0519 | 1.1457 | 1.0552 | 1.1075 | 1.0879 | 1.1086 | 1.0377 | 1.1174 | 1.0814 | 1.125 | 1.0497 | 1.0497 | 1.0366 | 1.1206 | 1.0923 | 1.1348 | 1.0366 | 1.089 | 1.053 | 1.0704 | 1.1436 | 1.1326 | 1.0661 | 1.0781 | 1.0825 | 1.0464 | 1.0519 | 1.053 | 1.1206 | 1.1337 | 1.0934 | 1.0694 | 1.0595
ON_HVL_DSS | 665 | 230 | ON | 0.001398 | 665 | 24640 | 0.34447 | 0.38133 | 0.36756 | 0.36124 | 0.36012 | 0.35975 | 0.37016 | 0.37835 | 0.38281 | 0.35938 | 0.35342 | 0.36793 | 0.38058 | 0.36049 | 0.375 | 0.37835 | 0.36198 | 0.35863 | 0.38691 | 0.36533 | 0.3657 | 0.36607 | 0.35826 | 0.36124 | 0.36868 | 0.35938 | 0.35789 | 0.36942 | 0.38356 | 0.36905 | 0.35454 | 0.36458 | 0.35863 | 0.37574 | 0.36012 | 0.37165 | 0.36347 | 0.35454 | 0.3657 | 0.38728 | 0.36607 | 0.36235 | 0.38319 | 0.35342 | 0.37872 | 0.37054 | 0.3657 | 0.38691 | 0.35714 | 0.41988 | 0.39103 | 0.39672 | 0.402 | 0.41663 | 0.39794 | 0.39875 | 0.39428 | 0.4211 | 0.41582 | 0.39103 | 0.38981 | 0.39631 | 0.41054 | 0.41704 | 0.41826 | 0.42517 | 0.3955 | 0.40444 | 0.39672 | 0.41501 | 0.40728 | 0.402 | 0.38899 | 0.40037 | 0.40159 | 0.40728 | 0.40119 | 0.38777 | 0.38818 | 0.38615 | 0.402 | 0.41988 | 0.39346 | 0.40281 | 0.3894 | 0.39224 | 0.41094 | 0.39875 | 0.41135 | 0.42436 | 0.41948 | 0.41013 | 0.42679 | 0.40363 | 0.39753 | 0.39387 | 0.38818 | 0.40303 | 0.42907 | 0.41088 | 0.40799 | 0.41997 | 0.41915 | 0.41749 | 0.41749 | 0.40179 | 0.42576 | 0.42576 | 0.4208 | 0.39641 | 0.41584 | 0.42948 | 0.42576 | 0.40592 | 0.40137 | 0.43362 | 0.40757 | 0.42659 | 0.41667 | 0.39765 | 0.42121 | 0.39972 | 0.42741 | 0.40261 | 0.39269 | 0.42245 | 0.39641 | 0.39972 | 0.43362 | 0.40509 | 0.40633 | 0.40551 | 0.39517 | 0.42245 | 0.40179 | 0.41791 | 0.39269 | 0.39848 | 0.42039 | 0.40881 | 0.42576 | 0.42039 | 0.4299 | 0.43403 | 0.40675 | 0.44738 | 0.44264 | 0.45168 | 0.44738 | 0.41121 | 0.42972 | 0.44178 | 0.42628 | 0.4491 | 0.44953 | 0.41121 | 0.43274 | 0.45082 | 0.43274 | 0.44006 | 0.44135 | 0.44609 | 0.41724 | 0.44307 | 0.43058 | 0.42628 | 0.43489 | 0.43231 | 0.44178 | 0.42456 | 0.42111 | 0.45082 | 0.44264 | 0.4336 | 0.41207 | 0.4336 | 0.44953 | 0.42111 | 0.42843 | 0.42843 | 0.42714 | 0.41035 | 0.43661 | 0.40949 | 0.41035 | 0.42068 | 0.44565 | 0.4224 | 0.43575 | 0.41164 | 0.44135 | 0.45039 | 0.44178 | 0.41779 | 0.42741 | 0.43747 | 0.41997 | 0.43485 | 0.42785 | 0.42566 | 0.44141 | 0.42697 | 0.44141 | 0.43047 | 0.44316 | 0.43747 | 0.45104 | 0.43354 | 0.42785 | 0.4226 | 0.41779 | 0.44185 | 0.41647 | 0.42085 | 0.44885 | 0.43047 | 0.45935 | 0.41997 | 0.44535 | 0.45322 | 0.4226 | 0.42697 | 0.43222 | 0.43835 | 0.45628 | 0.43354 | 0.45016 | 0.42829 | 0.44316 | 0.44754 | 0.4156 | 0.44141 | 0.43879 | 0.43485 | 0.45104 | 0.43179 | 0.43572 | 0.45147 | 0.43222 | 0.42829 | 0.43091 | 0.43529 | 0.42085 | 0.41954 | 0.43179 | 0.43529 | 0.43835 | 0.44797 | 0.45366 | 0.42872 | 0.44797 | 0.44141 | 0.44885 | 0.42391 | 0.43179 | 0.42172 | 0.45935 | 0.42304 | 0.44404 | 0.43616 | 0.44447 | 0.41604 | 0.44797 | 0.43354 | 0.45104 | 0.42085 | 0.42085 | 0.4156 | 0.44929 | 0.43791 | 0.45497 | 0.4156 | 0.4366 | 0.42216 | 0.42916 | 0.45847 | 0.4541 | 0.42741 | 0.43222 | 0.43397 | 0.41954 | 0.42172 | 0.42216 | 0.44929 | 0.45453 | 0.43835 | 0.42872 | 0.42479
ON_HWT_TSS | 666 | 230 | ON | 0.003026 | 666 | 24640 | 0.74561 | 0.82539 | 0.79559 | 0.7819 | 0.77949 | 0.77868 | 0.80123 | 0.81894 | 0.82861 | 0.77788 | 0.76499 | 0.7964 | 0.82378 | 0.78029 | 0.8117 | 0.81894 | 0.78351 | 0.77627 | 0.83747 | 0.79076 | 0.79157 | 0.79237 | 0.77546 | 0.7819 | 0.79801 | 0.77788 | 0.77466 | 0.79962 | 0.83022 | 0.79881 | 0.76741 | 0.78915 | 0.77627 | 0.81331 | 0.77949 | 0.80445 | 0.78673 | 0.76741 | 0.79157 | 0.83827 | 0.79237 | 0.78432 | 0.82941 | 0.76499 | 0.81975 | 0.80203 | 0.79157 | 0.83747 | 0.77304 | 0.90885 | 0.84638 | 0.8587 | 0.87014 | 0.90181 | 0.86134 | 0.8631 | 0.85342 | 0.91149 | 0.90005 | 0.84638 | 0.84374 | 0.85782 | 0.88861 | 0.90269 | 0.90533 | 0.92029 | 0.85606 | 0.87542 | 0.8587 | 0.89829 | 0.88158 | 0.87014 | 0.84198 | 0.86662 | 0.86926 | 0.88158 | 0.86838 | 0.83934 | 0.84022 | 0.83582 | 0.87014 | 0.90885 | 0.85166 | 0.8719 | 0.84286 | 0.84902 | 0.88949 | 0.8631 | 0.89037 | 0.91853 | 0.90797 | 0.88773 | 0.92381 | 0.87366 | 0.86046 | 0.85254 | 0.84022 | 0.87236 | 0.92873 | 0.88936 | 0.8831 | 0.90904 | 0.90725 | 0.90367 | 0.90367 | 0.86968 | 0.92157 | 0.92157 | 0.91083 | 0.85804 | 0.9001 | 0.92962 | 0.92157 | 0.87862 | 0.86878 | 0.93857 | 0.8822 | 0.92336 | 0.90189 | 0.86073 | 0.91173 | 0.8652 | 0.92515 | 0.87146 | 0.84999 | 0.91441 | 0.85804 | 0.8652 | 0.93857 | 0.87683 | 0.87952 | 0.87773 | 0.85536 | 0.91441 | 0.86968 | 0.90457 | 0.84999 | 0.86252 | 0.90994 | 0.88489 | 0.92157 | 0.90994 | 0.93052 | 0.93946 | 0.88041 | 0.96836 | 0.9581 | 0.97768 | 0.96836 | 0.89007 | 0.93014 | 0.95624 | 0.92269 | 0.97208 | 0.97302 | 0.89007 | 0.93667 | 0.97581 | 0.93667 | 0.95251 | 0.95531 | 0.96556 | 0.90312 | 0.95904 | 0.93201 | 0.92269 | 0.94133 | 0.93574 | 0.95624 | 0.91896 | 0.9115 | 0.97581 | 0.9581 | 0.93853 | 0.89193 | 0.93853 | 0.97302 | 0.9115 | 0.92735 | 0.92735 | 0.92455 | 0.8882 | 0.94506 | 0.88634 | 0.8882 | 0.91057 | 0.96463 | 0.9143 | 0.94319 | 0.891 | 0.95531 | 0.97488 | 0.95624 | 0.90431 | 0.92514 | 0.94692 | 0.90904 | 0.94124 | 0.92609 | 0.92135 | 0.95544 | 0.92419 | 0.95544 | 0.93177 | 0.95923 | 0.94692 | 0.97627 | 0.9384 | 0.92609 | 0.91472 | 0.90431 | 0.95639 | 0.90147 | 0.91094 | 0.97154 | 0.93177 | 0.99427 | 0.90904 | 0.96396 | 0.98101 | 0.91472 | 0.92419 | 0.93556 | 0.94881 | 0.98764 | 0.9384 | 0.97438 | 0.92703 | 0.95923 | 0.9687 | 0.89957 | 0.95544 | 0.94976 | 0.94124 | 0.97627 | 0.93461 | 0.94313 | 0.97722 | 0.93556 | 0.92703 | 0.93272 | 0.94219 | 0.91094 | 0.9081 | 0.93461 | 0.94219 | 0.94881 | 0.96965 | 0.98196 | 0.92798 | 0.96965 | 0.95544 | 0.97154 | 0.91757 | 0.93461 | 0.91283 | 0.99427 | 0.91567 | 0.96112 | 0.94408 | 0.96207 | 0.90052 | 0.96965 | 0.9384 | 0.97627 | 0.91094 | 0.91094 | 0.89957 | 0.97249 | 0.94787 | 0.9848 | 0.89957 | 0.94503 | 0.91378 | 0.92893 | 0.99237 | 0.9829 | 0.92514 | 0.93556 | 0.93934 | 0.9081 | 0.91283 | 0.91378 | 0.97249 | 0.98385 | 0.94881 | 0.92798 | 0.91946
ON_HYD_JCT | 667 | 230 | ON | 0.00126 | 667 | 24640 | 0.31046 | 0.34368 | 0.33128 | 0.32558 | 0.32457 | 0.32424 | 0.33362 | 0.341 | 0.34502 | 0.3239 | 0.31854 | 0.33161 | 0.34301 | 0.32491 | 0.33798 | 0.341 | 0.32625 | 0.32323 | 0.34871 | 0.32927 | 0.3296 | 0.32994 | 0.32289 | 0.32558 | 0.33228 | 0.3239 | 0.32256 | 0.33295 | 0.3457 | 0.33262 | 0.31954 | 0.3286 | 0.32323 | 0.33865 | 0.32457 | 0.33497 | 0.32759 | 0.31954 | 0.3296 | 0.34905 | 0.32994 | 0.32658 | 0.34536 | 0.31854 | 0.34134 | 0.33396 | 0.3296 | 0.34871 | 0.32189 | 0.37844 | 0.35243 | 0.35756 | 0.36232 | 0.37551 | 0.35865 | 0.35939 | 0.35536 | 0.37954 | 0.37477 | 0.35243 | 0.35133 | 0.35719 | 0.37001 | 0.37587 | 0.37697 | 0.3832 | 0.35646 | 0.36452 | 0.35756 | 0.37404 | 0.36708 | 0.36232 | 0.35059 | 0.36085 | 0.36195 | 0.36708 | 0.36159 | 0.3495 | 0.34986 | 0.34803 | 0.36232 | 0.37844 | 0.35462 | 0.36305 | 0.35096 | 0.35353 | 0.37038 | 0.35939 | 0.37074 | 0.38247 | 0.37807 | 0.36964 | 0.38466 | 0.36378 | 0.35829 | 0.35499 | 0.34986 | 0.36324 | 0.38671 | 0.37032 | 0.36771 | 0.37852 | 0.37777 | 0.37628 | 0.37628 | 0.36213 | 0.38373 | 0.38373 | 0.37926 | 0.35728 | 0.37479 | 0.38709 | 0.38373 | 0.36585 | 0.36175 | 0.39081 | 0.36734 | 0.38448 | 0.37554 | 0.3584 | 0.37964 | 0.36026 | 0.38522 | 0.36287 | 0.35393 | 0.38075 | 0.35728 | 0.36026 | 0.39081 | 0.36511 | 0.36622 | 0.36548 | 0.35616 | 0.38075 | 0.36213 | 0.37665 | 0.35393 | 0.35914 | 0.37889 | 0.36846 | 0.38373 | 0.37889 | 0.38746 | 0.39118 | 0.3666 | 0.40322 | 0.39895 | 0.4071 | 0.40322 | 0.37062 | 0.3873 | 0.39817 | 0.3842 | 0.40477 | 0.40516 | 0.37062 | 0.39002 | 0.40632 | 0.39002 | 0.39662 | 0.39778 | 0.40205 | 0.37605 | 0.39933 | 0.38808 | 0.3842 | 0.39196 | 0.38963 | 0.39817 | 0.38265 | 0.37954 | 0.40632 | 0.39895 | 0.3908 | 0.37139 | 0.3908 | 0.40516 | 0.37954 | 0.38614 | 0.38614 | 0.38498 | 0.36984 | 0.39351 | 0.36906 | 0.36984 | 0.37915 | 0.40166 | 0.38071 | 0.39274 | 0.371 | 0.39778 | 0.40593 | 0.39817 | 0.37655 | 0.38522 | 0.39429 | 0.37852 | 0.39192 | 0.38561 | 0.38364 | 0.39784 | 0.38483 | 0.39784 | 0.38798 | 0.39942 | 0.39429 | 0.40651 | 0.39074 | 0.38561 | 0.38088 | 0.37655 | 0.39823 | 0.37536 | 0.37931 | 0.40454 | 0.38798 | 0.414 | 0.37852 | 0.40139 | 0.40848 | 0.38088 | 0.38483 | 0.38956 | 0.39508 | 0.41124 | 0.39074 | 0.40572 | 0.38601 | 0.39942 | 0.40336 | 0.37457 | 0.39784 | 0.39547 | 0.39192 | 0.40651 | 0.38916 | 0.39271 | 0.40691 | 0.38956 | 0.38601 | 0.38837 | 0.39232 | 0.37931 | 0.37812 | 0.38916 | 0.39232 | 0.39508 | 0.40375 | 0.40888 | 0.3864 | 0.40375 | 0.39784 | 0.40454 | 0.38207 | 0.38916 | 0.38009 | 0.414 | 0.38128 | 0.4002 | 0.39311 | 0.4006 | 0.37497 | 0.40375 | 0.39074 | 0.40651 | 0.37931 | 0.37931 | 0.37457 | 0.40494 | 0.39468 | 0.41006 | 0.37457 | 0.3935 | 0.38049 | 0.3868 | 0.41322 | 0.40927 | 0.38522 | 0.38956 | 0.39113 | 0.37812 | 0.38009 | 0.38049 | 0.40494 | 0.40967 | 0.39508 | 0.3864 | 0.38285
ON_HYD_SWS | 668 | 230 | ON | 0.00126 | 668 | 24640 | 0.31046 | 0.34368 | 0.33128 | 0.32558 | 0.32457 | 0.32424 | 0.33362 | 0.341 | 0.34502 | 0.3239 | 0.31854 | 0.33161 | 0.34301 | 0.32491 | 0.33798 | 0.341 | 0.32625 | 0.32323 | 0.34871 | 0.32927 | 0.3296 | 0.32994 | 0.32289 | 0.32558 | 0.33228 | 0.3239 | 0.32256 | 0.33295 | 0.3457 | 0.33262 | 0.31954 | 0.3286 | 0.32323 | 0.33865 | 0.32457 | 0.33497 | 0.32759 | 0.31954 | 0.3296 | 0.34905 | 0.32994 | 0.32658 | 0.34536 | 0.31854 | 0.34134 | 0.33396 | 0.3296 | 0.34871 | 0.32189 | 0.37844 | 0.35243 | 0.35756 | 0.36232 | 0.37551 | 0.35865 | 0.35939 | 0.35536 | 0.37954 | 0.37477 | 0.35243 | 0.35133 | 0.35719 | 0.37001 | 0.37587 | 0.37697 | 0.3832 | 0.35646 | 0.36452 | 0.35756 | 0.37404 | 0.36708 | 0.36232 | 0.35059 | 0.36085 | 0.36195 | 0.36708 | 0.36159 | 0.3495 | 0.34986 | 0.34803 | 0.36232 | 0.37844 | 0.35462 | 0.36305 | 0.35096 | 0.35353 | 0.37038 | 0.35939 | 0.37074 | 0.38247 | 0.37807 | 0.36964 | 0.38466 | 0.36378 | 0.35829 | 0.35499 | 0.34986 | 0.36324 | 0.38671 | 0.37032 | 0.36771 | 0.37852 | 0.37777 | 0.37628 | 0.37628 | 0.36213 | 0.38373 | 0.38373 | 0.37926 | 0.35728 | 0.37479 | 0.38709 | 0.38373 | 0.36585 | 0.36175 | 0.39081 | 0.36734 | 0.38448 | 0.37554 | 0.3584 | 0.37964 | 0.36026 | 0.38522 | 0.36287 | 0.35393 | 0.38075 | 0.35728 | 0.36026 | 0.39081 | 0.36511 | 0.36622 | 0.36548 | 0.35616 | 0.38075 | 0.36213 | 0.37665 | 0.35393 | 0.35914 | 0.37889 | 0.36846 | 0.38373 | 0.37889 | 0.38746 | 0.39118 | 0.3666 | 0.40322 | 0.39895 | 0.4071 | 0.40322 | 0.37062 | 0.3873 | 0.39817 | 0.3842 | 0.40477 | 0.40516 | 0.37062 | 0.39002 | 0.40632 | 0.39002 | 0.39662 | 0.39778 | 0.40205 | 0.37605 | 0.39933 | 0.38808 | 0.3842 | 0.39196 | 0.38963 | 0.39817 | 0.38265 | 0.37954 | 0.40632 | 0.39895 | 0.3908 | 0.37139 | 0.3908 | 0.40516 | 0.37954 | 0.38614 | 0.38614 | 0.38498 | 0.36984 | 0.39351 | 0.36906 | 0.36984 | 0.37915 | 0.40166 | 0.38071 | 0.39274 | 0.371 | 0.39778 | 0.40593 | 0.39817 | 0.37655 | 0.38522 | 0.39429 | 0.37852 | 0.39192 | 0.38561 | 0.38364 | 0.39784 | 0.38483 | 0.39784 | 0.38798 | 0.39942 | 0.39429 | 0.40651 | 0.39074 | 0.38561 | 0.38088 | 0.37655 | 0.39823 | 0.37536 | 0.37931 | 0.40454 | 0.38798 | 0.414 | 0.37852 | 0.40139 | 0.40848 | 0.38088 | 0.38483 | 0.38956 | 0.39508 | 0.41124 | 0.39074 | 0.40572 | 0.38601 | 0.39942 | 0.40336 | 0.37457 | 0.39784 | 0.39547 | 0.39192 | 0.40651 | 0.38916 | 0.39271 | 0.40691 | 0.38956 | 0.38601 | 0.38837 | 0.39232 | 0.37931 | 0.37812 | 0.38916 | 0.39232 | 0.39508 | 0.40375 | 0.40888 | 0.3864 | 0.40375 | 0.39784 | 0.40454 | 0.38207 | 0.38916 | 0.38009 | 0.414 | 0.38128 | 0.4002 | 0.39311 | 0.4006 | 0.37497 | 0.40375 | 0.39074 | 0.40651 | 0.37931 | 0.37931 | 0.37457 | 0.40494 | 0.39468 | 0.41006 | 0.37457 | 0.3935 | 0.38049 | 0.3868 | 0.41322 | 0.40927 | 0.38522 | 0.38956 | 0.39113 | 0.37812 | 0.38009 | 0.38049 | 0.40494 | 0.40967 | 0.39508 | 0.3864 | 0.38285
ON_IBM_ISS | 669 | 230 | ON | 0.003203 | 669 | 24640 | 0.78922 | 0.87367 | 0.84213 | 0.82764 | 0.82508 | 0.82423 | 0.84809 | 0.86685 | 0.87708 | 0.82338 | 0.80974 | 0.84298 | 0.87196 | 0.82593 | 0.85918 | 0.86685 | 0.82934 | 0.82167 | 0.88645 | 0.83701 | 0.83787 | 0.83872 | 0.82082 | 0.82764 | 0.84469 | 0.82338 | 0.81997 | 0.84639 | 0.87878 | 0.84554 | 0.8123 | 0.83531 | 0.82167 | 0.86088 | 0.82508 | 0.8515 | 0.83275 | 0.8123 | 0.83787 | 0.8873 | 0.83872 | 0.8302 | 0.87793 | 0.80974 | 0.8677 | 0.84895 | 0.83787 | 0.88645 | 0.81826 | 0.96201 | 0.89589 | 0.90893 | 0.92103 | 0.95456 | 0.91172 | 0.91358 | 0.90334 | 0.9648 | 0.9527 | 0.89589 | 0.8931 | 0.908 | 0.94059 | 0.95549 | 0.95829 | 0.97412 | 0.90613 | 0.92662 | 0.90893 | 0.95084 | 0.93314 | 0.92103 | 0.89123 | 0.91731 | 0.9201 | 0.93314 | 0.91917 | 0.88844 | 0.88937 | 0.88471 | 0.92103 | 0.96201 | 0.90148 | 0.9229 | 0.89216 | 0.89868 | 0.94152 | 0.91358 | 0.94245 | 0.97225 | 0.96108 | 0.93966 | 0.97784 | 0.92476 | 0.91079 | 0.90241 | 0.88937 | 0.92339 | 0.98305 | 0.94138 | 0.93475 | 0.96222 | 0.96032 | 0.95653 | 0.95653 | 0.92055 | 0.97547 | 0.97547 | 0.96411 | 0.90823 | 0.95275 | 0.984 | 0.97547 | 0.93002 | 0.9196 | 0.99347 | 0.9338 | 0.97737 | 0.95464 | 0.91107 | 0.96506 | 0.91581 | 0.97926 | 0.92244 | 0.89971 | 0.9679 | 0.90823 | 0.91581 | 0.99347 | 0.92812 | 0.93096 | 0.92907 | 0.90539 | 0.9679 | 0.92055 | 0.95748 | 0.89971 | 0.91297 | 0.96316 | 0.93665 | 0.97547 | 0.96316 | 0.98495 | 0.99442 | 0.93191 | 1.025 | 1.0141 | 1.0349 | 1.025 | 0.94213 | 0.98455 | 1.0122 | 0.97666 | 1.0289 | 1.0299 | 0.94213 | 0.99146 | 1.0329 | 0.99146 | 1.0082 | 1.0112 | 1.022 | 0.95594 | 1.0151 | 0.98652 | 0.97666 | 0.99639 | 0.99047 | 1.0122 | 0.97271 | 0.96482 | 1.0329 | 1.0141 | 0.99343 | 0.9441 | 0.99343 | 1.0299 | 0.96482 | 0.98159 | 0.98159 | 0.97863 | 0.94016 | 1.0003 | 0.93818 | 0.94016 | 0.96383 | 1.0211 | 0.96778 | 0.99836 | 0.94312 | 1.0112 | 1.0319 | 1.0122 | 0.9572 | 0.97926 | 1.0023 | 0.96222 | 0.99629 | 0.98026 | 0.97525 | 1.0113 | 0.97825 | 1.0113 | 0.98627 | 1.0153 | 1.0023 | 1.0334 | 0.99329 | 0.98026 | 0.96823 | 0.9572 | 1.0123 | 0.9542 | 0.96422 | 1.0284 | 0.98627 | 1.0524 | 0.96222 | 1.0203 | 1.0384 | 0.96823 | 0.97825 | 0.99028 | 1.0043 | 1.0454 | 0.99329 | 1.0314 | 0.98126 | 1.0153 | 1.0254 | 0.95219 | 1.0113 | 1.0053 | 0.99629 | 1.0334 | 0.98928 | 0.9983 | 1.0344 | 0.99028 | 0.98126 | 0.98727 | 0.9973 | 0.96422 | 0.96121 | 0.98928 | 0.9973 | 1.0043 | 1.0264 | 1.0394 | 0.98226 | 1.0264 | 1.0113 | 1.0284 | 0.97124 | 0.98928 | 0.96623 | 1.0524 | 0.96923 | 1.0173 | 0.9993 | 1.0183 | 0.9532 | 1.0264 | 0.99329 | 1.0334 | 0.96422 | 0.96422 | 0.95219 | 1.0294 | 1.0033 | 1.0424 | 0.95219 | 1.0003 | 0.96723 | 0.98326 | 1.0504 | 1.0404 | 0.97926 | 0.99028 | 0.99429 | 0.96121 | 0.96623 | 0.96723 | 1.0294 | 1.0414 | 1.0043 | 0.98226 | 0.97324
ON_IBM_JCT | 670 | 230 | ON | 0.003203 | 670 | 24640 | 0.78922 | 0.87367 | 0.84213 | 0.82764 | 0.82508 | 0.82423 | 0.84809 | 0.86685 | 0.87708 | 0.82338 | 0.80974 | 0.84298 | 0.87196 | 0.82593 | 0.85918 | 0.86685 | 0.82934 | 0.82167 | 0.88645 | 0.83701 | 0.83787 | 0.83872 | 0.82082 | 0.82764 | 0.84469 | 0.82338 | 0.81997 | 0.84639 | 0.87878 | 0.84554 | 0.8123 | 0.83531 | 0.82167 | 0.86088 | 0.82508 | 0.8515 | 0.83275 | 0.8123 | 0.83787 | 0.8873 | 0.83872 | 0.8302 | 0.87793 | 0.80974 | 0.8677 | 0.84895 | 0.83787 | 0.88645 | 0.81826 | 0.96201 | 0.89589 | 0.90893 | 0.92103 | 0.95456 | 0.91172 | 0.91358 | 0.90334 | 0.9648 | 0.9527 | 0.89589 | 0.8931 | 0.908 | 0.94059 | 0.95549 | 0.95829 | 0.97412 | 0.90613 | 0.92662 | 0.90893 | 0.95084 | 0.93314 | 0.92103 | 0.89123 | 0.91731 | 0.9201 | 0.93314 | 0.91917 | 0.88844 | 0.88937 | 0.88471 | 0.92103 | 0.96201 | 0.90148 | 0.9229 | 0.89216 | 0.89868 | 0.94152 | 0.91358 | 0.94245 | 0.97225 | 0.96108 | 0.93966 | 0.97784 | 0.92476 | 0.91079 | 0.90241 | 0.88937 | 0.92339 | 0.98305 | 0.94138 | 0.93475 | 0.96222 | 0.96032 | 0.95653 | 0.95653 | 0.92055 | 0.97547 | 0.97547 | 0.96411 | 0.90823 | 0.95275 | 0.984 | 0.97547 | 0.93002 | 0.9196 | 0.99347 | 0.9338 | 0.97737 | 0.95464 | 0.91107 | 0.96506 | 0.91581 | 0.97926 | 0.92244 | 0.89971 | 0.9679 | 0.90823 | 0.91581 | 0.99347 | 0.92812 | 0.93096 | 0.92907 | 0.90539 | 0.9679 | 0.92055 | 0.95748 | 0.89971 | 0.91297 | 0.96316 | 0.93665 | 0.97547 | 0.96316 | 0.98495 | 0.99442 | 0.93191 | 1.025 | 1.0141 | 1.0349 | 1.025 | 0.94213 | 0.98455 | 1.0122 | 0.97666 | 1.0289 | 1.0299 | 0.94213 | 0.99146 | 1.0329 | 0.99146 | 1.0082 | 1.0112 | 1.022 | 0.95594 | 1.0151 | 0.98652 | 0.97666 | 0.99639 | 0.99047 | 1.0122 | 0.97271 | 0.96482 | 1.0329 | 1.0141 | 0.99343 | 0.9441 | 0.99343 | 1.0299 | 0.96482 | 0.98159 | 0.98159 | 0.97863 | 0.94016 | 1.0003 | 0.93818 | 0.94016 | 0.96383 | 1.0211 | 0.96778 | 0.99836 | 0.94312 | 1.0112 | 1.0319 | 1.0122 | 0.9572 | 0.97926 | 1.0023 | 0.96222 | 0.99629 | 0.98026 | 0.97525 | 1.0113 | 0.97825 | 1.0113 | 0.98627 | 1.0153 | 1.0023 | 1.0334 | 0.99329 | 0.98026 | 0.96823 | 0.9572 | 1.0123 | 0.9542 | 0.96422 | 1.0284 | 0.98627 | 1.0524 | 0.96222 | 1.0203 | 1.0384 | 0.96823 | 0.97825 | 0.99028 | 1.0043 | 1.0454 | 0.99329 | 1.0314 | 0.98126 | 1.0153 | 1.0254 | 0.95219 | 1.0113 | 1.0053 | 0.99629 | 1.0334 | 0.98928 | 0.9983 | 1.0344 | 0.99028 | 0.98126 | 0.98727 | 0.9973 | 0.96422 | 0.96121 | 0.98928 | 0.9973 | 1.0043 | 1.0264 | 1.0394 | 0.98226 | 1.0264 | 1.0113 | 1.0284 | 0.97124 | 0.98928 | 0.96623 | 1.0524 | 0.96923 | 1.0173 | 0.9993 | 1.0183 | 0.9532 | 1.0264 | 0.99329 | 1.0334 | 0.96422 | 0.96422 | 0.95219 | 1.0294 | 1.0033 | 1.0424 | 0.95219 | 1.0003 | 0.96723 | 0.98326 | 1.0504 | 1.0404 | 0.97926 | 0.99028 | 0.99429 | 0.96121 | 0.96623 | 0.96723 | 1.0294 | 1.0414 | 1.0043 | 0.98226 | 0.97324
ON_IMP_ISS | 671 | 230 | ON | 0.001321 | 671 | 24640 | 0.32549 | 0.36032 | 0.34732 | 0.34134 | 0.34028 | 0.33993 | 0.34978 | 0.35751 | 0.36173 | 0.33958 | 0.33396 | 0.34767 | 0.35962 | 0.34064 | 0.35435 | 0.35751 | 0.34204 | 0.33888 | 0.3656 | 0.34521 | 0.34556 | 0.34591 | 0.33853 | 0.34134 | 0.34837 | 0.33958 | 0.33818 | 0.34907 | 0.36243 | 0.34872 | 0.33501 | 0.3445 | 0.33888 | 0.35505 | 0.34028 | 0.35118 | 0.34345 | 0.33501 | 0.34556 | 0.36595 | 0.34591 | 0.34239 | 0.36208 | 0.33396 | 0.35786 | 0.35013 | 0.34556 | 0.3656 | 0.33747 | 0.39676 | 0.36949 | 0.37487 | 0.37986 | 0.39369 | 0.37602 | 0.37679 | 0.37256 | 0.39791 | 0.39292 | 0.36949 | 0.36834 | 0.37448 | 0.38792 | 0.39407 | 0.39522 | 0.40175 | 0.37371 | 0.38216 | 0.37487 | 0.39215 | 0.38485 | 0.37986 | 0.36757 | 0.37832 | 0.37947 | 0.38485 | 0.37909 | 0.36642 | 0.3668 | 0.36488 | 0.37986 | 0.39676 | 0.37179 | 0.38063 | 0.36795 | 0.37064 | 0.38831 | 0.37679 | 0.38869 | 0.40098 | 0.39637 | 0.38754 | 0.40329 | 0.38139 | 0.37563 | 0.37218 | 0.3668 | 0.38083 | 0.40544 | 0.38825 | 0.38552 | 0.39684 | 0.39606 | 0.3945 | 0.3945 | 0.37966 | 0.40231 | 0.40231 | 0.39762 | 0.37458 | 0.39294 | 0.40583 | 0.40231 | 0.38356 | 0.37927 | 0.40973 | 0.38512 | 0.40309 | 0.39372 | 0.37575 | 0.39801 | 0.3777 | 0.40387 | 0.38044 | 0.37106 | 0.39919 | 0.37458 | 0.3777 | 0.40973 | 0.38278 | 0.38395 | 0.38317 | 0.37341 | 0.39919 | 0.37966 | 0.39489 | 0.37106 | 0.37653 | 0.39723 | 0.3863 | 0.40231 | 0.39723 | 0.40622 | 0.41012 | 0.38434 | 0.42274 | 0.41826 | 0.4268 | 0.42274 | 0.38856 | 0.40605 | 0.41745 | 0.4028 | 0.42436 | 0.42477 | 0.38856 | 0.4089 | 0.42599 | 0.4089 | 0.41582 | 0.41704 | 0.42152 | 0.39426 | 0.41867 | 0.40687 | 0.4028 | 0.41094 | 0.4085 | 0.41745 | 0.40117 | 0.39792 | 0.42599 | 0.41826 | 0.40972 | 0.38937 | 0.40972 | 0.42477 | 0.39792 | 0.40483 | 0.40483 | 0.40361 | 0.38775 | 0.41256 | 0.38693 | 0.38775 | 0.39751 | 0.42111 | 0.39914 | 0.41175 | 0.38897 | 0.41704 | 0.42558 | 0.41745 | 0.39478 | 0.40387 | 0.41338 | 0.39684 | 0.4109 | 0.40428 | 0.40222 | 0.4171 | 0.40346 | 0.4171 | 0.40676 | 0.41875 | 0.41338 | 0.42619 | 0.40966 | 0.40428 | 0.39932 | 0.39478 | 0.41751 | 0.39354 | 0.39767 | 0.42413 | 0.40676 | 0.43405 | 0.39684 | 0.42082 | 0.42826 | 0.39932 | 0.40346 | 0.40842 | 0.4142 | 0.43115 | 0.40966 | 0.42537 | 0.4047 | 0.41875 | 0.42289 | 0.39271 | 0.4171 | 0.41462 | 0.4109 | 0.42619 | 0.408 | 0.41172 | 0.42661 | 0.40842 | 0.4047 | 0.40718 | 0.41131 | 0.39767 | 0.39643 | 0.408 | 0.41131 | 0.4142 | 0.4233 | 0.42867 | 0.40511 | 0.4233 | 0.4171 | 0.42413 | 0.40056 | 0.408 | 0.3985 | 0.43405 | 0.39974 | 0.41958 | 0.41214 | 0.41999 | 0.39312 | 0.4233 | 0.40966 | 0.42619 | 0.39767 | 0.39767 | 0.39271 | 0.42454 | 0.41379 | 0.42991 | 0.39271 | 0.41255 | 0.39891 | 0.40552 | 0.43322 | 0.42909 | 0.40387 | 0.40842 | 0.41007 | 0.39643 | 0.3985 | 0.39891 | 0.42454 | 0.4295 | 0.4142 | 0.40511 | 0.40139
ON_ING_DSS | 672 | 230 | ON | 0.001294 | 672 | 24640 | 0.31884 | 0.35296 | 0.34022 | 0.33436 | 0.33333 | 0.33299 | 0.34263 | 0.3502 | 0.35434 | 0.33264 | 0.32713 | 0.34056 | 0.35227 | 0.33367 | 0.3471 | 0.3502 | 0.33505 | 0.33195 | 0.35812 | 0.33815 | 0.33849 | 0.33884 | 0.33161 | 0.33436 | 0.34125 | 0.33264 | 0.33126 | 0.34194 | 0.35502 | 0.34159 | 0.32816 | 0.33746 | 0.33195 | 0.34779 | 0.33333 | 0.344 | 0.33643 | 0.32816 | 0.33849 | 0.35847 | 0.33884 | 0.3354 | 0.35468 | 0.32713 | 0.35055 | 0.34297 | 0.33849 | 0.35812 | 0.33057 | 0.38865 | 0.36194 | 0.3672 | 0.37209 | 0.38564 | 0.36833 | 0.36908 | 0.36495 | 0.38978 | 0.38489 | 0.36194 | 0.36081 | 0.36683 | 0.38 | 0.38602 | 0.38714 | 0.39354 | 0.36607 | 0.37435 | 0.3672 | 0.38413 | 0.37699 | 0.37209 | 0.36006 | 0.37059 | 0.37172 | 0.37699 | 0.37134 | 0.35893 | 0.3593 | 0.35742 | 0.37209 | 0.38865 | 0.36419 | 0.37285 | 0.36043 | 0.36306 | 0.38037 | 0.36908 | 0.38075 | 0.39279 | 0.38827 | 0.37962 | 0.39504 | 0.3736 | 0.36796 | 0.36457 | 0.3593 | 0.37304 | 0.39715 | 0.38031 | 0.37764 | 0.38873 | 0.38797 | 0.38644 | 0.38644 | 0.3719 | 0.39409 | 0.39409 | 0.3895 | 0.36692 | 0.38491 | 0.39753 | 0.39409 | 0.37572 | 0.37151 | 0.40136 | 0.37725 | 0.39485 | 0.38567 | 0.36807 | 0.38988 | 0.36998 | 0.39562 | 0.37266 | 0.36348 | 0.39103 | 0.36692 | 0.36998 | 0.40136 | 0.37496 | 0.37611 | 0.37534 | 0.36578 | 0.39103 | 0.3719 | 0.38682 | 0.36348 | 0.36884 | 0.38911 | 0.3784 | 0.39409 | 0.38911 | 0.39791 | 0.40174 | 0.37649 | 0.4141 | 0.40971 | 0.41808 | 0.4141 | 0.38062 | 0.39775 | 0.40891 | 0.39457 | 0.41569 | 0.41609 | 0.38062 | 0.40054 | 0.41728 | 0.40054 | 0.40732 | 0.40852 | 0.4129 | 0.3862 | 0.41011 | 0.39855 | 0.39457 | 0.40254 | 0.40015 | 0.40891 | 0.39297 | 0.38978 | 0.41728 | 0.40971 | 0.40134 | 0.38141 | 0.40134 | 0.41609 | 0.38978 | 0.39656 | 0.39656 | 0.39536 | 0.37982 | 0.40413 | 0.37902 | 0.37982 | 0.38939 | 0.4125 | 0.39098 | 0.40333 | 0.38102 | 0.40852 | 0.41689 | 0.40891 | 0.38671 | 0.39562 | 0.40493 | 0.38873 | 0.4025 | 0.39602 | 0.394 | 0.40857 | 0.39521 | 0.40857 | 0.39845 | 0.41019 | 0.40493 | 0.41748 | 0.40128 | 0.39602 | 0.39116 | 0.38671 | 0.40898 | 0.38549 | 0.38954 | 0.41546 | 0.39845 | 0.42518 | 0.38873 | 0.41222 | 0.41951 | 0.39116 | 0.39521 | 0.40007 | 0.40574 | 0.42234 | 0.40128 | 0.41667 | 0.39643 | 0.41019 | 0.41424 | 0.38468 | 0.40857 | 0.40614 | 0.4025 | 0.41748 | 0.39966 | 0.40331 | 0.41789 | 0.40007 | 0.39643 | 0.39885 | 0.4029 | 0.38954 | 0.38833 | 0.39966 | 0.4029 | 0.40574 | 0.41465 | 0.41991 | 0.39683 | 0.41465 | 0.40857 | 0.41546 | 0.39238 | 0.39966 | 0.39035 | 0.42518 | 0.39157 | 0.411 | 0.40371 | 0.41141 | 0.38509 | 0.41465 | 0.40128 | 0.41748 | 0.38954 | 0.38954 | 0.38468 | 0.41586 | 0.40533 | 0.42113 | 0.38468 | 0.40412 | 0.39076 | 0.39724 | 0.42437 | 0.42032 | 0.39562 | 0.40007 | 0.40169 | 0.38833 | 0.39035 | 0.39076 | 0.41586 | 0.42072 | 0.40574 | 0.39683 | 0.39319
ON_ING_JCT | 673 | 230 | ON | 0.001294 | 673 | 24640 | 0.31884 | 0.35296 | 0.34022 | 0.33436 | 0.33333 | 0.33299 | 0.34263 | 0.3502 | 0.35434 | 0.33264 | 0.32713 | 0.34056 | 0.35227 | 0.33367 | 0.3471 | 0.3502 | 0.33505 | 0.33195 | 0.35812 | 0.33815 | 0.33849 | 0.33884 | 0.33161 | 0.33436 | 0.34125 | 0.33264 | 0.33126 | 0.34194 | 0.35502 | 0.34159 | 0.32816 | 0.33746 | 0.33195 | 0.34779 | 0.33333 | 0.344 | 0.33643 | 0.32816 | 0.33849 | 0.35847 | 0.33884 | 0.3354 | 0.35468 | 0.32713 | 0.35055 | 0.34297 | 0.33849 | 0.35812 | 0.33057 | 0.38865 | 0.36194 | 0.3672 | 0.37209 | 0.38564 | 0.36833 | 0.36908 | 0.36495 | 0.38978 | 0.38489 | 0.36194 | 0.36081 | 0.36683 | 0.38 | 0.38602 | 0.38714 | 0.39354 | 0.36607 | 0.37435 | 0.3672 | 0.38413 | 0.37699 | 0.37209 | 0.36006 | 0.37059 | 0.37172 | 0.37699 | 0.37134 | 0.35893 | 0.3593 | 0.35742 | 0.37209 | 0.38865 | 0.36419 | 0.37285 | 0.36043 | 0.36306 | 0.38037 | 0.36908 | 0.38075 | 0.39279 | 0.38827 | 0.37962 | 0.39504 | 0.3736 | 0.36796 | 0.36457 | 0.3593 | 0.37304 | 0.39715 | 0.38031 | 0.37764 | 0.38873 | 0.38797 | 0.38644 | 0.38644 | 0.3719 | 0.39409 | 0.39409 | 0.3895 | 0.36692 | 0.38491 | 0.39753 | 0.39409 | 0.37572 | 0.37151 | 0.40136 | 0.37725 | 0.39485 | 0.38567 | 0.36807 | 0.38988 | 0.36998 | 0.39562 | 0.37266 | 0.36348 | 0.39103 | 0.36692 | 0.36998 | 0.40136 | 0.37496 | 0.37611 | 0.37534 | 0.36578 | 0.39103 | 0.3719 | 0.38682 | 0.36348 | 0.36884 | 0.38911 | 0.3784 | 0.39409 | 0.38911 | 0.39791 | 0.40174 | 0.37649 | 0.4141 | 0.40971 | 0.41808 | 0.4141 | 0.38062 | 0.39775 | 0.40891 | 0.39457 | 0.41569 | 0.41609 | 0.38062 | 0.40054 | 0.41728 | 0.40054 | 0.40732 | 0.40852 | 0.4129 | 0.3862 | 0.41011 | 0.39855 | 0.39457 | 0.40254 | 0.40015 | 0.40891 | 0.39297 | 0.38978 | 0.41728 | 0.40971 | 0.40134 | 0.38141 | 0.40134 | 0.41609 | 0.38978 | 0.39656 | 0.39656 | 0.39536 | 0.37982 | 0.40413 | 0.37902 | 0.37982 | 0.38939 | 0.4125 | 0.39098 | 0.40333 | 0.38102 | 0.40852 | 0.41689 | 0.40891 | 0.38671 | 0.39562 | 0.40493 | 0.38873 | 0.4025 | 0.39602 | 0.394 | 0.40857 | 0.39521 | 0.40857 | 0.39845 | 0.41019 | 0.40493 | 0.41748 | 0.40128 | 0.39602 | 0.39116 | 0.38671 | 0.40898 | 0.38549 | 0.38954 | 0.41546 | 0.39845 | 0.42518 | 0.38873 | 0.41222 | 0.41951 | 0.39116 | 0.39521 | 0.40007 | 0.40574 | 0.42234 | 0.40128 | 0.41667 | 0.39643 | 0.41019 | 0.41424 | 0.38468 | 0.40857 | 0.40614 | 0.4025 | 0.41748 | 0.39966 | 0.40331 | 0.41789 | 0.40007 | 0.39643 | 0.39885 | 0.4029 | 0.38954 | 0.38833 | 0.39966 | 0.4029 | 0.40574 | 0.41465 | 0.41991 | 0.39683 | 0.41465 | 0.40857 | 0.41546 | 0.39238 | 0.39966 | 0.39035 | 0.42518 | 0.39157 | 0.411 | 0.40371 | 0.41141 | 0.38509 | 0.41465 | 0.40128 | 0.41748 | 0.38954 | 0.38954 | 0.38468 | 0.41586 | 0.40533 | 0.42113 | 0.38468 | 0.40412 | 0.39076 | 0.39724 | 0.42437 | 0.42032 | 0.39562 | 0.40007 | 0.40169 | 0.38833 | 0.39035 | 0.39076 | 0.41586 | 0.42072 | 0.40574 | 0.39683 | 0.39319
ON_ION_JCT | 674 | 230 | ON | 0.001273 | 674 | 24640 | 0.31367 | 0.34723 | 0.3347 | 0.32894 | 0.32792 | 0.32758 | 0.33707 | 0.34452 | 0.34858 | 0.32724 | 0.32182 | 0.33503 | 0.34655 | 0.32826 | 0.34147 | 0.34452 | 0.32961 | 0.32657 | 0.35231 | 0.33266 | 0.333 | 0.33334 | 0.32623 | 0.32894 | 0.33571 | 0.32724 | 0.32589 | 0.33639 | 0.34926 | 0.33605 | 0.32284 | 0.33199 | 0.32657 | 0.34215 | 0.32792 | 0.33842 | 0.33097 | 0.32284 | 0.333 | 0.35265 | 0.33334 | 0.32995 | 0.34892 | 0.32182 | 0.34486 | 0.33741 | 0.333 | 0.35231 | 0.32521 | 0.38234 | 0.35606 | 0.36124 | 0.36606 | 0.37938 | 0.36235 | 0.36309 | 0.35902 | 0.38345 | 0.37864 | 0.35606 | 0.35495 | 0.36087 | 0.37383 | 0.37975 | 0.38086 | 0.38715 | 0.36013 | 0.36828 | 0.36124 | 0.3779 | 0.37087 | 0.36606 | 0.35421 | 0.36458 | 0.36569 | 0.37087 | 0.36532 | 0.3531 | 0.35347 | 0.35162 | 0.36606 | 0.38234 | 0.35828 | 0.3668 | 0.35458 | 0.35717 | 0.3742 | 0.36309 | 0.37457 | 0.38641 | 0.38197 | 0.37346 | 0.38863 | 0.36754 | 0.36198 | 0.35865 | 0.35347 | 0.36699 | 0.3907 | 0.37414 | 0.37151 | 0.38242 | 0.38167 | 0.38016 | 0.38016 | 0.36586 | 0.38769 | 0.38769 | 0.38318 | 0.36097 | 0.37866 | 0.39108 | 0.38769 | 0.36963 | 0.36549 | 0.39484 | 0.37113 | 0.38845 | 0.37941 | 0.3621 | 0.38355 | 0.36398 | 0.3892 | 0.36661 | 0.35758 | 0.38468 | 0.36097 | 0.36398 | 0.39484 | 0.36887 | 0.37 | 0.36925 | 0.35984 | 0.38468 | 0.36586 | 0.38054 | 0.35758 | 0.36285 | 0.3828 | 0.37226 | 0.38769 | 0.3828 | 0.39146 | 0.39522 | 0.37038 | 0.40738 | 0.40306 | 0.4113 | 0.40738 | 0.37444 | 0.3913 | 0.40228 | 0.38816 | 0.40894 | 0.40934 | 0.37444 | 0.39404 | 0.41051 | 0.39404 | 0.40071 | 0.40189 | 0.4062 | 0.37993 | 0.40345 | 0.39208 | 0.38816 | 0.396 | 0.39365 | 0.40228 | 0.38659 | 0.38346 | 0.41051 | 0.40306 | 0.39483 | 0.37522 | 0.39483 | 0.40934 | 0.38346 | 0.39012 | 0.39012 | 0.38895 | 0.37366 | 0.39757 | 0.37287 | 0.37366 | 0.38307 | 0.40581 | 0.38463 | 0.39679 | 0.37483 | 0.40189 | 0.41012 | 0.40228 | 0.38043 | 0.3892 | 0.39836 | 0.38242 | 0.39597 | 0.38959 | 0.3876 | 0.40194 | 0.3888 | 0.40194 | 0.39198 | 0.40354 | 0.39836 | 0.41071 | 0.39477 | 0.38959 | 0.38481 | 0.38043 | 0.40234 | 0.37924 | 0.38322 | 0.40871 | 0.39198 | 0.41828 | 0.38242 | 0.40553 | 0.4127 | 0.38481 | 0.3888 | 0.39358 | 0.39915 | 0.41549 | 0.39477 | 0.40991 | 0.38999 | 0.40354 | 0.40752 | 0.37844 | 0.40194 | 0.39955 | 0.39597 | 0.41071 | 0.39318 | 0.39676 | 0.4111 | 0.39358 | 0.38999 | 0.39238 | 0.39637 | 0.38322 | 0.38202 | 0.39318 | 0.39637 | 0.39915 | 0.40792 | 0.4131 | 0.39039 | 0.40792 | 0.40194 | 0.40871 | 0.38601 | 0.39318 | 0.38402 | 0.41828 | 0.38521 | 0.40433 | 0.39716 | 0.40473 | 0.37884 | 0.40792 | 0.39477 | 0.41071 | 0.38322 | 0.38322 | 0.37844 | 0.40911 | 0.39876 | 0.41429 | 0.37844 | 0.39756 | 0.38441 | 0.39079 | 0.41748 | 0.41349 | 0.3892 | 0.39358 | 0.39517 | 0.38202 | 0.38402 | 0.38441 | 0.40911 | 0.41389 | 0.39915 | 0.39039 | 0.3868
ON_IVO_ISS | 675 | 230 | ON | 0.001175 | 675 | 24640 | 0.28952 | 0.3205 | 0.30893 | 0.30361 | 0.30268 | 0.30236 | 0.31112 | 0.318 | 0.32175 | 0.30205 | 0.29705 | 0.30924 | 0.31987 | 0.30299 | 0.31518 | 0.318 | 0.30424 | 0.30143 | 0.32519 | 0.30705 | 0.30737 | 0.30768 | 0.30111 | 0.30361 | 0.30987 | 0.30205 | 0.3008 | 0.31049 | 0.32237 | 0.31018 | 0.29799 | 0.30643 | 0.30143 | 0.31581 | 0.30268 | 0.31237 | 0.30549 | 0.29799 | 0.30737 | 0.3255 | 0.30768 | 0.30455 | 0.32206 | 0.29705 | 0.31831 | 0.31143 | 0.30737 | 0.32519 | 0.30017 | 0.35291 | 0.32865 | 0.33343 | 0.33788 | 0.35017 | 0.33446 | 0.33514 | 0.33138 | 0.35393 | 0.34949 | 0.32865 | 0.32763 | 0.33309 | 0.34505 | 0.35052 | 0.35154 | 0.35735 | 0.33241 | 0.33993 | 0.33343 | 0.34881 | 0.34232 | 0.33788 | 0.32694 | 0.33651 | 0.33753 | 0.34232 | 0.33719 | 0.32592 | 0.32626 | 0.32455 | 0.33788 | 0.35291 | 0.3307 | 0.33856 | 0.32728 | 0.32968 | 0.34539 | 0.33514 | 0.34573 | 0.35667 | 0.35257 | 0.34471 | 0.35872 | 0.33924 | 0.33412 | 0.33104 | 0.32626 | 0.33874 | 0.36063 | 0.34534 | 0.34291 | 0.35298 | 0.35229 | 0.3509 | 0.3509 | 0.3377 | 0.35785 | 0.35785 | 0.35368 | 0.33318 | 0.34951 | 0.36097 | 0.35785 | 0.34117 | 0.33735 | 0.36445 | 0.34256 | 0.35854 | 0.3502 | 0.33422 | 0.35403 | 0.33596 | 0.35924 | 0.33839 | 0.33005 | 0.35507 | 0.33318 | 0.33596 | 0.36445 | 0.34048 | 0.34152 | 0.34082 | 0.33214 | 0.35507 | 0.3377 | 0.35125 | 0.33005 | 0.33492 | 0.35333 | 0.3436 | 0.35785 | 0.35333 | 0.36132 | 0.3648 | 0.34187 | 0.37601 | 0.37203 | 0.37963 | 0.37601 | 0.34561 | 0.36118 | 0.37131 | 0.35828 | 0.37746 | 0.37782 | 0.34561 | 0.36371 | 0.37891 | 0.36371 | 0.36986 | 0.37095 | 0.37493 | 0.35068 | 0.3724 | 0.3619 | 0.35828 | 0.36552 | 0.36335 | 0.37131 | 0.35683 | 0.35394 | 0.37891 | 0.37203 | 0.36443 | 0.34634 | 0.36443 | 0.37782 | 0.35394 | 0.36009 | 0.36009 | 0.359 | 0.34489 | 0.36697 | 0.34417 | 0.34489 | 0.35358 | 0.37457 | 0.35502 | 0.36624 | 0.34598 | 0.37095 | 0.37855 | 0.37131 | 0.35114 | 0.35923 | 0.36769 | 0.35298 | 0.36548 | 0.3596 | 0.35776 | 0.371 | 0.35887 | 0.371 | 0.36181 | 0.37247 | 0.36769 | 0.37909 | 0.36438 | 0.3596 | 0.35519 | 0.35114 | 0.37137 | 0.35004 | 0.35372 | 0.37725 | 0.36181 | 0.38607 | 0.35298 | 0.37431 | 0.38093 | 0.35519 | 0.35887 | 0.36328 | 0.36843 | 0.3835 | 0.36438 | 0.37835 | 0.35997 | 0.37247 | 0.37615 | 0.34931 | 0.371 | 0.36879 | 0.36548 | 0.37909 | 0.36291 | 0.36622 | 0.37946 | 0.36328 | 0.35997 | 0.36218 | 0.36585 | 0.35372 | 0.35262 | 0.36291 | 0.36585 | 0.36843 | 0.37651 | 0.38129 | 0.36034 | 0.37651 | 0.371 | 0.37725 | 0.35629 | 0.36291 | 0.35445 | 0.38607 | 0.35556 | 0.37321 | 0.36659 | 0.37357 | 0.34967 | 0.37651 | 0.36438 | 0.37909 | 0.35372 | 0.35372 | 0.34931 | 0.37762 | 0.36806 | 0.3824 | 0.34931 | 0.36696 | 0.35482 | 0.3607 | 0.38534 | 0.38166 | 0.35923 | 0.36328 | 0.36475 | 0.35262 | 0.35445 | 0.35482 | 0.37762 | 0.38203 | 0.36843 | 0.36034 | 0.35703
ON_JMY_DSS | 676 | 230 | ON | 0.003487 | 676 | 24640 | 0.8592 | 0.95113 | 0.9168 | 0.90102 | 0.89824 | 0.89731 | 0.92329 | 0.94371 | 0.95484 | 0.89638 | 0.88154 | 0.91773 | 0.94927 | 0.89917 | 0.93536 | 0.94371 | 0.90288 | 0.89453 | 0.96505 | 0.91123 | 0.91216 | 0.91309 | 0.8936 | 0.90102 | 0.91958 | 0.89638 | 0.89267 | 0.92144 | 0.9567 | 0.92051 | 0.88432 | 0.90937 | 0.89453 | 0.93721 | 0.89824 | 0.927 | 0.90659 | 0.88432 | 0.91216 | 0.96598 | 0.91309 | 0.90381 | 0.95577 | 0.88154 | 0.94464 | 0.92422 | 0.91216 | 0.96505 | 0.89082 | 1.0473 | 0.97533 | 0.98952 | 1.0027 | 1.0392 | 0.99256 | 0.99459 | 0.98344 | 1.0504 | 1.0372 | 0.97533 | 0.97228 | 0.98851 | 1.024 | 1.0402 | 1.0433 | 1.0605 | 0.98648 | 1.0088 | 0.98952 | 1.0351 | 1.0159 | 1.0027 | 0.97026 | 0.99864 | 1.0017 | 1.0159 | 1.0007 | 0.96722 | 0.96823 | 0.96316 | 1.0027 | 1.0473 | 0.98141 | 1.0047 | 0.97127 | 0.97837 | 1.025 | 0.99459 | 1.026 | 1.0585 | 1.0463 | 1.023 | 1.0645 | 1.0068 | 0.99155 | 0.98242 | 0.96823 | 1.0053 | 1.0702 | 1.0248 | 1.0176 | 1.0475 | 1.0455 | 1.0413 | 1.0413 | 1.0022 | 1.062 | 1.062 | 1.0496 | 0.98876 | 1.0372 | 1.0712 | 1.062 | 1.0125 | 1.0011 | 1.0816 | 1.0166 | 1.064 | 1.0393 | 0.99186 | 1.0506 | 0.99701 | 1.0661 | 1.0042 | 0.97948 | 1.0537 | 0.98876 | 0.99701 | 1.0816 | 1.0104 | 1.0135 | 1.0114 | 0.98567 | 1.0537 | 1.0022 | 1.0424 | 0.97948 | 0.99392 | 1.0486 | 1.0197 | 1.062 | 1.0486 | 1.0723 | 1.0826 | 1.0145 | 1.1159 | 1.1041 | 1.1266 | 1.1159 | 1.0257 | 1.0718 | 1.1019 | 1.0633 | 1.1202 | 1.1213 | 1.0257 | 1.0794 | 1.1245 | 1.0794 | 1.0976 | 1.1008 | 1.1127 | 1.0407 | 1.1051 | 1.074 | 1.0633 | 1.0847 | 1.0783 | 1.1019 | 1.059 | 1.0504 | 1.1245 | 1.1041 | 1.0815 | 1.0278 | 1.0815 | 1.1213 | 1.0504 | 1.0686 | 1.0686 | 1.0654 | 1.0235 | 1.089 | 1.0214 | 1.0235 | 1.0493 | 1.1116 | 1.0536 | 1.0869 | 1.0267 | 1.1008 | 1.1234 | 1.1019 | 1.0421 | 1.0661 | 1.0912 | 1.0475 | 1.0846 | 1.0672 | 1.0617 | 1.101 | 1.065 | 1.101 | 1.0737 | 1.1054 | 1.0912 | 1.125 | 1.0814 | 1.0672 | 1.0541 | 1.0421 | 1.1021 | 1.0388 | 1.0497 | 1.1196 | 1.0737 | 1.1457 | 1.0475 | 1.1108 | 1.1305 | 1.0541 | 1.065 | 1.0781 | 1.0934 | 1.1381 | 1.0814 | 1.1228 | 1.0683 | 1.1054 | 1.1163 | 1.0366 | 1.101 | 1.0945 | 1.0846 | 1.125 | 1.077 | 1.0868 | 1.1261 | 1.0781 | 1.0683 | 1.0748 | 1.0857 | 1.0497 | 1.0464 | 1.077 | 1.0857 | 1.0934 | 1.1174 | 1.1316 | 1.0694 | 1.1174 | 1.101 | 1.1196 | 1.0574 | 1.077 | 1.0519 | 1.1457 | 1.0552 | 1.1075 | 1.0879 | 1.1086 | 1.0377 | 1.1174 | 1.0814 | 1.125 | 1.0497 | 1.0497 | 1.0366 | 1.1206 | 1.0923 | 1.1348 | 1.0366 | 1.089 | 1.053 | 1.0704 | 1.1436 | 1.1326 | 1.0661 | 1.0781 | 1.0825 | 1.0464 | 1.0519 | 1.053 | 1.1206 | 1.1337 | 1.0934 | 1.0694 | 1.0595
ON_JRV_DSS | 677 | 230 | ON | 0.001273 | 677 | 24640 | 0.31367 | 0.34723 | 0.3347 | 0.32894 | 0.32792 | 0.32758 | 0.33707 | 0.34452 | 0.34858 | 0.32724 | 0.32182 | 0.33503 | 0.34655 | 0.32826 | 0.34147 | 0.34452 | 0.32961 | 0.32657 | 0.35231 | 0.33266 | 0.333 | 0.33334 | 0.32623 | 0.32894 | 0.33571 | 0.32724 | 0.32589 | 0.33639 | 0.34926 | 0.33605 | 0.32284 | 0.33199 | 0.32657 | 0.34215 | 0.32792 | 0.33842 | 0.33097 | 0.32284 | 0.333 | 0.35265 | 0.33334 | 0.32995 | 0.34892 | 0.32182 | 0.34486 | 0.33741 | 0.333 | 0.35231 | 0.32521 | 0.38234 | 0.35606 | 0.36124 | 0.36606 | 0.37938 | 0.36235 | 0.36309 | 0.35902 | 0.38345 | 0.37864 | 0.35606 | 0.35495 | 0.36087 | 0.37383 | 0.37975 | 0.38086 | 0.38715 | 0.36013 | 0.36828 | 0.36124 | 0.3779 | 0.37087 | 0.36606 | 0.35421 | 0.36458 | 0.36569 | 0.37087 | 0.36532 | 0.3531 | 0.35347 | 0.35162 | 0.36606 | 0.38234 | 0.35828 | 0.3668 | 0.35458 | 0.35717 | 0.3742 | 0.36309 | 0.37457 | 0.38641 | 0.38197 | 0.37346 | 0.38863 | 0.36754 | 0.36198 | 0.35865 | 0.35347 | 0.36699 | 0.3907 | 0.37414 | 0.37151 | 0.38242 | 0.38167 | 0.38016 | 0.38016 | 0.36586 | 0.38769 | 0.38769 | 0.38318 | 0.36097 | 0.37866 | 0.39108 | 0.38769 | 0.36963 | 0.36549 | 0.39484 | 0.37113 | 0.38845 | 0.37941 | 0.3621 | 0.38355 | 0.36398 | 0.3892 | 0.36661 | 0.35758 | 0.38468 | 0.36097 | 0.36398 | 0.39484 | 0.36887 | 0.37 | 0.36925 | 0.35984 | 0.38468 | 0.36586 | 0.38054 | 0.35758 | 0.36285 | 0.3828 | 0.37226 | 0.38769 | 0.3828 | 0.39146 | 0.39522 | 0.37038 | 0.40738 | 0.40306 | 0.4113 | 0.40738 | 0.37444 | 0.3913 | 0.40228 | 0.38816 | 0.40894 | 0.40934 | 0.37444 | 0.39404 | 0.41051 | 0.39404 | 0.40071 | 0.40189 | 0.4062 | 0.37993 | 0.40345 | 0.39208 | 0.38816 | 0.396 | 0.39365 | 0.40228 | 0.38659 | 0.38346 | 0.41051 | 0.40306 | 0.39483 | 0.37522 | 0.39483 | 0.40934 | 0.38346 | 0.39012 | 0.39012 | 0.38895 | 0.37366 | 0.39757 | 0.37287 | 0.37366 | 0.38307 | 0.40581 | 0.38463 | 0.39679 | 0.37483 | 0.40189 | 0.41012 | 0.40228 | 0.38043 | 0.3892 | 0.39836 | 0.38242 | 0.39597 | 0.38959 | 0.3876 | 0.40194 | 0.3888 | 0.40194 | 0.39198 | 0.40354 | 0.39836 | 0.41071 | 0.39477 | 0.38959 | 0.38481 | 0.38043 | 0.40234 | 0.37924 | 0.38322 | 0.40871 | 0.39198 | 0.41828 | 0.38242 | 0.40553 | 0.4127 | 0.38481 | 0.3888 | 0.39358 | 0.39915 | 0.41549 | 0.39477 | 0.40991 | 0.38999 | 0.40354 | 0.40752 | 0.37844 | 0.40194 | 0.39955 | 0.39597 | 0.41071 | 0.39318 | 0.39676 | 0.4111 | 0.39358 | 0.38999 | 0.39238 | 0.39637 | 0.38322 | 0.38202 | 0.39318 | 0.39637 | 0.39915 | 0.40792 | 0.4131 | 0.39039 | 0.40792 | 0.40194 | 0.40871 | 0.38601 | 0.39318 | 0.38402 | 0.41828 | 0.38521 | 0.40433 | 0.39716 | 0.40473 | 0.37884 | 0.40792 | 0.39477 | 0.41071 | 0.38322 | 0.38322 | 0.37844 | 0.40911 | 0.39876 | 0.41429 | 0.37844 | 0.39756 | 0.38441 | 0.39079 | 0.41748 | 0.41349 | 0.3892 | 0.39358 | 0.39517 | 0.38202 | 0.38402 | 0.38441 | 0.40911 | 0.41389 | 0.39915 | 0.39039 | 0.3868
ON_K2W_GSS | 678 | 500 | ON | 0.002139 | 678 | 24640 | 0.52705 | 0.58344 | 0.56238 | 0.55271 | 0.551 | 0.55043 | 0.56637 | 0.57889 | 0.58572 | 0.54986 | 0.54075 | 0.56295 | 0.58231 | 0.55157 | 0.57377 | 0.57889 | 0.55384 | 0.54872 | 0.59198 | 0.55897 | 0.55954 | 0.56011 | 0.54815 | 0.55271 | 0.56409 | 0.54986 | 0.54758 | 0.56523 | 0.58686 | 0.56466 | 0.54246 | 0.55783 | 0.54872 | 0.57491 | 0.551 | 0.56864 | 0.55612 | 0.54246 | 0.55954 | 0.59255 | 0.56011 | 0.55441 | 0.58629 | 0.54075 | 0.57946 | 0.56694 | 0.55954 | 0.59198 | 0.54645 | 0.64244 | 0.59829 | 0.60699 | 0.61508 | 0.63747 | 0.60886 | 0.6101 | 0.60326 | 0.64431 | 0.63622 | 0.59829 | 0.59642 | 0.60637 | 0.62814 | 0.63809 | 0.63995 | 0.65053 | 0.60513 | 0.61881 | 0.60699 | 0.63498 | 0.62316 | 0.61508 | 0.59518 | 0.61259 | 0.61446 | 0.62316 | 0.61383 | 0.59331 | 0.59393 | 0.59082 | 0.61508 | 0.64244 | 0.60202 | 0.61632 | 0.5958 | 0.60015 | 0.62876 | 0.6101 | 0.62938 | 0.64928 | 0.64182 | 0.62752 | 0.65301 | 0.61757 | 0.60824 | 0.60264 | 0.59393 | 0.61665 | 0.65649 | 0.62866 | 0.62424 | 0.64258 | 0.64131 | 0.63878 | 0.63878 | 0.61475 | 0.65143 | 0.65143 | 0.64384 | 0.60653 | 0.63625 | 0.65713 | 0.65143 | 0.62108 | 0.61412 | 0.66345 | 0.62361 | 0.6527 | 0.63752 | 0.60843 | 0.64448 | 0.61159 | 0.65396 | 0.61602 | 0.60084 | 0.64637 | 0.60653 | 0.61159 | 0.66345 | 0.61981 | 0.62171 | 0.62044 | 0.60463 | 0.64637 | 0.61475 | 0.63942 | 0.60084 | 0.60969 | 0.64321 | 0.6255 | 0.65143 | 0.64321 | 0.65776 | 0.66408 | 0.62234 | 0.68451 | 0.67726 | 0.69109 | 0.68451 | 0.62917 | 0.65749 | 0.67594 | 0.65222 | 0.68714 | 0.6878 | 0.62917 | 0.66211 | 0.68978 | 0.66211 | 0.67331 | 0.67528 | 0.68253 | 0.63839 | 0.67792 | 0.65881 | 0.65222 | 0.6654 | 0.66145 | 0.67594 | 0.64959 | 0.64432 | 0.68978 | 0.67726 | 0.66342 | 0.63048 | 0.66342 | 0.6878 | 0.64432 | 0.65552 | 0.65552 | 0.65354 | 0.62785 | 0.66804 | 0.62653 | 0.62785 | 0.64366 | 0.68187 | 0.64629 | 0.66672 | 0.62982 | 0.67528 | 0.68912 | 0.67594 | 0.63923 | 0.65396 | 0.66935 | 0.64258 | 0.66534 | 0.65463 | 0.65128 | 0.67538 | 0.65329 | 0.67538 | 0.65864 | 0.67805 | 0.66935 | 0.6901 | 0.66333 | 0.65463 | 0.64659 | 0.63923 | 0.67605 | 0.63722 | 0.64392 | 0.68676 | 0.65864 | 0.70282 | 0.64258 | 0.6814 | 0.69345 | 0.64659 | 0.65329 | 0.66132 | 0.67069 | 0.69814 | 0.66333 | 0.68876 | 0.6553 | 0.67805 | 0.68475 | 0.63589 | 0.67538 | 0.67136 | 0.66534 | 0.6901 | 0.66065 | 0.66668 | 0.69077 | 0.66132 | 0.6553 | 0.65931 | 0.66601 | 0.64392 | 0.64191 | 0.66065 | 0.66601 | 0.67069 | 0.68542 | 0.69412 | 0.65597 | 0.68542 | 0.67538 | 0.68676 | 0.6486 | 0.66065 | 0.64526 | 0.70282 | 0.64726 | 0.67939 | 0.66734 | 0.68006 | 0.63655 | 0.68542 | 0.66333 | 0.6901 | 0.64392 | 0.64392 | 0.63589 | 0.68743 | 0.67002 | 0.69613 | 0.63589 | 0.66801 | 0.64593 | 0.65664 | 0.70148 | 0.69479 | 0.65396 | 0.66132 | 0.664 | 0.64191 | 0.64526 | 0.64593 | 0.68743 | 0.69546 | 0.67069 | 0.65597 | 0.64994
ON_KAN_DSS | 679 | 230 | ON | 0.003026 | 679 | 24640 | 0.74561 | 0.82539 | 0.79559 | 0.7819 | 0.77949 | 0.77868 | 0.80123 | 0.81894 | 0.82861 | 0.77788 | 0.76499 | 0.7964 | 0.82378 | 0.78029 | 0.8117 | 0.81894 | 0.78351 | 0.77627 | 0.83747 | 0.79076 | 0.79157 | 0.79237 | 0.77546 | 0.7819 | 0.79801 | 0.77788 | 0.77466 | 0.79962 | 0.83022 | 0.79881 | 0.76741 | 0.78915 | 0.77627 | 0.81331 | 0.77949 | 0.80445 | 0.78673 | 0.76741 | 0.79157 | 0.83827 | 0.79237 | 0.78432 | 0.82941 | 0.76499 | 0.81975 | 0.80203 | 0.79157 | 0.83747 | 0.77304 | 0.90885 | 0.84638 | 0.8587 | 0.87014 | 0.90181 | 0.86134 | 0.8631 | 0.85342 | 0.91149 | 0.90005 | 0.84638 | 0.84374 | 0.85782 | 0.88861 | 0.90269 | 0.90533 | 0.92029 | 0.85606 | 0.87542 | 0.8587 | 0.89829 | 0.88158 | 0.87014 | 0.84198 | 0.86662 | 0.86926 | 0.88158 | 0.86838 | 0.83934 | 0.84022 | 0.83582 | 0.87014 | 0.90885 | 0.85166 | 0.8719 | 0.84286 | 0.84902 | 0.88949 | 0.8631 | 0.89037 | 0.91853 | 0.90797 | 0.88773 | 0.92381 | 0.87366 | 0.86046 | 0.85254 | 0.84022 | 0.87236 | 0.92873 | 0.88936 | 0.8831 | 0.90904 | 0.90725 | 0.90367 | 0.90367 | 0.86968 | 0.92157 | 0.92157 | 0.91083 | 0.85804 | 0.9001 | 0.92962 | 0.92157 | 0.87862 | 0.86878 | 0.93857 | 0.8822 | 0.92336 | 0.90189 | 0.86073 | 0.91173 | 0.8652 | 0.92515 | 0.87146 | 0.84999 | 0.91441 | 0.85804 | 0.8652 | 0.93857 | 0.87683 | 0.87952 | 0.87773 | 0.85536 | 0.91441 | 0.86968 | 0.90457 | 0.84999 | 0.86252 | 0.90994 | 0.88489 | 0.92157 | 0.90994 | 0.93052 | 0.93946 | 0.88041 | 0.96836 | 0.9581 | 0.97768 | 0.96836 | 0.89007 | 0.93014 | 0.95624 | 0.92269 | 0.97208 | 0.97302 | 0.89007 | 0.93667 | 0.97581 | 0.93667 | 0.95251 | 0.95531 | 0.96556 | 0.90312 | 0.95904 | 0.93201 | 0.92269 | 0.94133 | 0.93574 | 0.95624 | 0.91896 | 0.9115 | 0.97581 | 0.9581 | 0.93853 | 0.89193 | 0.93853 | 0.97302 | 0.9115 | 0.92735 | 0.92735 | 0.92455 | 0.8882 | 0.94506 | 0.88634 | 0.8882 | 0.91057 | 0.96463 | 0.9143 | 0.94319 | 0.891 | 0.95531 | 0.97488 | 0.95624 | 0.90431 | 0.92514 | 0.94692 | 0.90904 | 0.94124 | 0.92609 | 0.92135 | 0.95544 | 0.92419 | 0.95544 | 0.93177 | 0.95923 | 0.94692 | 0.97627 | 0.9384 | 0.92609 | 0.91472 | 0.90431 | 0.95639 | 0.90147 | 0.91094 | 0.97154 | 0.93177 | 0.99427 | 0.90904 | 0.96396 | 0.98101 | 0.91472 | 0.92419 | 0.93556 | 0.94881 | 0.98764 | 0.9384 | 0.97438 | 0.92703 | 0.95923 | 0.9687 | 0.89957 | 0.95544 | 0.94976 | 0.94124 | 0.97627 | 0.93461 | 0.94313 | 0.97722 | 0.93556 | 0.92703 | 0.93272 | 0.94219 | 0.91094 | 0.9081 | 0.93461 | 0.94219 | 0.94881 | 0.96965 | 0.98196 | 0.92798 | 0.96965 | 0.95544 | 0.97154 | 0.91757 | 0.93461 | 0.91283 | 0.99427 | 0.91567 | 0.96112 | 0.94408 | 0.96207 | 0.90052 | 0.96965 | 0.9384 | 0.97627 | 0.91094 | 0.91094 | 0.89957 | 0.97249 | 0.94787 | 0.9848 | 0.89957 | 0.94503 | 0.91378 | 0.92893 | 0.99237 | 0.9829 | 0.92514 | 0.93556 | 0.93934 | 0.9081 | 0.91283 | 0.91378 | 0.97249 | 0.98385 | 0.94881 | 0.92798 | 0.91946
ON_KAP_DSS | 680 | 230 | ON | 0.001083 | 680 | 24640 | 0.26685 | 0.2954 | 0.28474 | 0.27984 | 0.27898 | 0.27869 | 0.28676 | 0.2931 | 0.29656 | 0.2784 | 0.27379 | 0.28503 | 0.29483 | 0.27927 | 0.2905 | 0.2931 | 0.28042 | 0.27782 | 0.29973 | 0.28301 | 0.2833 | 0.28359 | 0.27754 | 0.27984 | 0.28561 | 0.2784 | 0.27725 | 0.28618 | 0.29713 | 0.28589 | 0.27465 | 0.28244 | 0.27782 | 0.29108 | 0.27898 | 0.28791 | 0.28157 | 0.27465 | 0.2833 | 0.30002 | 0.28359 | 0.28071 | 0.29685 | 0.27379 | 0.29339 | 0.28705 | 0.2833 | 0.29973 | 0.27667 | 0.32528 | 0.30292 | 0.30733 | 0.31142 | 0.32276 | 0.30827 | 0.3089 | 0.30544 | 0.32622 | 0.32213 | 0.30292 | 0.30197 | 0.30701 | 0.31803 | 0.32307 | 0.32402 | 0.32937 | 0.30638 | 0.31331 | 0.30733 | 0.3215 | 0.31551 | 0.31142 | 0.30134 | 0.31016 | 0.31111 | 0.31551 | 0.31079 | 0.3004 | 0.30071 | 0.29914 | 0.31142 | 0.32528 | 0.30481 | 0.31205 | 0.30166 | 0.30386 | 0.31835 | 0.3089 | 0.31866 | 0.32874 | 0.32496 | 0.31772 | 0.33063 | 0.31268 | 0.30796 | 0.30512 | 0.30071 | 0.31222 | 0.33239 | 0.3183 | 0.31606 | 0.32534 | 0.3247 | 0.32342 | 0.32342 | 0.31126 | 0.32983 | 0.32983 | 0.32599 | 0.30709 | 0.32214 | 0.33271 | 0.32983 | 0.31446 | 0.31094 | 0.33591 | 0.31574 | 0.33047 | 0.32278 | 0.30805 | 0.32631 | 0.30965 | 0.33111 | 0.3119 | 0.30421 | 0.32727 | 0.30709 | 0.30965 | 0.33591 | 0.31382 | 0.31478 | 0.31414 | 0.30613 | 0.32727 | 0.31126 | 0.32374 | 0.30421 | 0.30869 | 0.32567 | 0.3167 | 0.32983 | 0.32567 | 0.33303 | 0.33623 | 0.3151 | 0.34657 | 0.3429 | 0.34991 | 0.34657 | 0.31855 | 0.3329 | 0.34224 | 0.33023 | 0.34791 | 0.34824 | 0.31855 | 0.33523 | 0.34924 | 0.33523 | 0.3409 | 0.3419 | 0.34557 | 0.32322 | 0.34324 | 0.33356 | 0.33023 | 0.3369 | 0.3349 | 0.34224 | 0.32889 | 0.32623 | 0.34924 | 0.3429 | 0.3359 | 0.31922 | 0.3359 | 0.34824 | 0.32623 | 0.3319 | 0.3319 | 0.3309 | 0.31789 | 0.33823 | 0.31722 | 0.31789 | 0.32589 | 0.34524 | 0.32723 | 0.33757 | 0.31889 | 0.3419 | 0.34891 | 0.34224 | 0.32365 | 0.33111 | 0.3389 | 0.32534 | 0.33687 | 0.33145 | 0.32975 | 0.34195 | 0.33077 | 0.34195 | 0.33348 | 0.34331 | 0.3389 | 0.34941 | 0.33585 | 0.33145 | 0.32738 | 0.32365 | 0.34229 | 0.32263 | 0.32602 | 0.34771 | 0.33348 | 0.35585 | 0.32534 | 0.345 | 0.3511 | 0.32738 | 0.33077 | 0.33483 | 0.33958 | 0.35347 | 0.33585 | 0.34873 | 0.33178 | 0.34331 | 0.3467 | 0.32196 | 0.34195 | 0.33992 | 0.33687 | 0.34941 | 0.3345 | 0.33755 | 0.34975 | 0.33483 | 0.33178 | 0.33382 | 0.33721 | 0.32602 | 0.32501 | 0.3345 | 0.33721 | 0.33958 | 0.34703 | 0.35144 | 0.33212 | 0.34703 | 0.34195 | 0.34771 | 0.3284 | 0.3345 | 0.3267 | 0.35585 | 0.32772 | 0.34398 | 0.33788 | 0.34432 | 0.32229 | 0.34703 | 0.33585 | 0.34941 | 0.32602 | 0.32602 | 0.32196 | 0.34805 | 0.33924 | 0.35246 | 0.32196 | 0.33822 | 0.32704 | 0.33246 | 0.35517 | 0.35178 | 0.33111 | 0.33483 | 0.33619 | 0.32501 | 0.3267 | 0.32704 | 0.34805 | 0.35212 | 0.33958 | 0.33212 | 0.32907
ON_KEI_DSS | 681 | 230 | ON | 0.00213 | 681 | 24640 | 0.52483 | 0.58099 | 0.56002 | 0.55038 | 0.54868 | 0.54811 | 0.56398 | 0.57645 | 0.58326 | 0.54755 | 0.53848 | 0.56058 | 0.57986 | 0.54925 | 0.57135 | 0.57645 | 0.55151 | 0.54641 | 0.58949 | 0.55662 | 0.55718 | 0.55775 | 0.54585 | 0.55038 | 0.56172 | 0.54755 | 0.54528 | 0.56285 | 0.58439 | 0.56228 | 0.54018 | 0.55548 | 0.54641 | 0.57249 | 0.54868 | 0.56625 | 0.55378 | 0.54018 | 0.55718 | 0.59006 | 0.55775 | 0.55208 | 0.58382 | 0.53848 | 0.57702 | 0.56455 | 0.55718 | 0.58949 | 0.54415 | 0.63974 | 0.59577 | 0.60444 | 0.61249 | 0.63478 | 0.6063 | 0.60754 | 0.60072 | 0.6416 | 0.63355 | 0.59577 | 0.59391 | 0.60382 | 0.62549 | 0.6354 | 0.63726 | 0.64779 | 0.60258 | 0.61621 | 0.60444 | 0.63231 | 0.62054 | 0.61249 | 0.59267 | 0.61001 | 0.61187 | 0.62054 | 0.61125 | 0.59081 | 0.59143 | 0.58834 | 0.61249 | 0.63974 | 0.59948 | 0.61373 | 0.59329 | 0.59763 | 0.62611 | 0.60754 | 0.62673 | 0.64655 | 0.63912 | 0.62488 | 0.65027 | 0.61497 | 0.60568 | 0.6001 | 0.59143 | 0.61405 | 0.65373 | 0.62602 | 0.62161 | 0.63988 | 0.63862 | 0.6361 | 0.6361 | 0.61216 | 0.64869 | 0.64869 | 0.64113 | 0.60398 | 0.63358 | 0.65436 | 0.64869 | 0.61846 | 0.61153 | 0.66066 | 0.62098 | 0.64995 | 0.63484 | 0.60587 | 0.64176 | 0.60902 | 0.65121 | 0.61342 | 0.59831 | 0.64365 | 0.60398 | 0.60902 | 0.66066 | 0.6172 | 0.61909 | 0.61783 | 0.60209 | 0.64365 | 0.61216 | 0.63673 | 0.59831 | 0.60713 | 0.6405 | 0.62287 | 0.64869 | 0.6405 | 0.65499 | 0.66129 | 0.61972 | 0.68163 | 0.67441 | 0.68819 | 0.68163 | 0.62652 | 0.65473 | 0.6731 | 0.64948 | 0.68425 | 0.68491 | 0.62652 | 0.65932 | 0.68687 | 0.65932 | 0.67047 | 0.67244 | 0.67966 | 0.6357 | 0.67507 | 0.65604 | 0.64948 | 0.6626 | 0.65866 | 0.6731 | 0.64686 | 0.64161 | 0.68687 | 0.67441 | 0.66063 | 0.62783 | 0.66063 | 0.68491 | 0.64161 | 0.65276 | 0.65276 | 0.65079 | 0.62521 | 0.66522 | 0.62389 | 0.62521 | 0.64095 | 0.679 | 0.64358 | 0.66391 | 0.62717 | 0.67244 | 0.68622 | 0.6731 | 0.63654 | 0.65121 | 0.66654 | 0.63988 | 0.66254 | 0.65187 | 0.64854 | 0.67254 | 0.65054 | 0.67254 | 0.65587 | 0.6752 | 0.66654 | 0.6872 | 0.66054 | 0.65187 | 0.64387 | 0.63654 | 0.6732 | 0.63454 | 0.64121 | 0.68387 | 0.65587 | 0.69986 | 0.63988 | 0.67853 | 0.69053 | 0.64387 | 0.65054 | 0.65854 | 0.66787 | 0.6952 | 0.66054 | 0.68587 | 0.65254 | 0.6752 | 0.68187 | 0.63321 | 0.67254 | 0.66854 | 0.66254 | 0.6872 | 0.65787 | 0.66387 | 0.68787 | 0.65854 | 0.65254 | 0.65654 | 0.6632 | 0.64121 | 0.63921 | 0.65787 | 0.6632 | 0.66787 | 0.68253 | 0.6912 | 0.65321 | 0.68253 | 0.67254 | 0.68387 | 0.64587 | 0.65787 | 0.64254 | 0.69986 | 0.64454 | 0.67653 | 0.66454 | 0.6772 | 0.63388 | 0.68253 | 0.66054 | 0.6872 | 0.64121 | 0.64121 | 0.63321 | 0.68453 | 0.6672 | 0.6932 | 0.63321 | 0.6652 | 0.64321 | 0.65387 | 0.69853 | 0.69187 | 0.65121 | 0.65854 | 0.6612 | 0.63921 | 0.64254 | 0.64321 | 0.68453 | 0.69253 | 0.66787 | 0.65321 | 0.64721
ON_KEP_JCT | 682 | 230 | ON | 0.001217 | 682 | 24640 | 0.29987 | 0.33195 | 0.31997 | 0.31447 | 0.31349 | 0.31317 | 0.32224 | 0.32936 | 0.33325 | 0.31285 | 0.30767 | 0.3203 | 0.33131 | 0.31382 | 0.32645 | 0.32936 | 0.31511 | 0.3122 | 0.33681 | 0.31803 | 0.31835 | 0.31868 | 0.31188 | 0.31447 | 0.32094 | 0.31285 | 0.31155 | 0.32159 | 0.3339 | 0.32127 | 0.30864 | 0.31738 | 0.3122 | 0.3271 | 0.31349 | 0.32353 | 0.31641 | 0.30864 | 0.31835 | 0.33714 | 0.31868 | 0.31544 | 0.33357 | 0.30767 | 0.32969 | 0.32256 | 0.31835 | 0.33681 | 0.3109 | 0.36552 | 0.3404 | 0.34535 | 0.34995 | 0.36269 | 0.34641 | 0.34712 | 0.34323 | 0.36658 | 0.36198 | 0.3404 | 0.33934 | 0.345 | 0.35738 | 0.36305 | 0.36411 | 0.37012 | 0.34429 | 0.35208 | 0.34535 | 0.36128 | 0.35455 | 0.34995 | 0.33863 | 0.34854 | 0.3496 | 0.35455 | 0.34925 | 0.33757 | 0.33792 | 0.33615 | 0.34995 | 0.36552 | 0.34252 | 0.35066 | 0.33898 | 0.34146 | 0.35774 | 0.34712 | 0.35809 | 0.36941 | 0.36517 | 0.35703 | 0.37154 | 0.35137 | 0.34606 | 0.34288 | 0.33792 | 0.35085 | 0.37352 | 0.35768 | 0.35516 | 0.3656 | 0.36488 | 0.36344 | 0.36344 | 0.34977 | 0.37064 | 0.37064 | 0.36632 | 0.34509 | 0.362 | 0.37388 | 0.37064 | 0.35337 | 0.34941 | 0.37747 | 0.3548 | 0.37136 | 0.36272 | 0.34617 | 0.36668 | 0.34797 | 0.37208 | 0.35049 | 0.34185 | 0.36776 | 0.34509 | 0.34797 | 0.37747 | 0.35265 | 0.35373 | 0.35301 | 0.34401 | 0.36776 | 0.34977 | 0.3638 | 0.34185 | 0.34689 | 0.36596 | 0.35588 | 0.37064 | 0.36596 | 0.37424 | 0.37783 | 0.35409 | 0.38945 | 0.38533 | 0.3932 | 0.38945 | 0.35797 | 0.37409 | 0.38458 | 0.37109 | 0.39095 | 0.39133 | 0.35797 | 0.37671 | 0.39245 | 0.37671 | 0.38308 | 0.38421 | 0.38833 | 0.36322 | 0.38571 | 0.37484 | 0.37109 | 0.37858 | 0.37634 | 0.38458 | 0.36959 | 0.36659 | 0.39245 | 0.38533 | 0.37746 | 0.35872 | 0.37746 | 0.39133 | 0.36659 | 0.37296 | 0.37296 | 0.37184 | 0.35722 | 0.38008 | 0.35647 | 0.35722 | 0.36621 | 0.38796 | 0.36771 | 0.37933 | 0.35834 | 0.38421 | 0.39208 | 0.38458 | 0.3637 | 0.37207 | 0.38083 | 0.3656 | 0.37855 | 0.37246 | 0.37055 | 0.38426 | 0.37169 | 0.38426 | 0.37474 | 0.38578 | 0.38083 | 0.39264 | 0.37741 | 0.37246 | 0.36789 | 0.3637 | 0.38464 | 0.36255 | 0.36636 | 0.39074 | 0.37474 | 0.39988 | 0.3656 | 0.38769 | 0.39454 | 0.36789 | 0.37169 | 0.37626 | 0.3816 | 0.39721 | 0.37741 | 0.39188 | 0.37284 | 0.38578 | 0.38959 | 0.36179 | 0.38426 | 0.38198 | 0.37855 | 0.39264 | 0.37588 | 0.37931 | 0.39302 | 0.37626 | 0.37284 | 0.37512 | 0.37893 | 0.36636 | 0.36522 | 0.37588 | 0.37893 | 0.3816 | 0.38997 | 0.39492 | 0.37322 | 0.38997 | 0.38426 | 0.39074 | 0.36903 | 0.37588 | 0.36712 | 0.39988 | 0.36827 | 0.38655 | 0.37969 | 0.38693 | 0.36217 | 0.38997 | 0.37741 | 0.39264 | 0.36636 | 0.36636 | 0.36179 | 0.39112 | 0.38121 | 0.39607 | 0.36179 | 0.38007 | 0.3675 | 0.3736 | 0.39911 | 0.39531 | 0.37207 | 0.37626 | 0.37779 | 0.36522 | 0.36712 | 0.3675 | 0.39112 | 0.39569 | 0.3816 | 0.37322 | 0.36979
ON_KJ8_JCT | 683 | 230 | ON | 0.002429 | 683 | 24640 | 0.59851 | 0.66255 | 0.63863 | 0.62764 | 0.6257 | 0.62506 | 0.64315 | 0.65737 | 0.66513 | 0.62441 | 0.61407 | 0.63928 | 0.66125 | 0.62635 | 0.65156 | 0.65737 | 0.62893 | 0.62312 | 0.67224 | 0.63475 | 0.6354 | 0.63604 | 0.62247 | 0.62764 | 0.64057 | 0.62441 | 0.62182 | 0.64186 | 0.66642 | 0.64121 | 0.61601 | 0.63346 | 0.62312 | 0.65285 | 0.6257 | 0.64574 | 0.63152 | 0.61601 | 0.6354 | 0.67289 | 0.63604 | 0.62958 | 0.66578 | 0.61407 | 0.65802 | 0.6438 | 0.6354 | 0.67224 | 0.62053 | 0.72954 | 0.6794 | 0.68929 | 0.69847 | 0.72389 | 0.69141 | 0.69282 | 0.68505 | 0.73166 | 0.72248 | 0.6794 | 0.67728 | 0.68858 | 0.7133 | 0.7246 | 0.72672 | 0.73872 | 0.68717 | 0.70271 | 0.68929 | 0.72107 | 0.70765 | 0.69847 | 0.67587 | 0.69564 | 0.69776 | 0.70765 | 0.69706 | 0.67375 | 0.67446 | 0.67092 | 0.69847 | 0.72954 | 0.68364 | 0.69988 | 0.67657 | 0.68152 | 0.71401 | 0.69282 | 0.71471 | 0.73731 | 0.72884 | 0.71259 | 0.74155 | 0.70129 | 0.6907 | 0.68434 | 0.67446 | 0.70025 | 0.7455 | 0.7139 | 0.70887 | 0.7297 | 0.72826 | 0.72539 | 0.72539 | 0.6981 | 0.73975 | 0.73975 | 0.73113 | 0.68876 | 0.72252 | 0.74622 | 0.73975 | 0.70528 | 0.69738 | 0.7534 | 0.70815 | 0.74119 | 0.72395 | 0.69091 | 0.73185 | 0.69451 | 0.74263 | 0.69953 | 0.6823 | 0.73401 | 0.68876 | 0.69451 | 0.7534 | 0.70384 | 0.706 | 0.70456 | 0.68661 | 0.73401 | 0.6981 | 0.72611 | 0.6823 | 0.69235 | 0.73042 | 0.71031 | 0.73975 | 0.73042 | 0.74693 | 0.75412 | 0.70672 | 0.77731 | 0.76908 | 0.78479 | 0.77731 | 0.71447 | 0.74664 | 0.76758 | 0.74065 | 0.7803 | 0.78105 | 0.71447 | 0.75187 | 0.78329 | 0.75187 | 0.76459 | 0.76684 | 0.77506 | 0.72494 | 0.76983 | 0.74813 | 0.74065 | 0.75561 | 0.75112 | 0.76758 | 0.73766 | 0.73167 | 0.78329 | 0.76908 | 0.75337 | 0.71596 | 0.75337 | 0.78105 | 0.73167 | 0.74439 | 0.74439 | 0.74215 | 0.71297 | 0.75861 | 0.71147 | 0.71297 | 0.73092 | 0.77432 | 0.73392 | 0.75711 | 0.71521 | 0.76684 | 0.78255 | 0.76758 | 0.7259 | 0.74262 | 0.7601 | 0.7297 | 0.75554 | 0.74338 | 0.73958 | 0.76694 | 0.74186 | 0.76694 | 0.74794 | 0.76998 | 0.7601 | 0.78367 | 0.75326 | 0.74338 | 0.73426 | 0.7259 | 0.7677 | 0.72362 | 0.73122 | 0.77986 | 0.74794 | 0.79811 | 0.7297 | 0.77378 | 0.78747 | 0.73426 | 0.74186 | 0.75098 | 0.76162 | 0.79279 | 0.75326 | 0.78215 | 0.74414 | 0.76998 | 0.77758 | 0.7221 | 0.76694 | 0.76238 | 0.75554 | 0.78367 | 0.75022 | 0.75706 | 0.78443 | 0.75098 | 0.74414 | 0.7487 | 0.7563 | 0.73122 | 0.72894 | 0.75022 | 0.7563 | 0.76162 | 0.77834 | 0.78823 | 0.7449 | 0.77834 | 0.76694 | 0.77986 | 0.73654 | 0.75022 | 0.73274 | 0.79811 | 0.73502 | 0.7715 | 0.75782 | 0.77226 | 0.72286 | 0.77834 | 0.75326 | 0.78367 | 0.73122 | 0.73122 | 0.7221 | 0.78062 | 0.76086 | 0.79051 | 0.7221 | 0.75858 | 0.7335 | 0.74566 | 0.79659 | 0.78899 | 0.74262 | 0.75098 | 0.75402 | 0.72894 | 0.73274 | 0.7335 | 0.78062 | 0.78975 | 0.76162 | 0.7449 | 0.73806
ON_KJ9_JCT | 684 | 230 | ON | 0.002429 | 684 | 24640 | 0.59851 | 0.66255 | 0.63863 | 0.62764 | 0.6257 | 0.62506 | 0.64315 | 0.65737 | 0.66513 | 0.62441 | 0.61407 | 0.63928 | 0.66125 | 0.62635 | 0.65156 | 0.65737 | 0.62893 | 0.62312 | 0.67224 | 0.63475 | 0.6354 | 0.63604 | 0.62247 | 0.62764 | 0.64057 | 0.62441 | 0.62182 | 0.64186 | 0.66642 | 0.64121 | 0.61601 | 0.63346 | 0.62312 | 0.65285 | 0.6257 | 0.64574 | 0.63152 | 0.61601 | 0.6354 | 0.67289 | 0.63604 | 0.62958 | 0.66578 | 0.61407 | 0.65802 | 0.6438 | 0.6354 | 0.67224 | 0.62053 | 0.72954 | 0.6794 | 0.68929 | 0.69847 | 0.72389 | 0.69141 | 0.69282 | 0.68505 | 0.73166 | 0.72248 | 0.6794 | 0.67728 | 0.68858 | 0.7133 | 0.7246 | 0.72672 | 0.73872 | 0.68717 | 0.70271 | 0.68929 | 0.72107 | 0.70765 | 0.69847 | 0.67587 | 0.69564 | 0.69776 | 0.70765 | 0.69706 | 0.67375 | 0.67446 | 0.67092 | 0.69847 | 0.72954 | 0.68364 | 0.69988 | 0.67657 | 0.68152 | 0.71401 | 0.69282 | 0.71471 | 0.73731 | 0.72884 | 0.71259 | 0.74155 | 0.70129 | 0.6907 | 0.68434 | 0.67446 | 0.70025 | 0.7455 | 0.7139 | 0.70887 | 0.7297 | 0.72826 | 0.72539 | 0.72539 | 0.6981 | 0.73975 | 0.73975 | 0.73113 | 0.68876 | 0.72252 | 0.74622 | 0.73975 | 0.70528 | 0.69738 | 0.7534 | 0.70815 | 0.74119 | 0.72395 | 0.69091 | 0.73185 | 0.69451 | 0.74263 | 0.69953 | 0.6823 | 0.73401 | 0.68876 | 0.69451 | 0.7534 | 0.70384 | 0.706 | 0.70456 | 0.68661 | 0.73401 | 0.6981 | 0.72611 | 0.6823 | 0.69235 | 0.73042 | 0.71031 | 0.73975 | 0.73042 | 0.74693 | 0.75412 | 0.70672 | 0.77731 | 0.76908 | 0.78479 | 0.77731 | 0.71447 | 0.74664 | 0.76758 | 0.74065 | 0.7803 | 0.78105 | 0.71447 | 0.75187 | 0.78329 | 0.75187 | 0.76459 | 0.76684 | 0.77506 | 0.72494 | 0.76983 | 0.74813 | 0.74065 | 0.75561 | 0.75112 | 0.76758 | 0.73766 | 0.73167 | 0.78329 | 0.76908 | 0.75337 | 0.71596 | 0.75337 | 0.78105 | 0.73167 | 0.74439 | 0.74439 | 0.74215 | 0.71297 | 0.75861 | 0.71147 | 0.71297 | 0.73092 | 0.77432 | 0.73392 | 0.75711 | 0.71521 | 0.76684 | 0.78255 | 0.76758 | 0.7259 | 0.74262 | 0.7601 | 0.7297 | 0.75554 | 0.74338 | 0.73958 | 0.76694 | 0.74186 | 0.76694 | 0.74794 | 0.76998 | 0.7601 | 0.78367 | 0.75326 | 0.74338 | 0.73426 | 0.7259 | 0.7677 | 0.72362 | 0.73122 | 0.77986 | 0.74794 | 0.79811 | 0.7297 | 0.77378 | 0.78747 | 0.73426 | 0.74186 | 0.75098 | 0.76162 | 0.79279 | 0.75326 | 0.78215 | 0.74414 | 0.76998 | 0.77758 | 0.7221 | 0.76694 | 0.76238 | 0.75554 | 0.78367 | 0.75022 | 0.75706 | 0.78443 | 0.75098 | 0.74414 | 0.7487 | 0.7563 | 0.73122 | 0.72894 | 0.75022 | 0.7563 | 0.76162 | 0.77834 | 0.78823 | 0.7449 | 0.77834 | 0.76694 | 0.77986 | 0.73654 | 0.75022 | 0.73274 | 0.79811 | 0.73502 | 0.7715 | 0.75782 | 0.77226 | 0.72286 | 0.77834 | 0.75326 | 0.78367 | 0.73122 | 0.73122 | 0.7221 | 0.78062 | 0.76086 | 0.79051 | 0.7221 | 0.75858 | 0.7335 | 0.74566 | 0.79659 | 0.78899 | 0.74262 | 0.75098 | 0.75402 | 0.72894 | 0.73274 | 0.7335 | 0.78062 | 0.78975 | 0.76162 | 0.7449 | 0.73806
ON_KLE_DSS | 685 | 230 | ON | 0.003203 | 685 | 24640 | 0.78922 | 0.87367 | 0.84213 | 0.82764 | 0.82508 | 0.82423 | 0.84809 | 0.86685 | 0.87708 | 0.82338 | 0.80974 | 0.84298 | 0.87196 | 0.82593 | 0.85918 | 0.86685 | 0.82934 | 0.82167 | 0.88645 | 0.83701 | 0.83787 | 0.83872 | 0.82082 | 0.82764 | 0.84469 | 0.82338 | 0.81997 | 0.84639 | 0.87878 | 0.84554 | 0.8123 | 0.83531 | 0.82167 | 0.86088 | 0.82508 | 0.8515 | 0.83275 | 0.8123 | 0.83787 | 0.8873 | 0.83872 | 0.8302 | 0.87793 | 0.80974 | 0.8677 | 0.84895 | 0.83787 | 0.88645 | 0.81826 | 0.96201 | 0.89589 | 0.90893 | 0.92103 | 0.95456 | 0.91172 | 0.91358 | 0.90334 | 0.9648 | 0.9527 | 0.89589 | 0.8931 | 0.908 | 0.94059 | 0.95549 | 0.95829 | 0.97412 | 0.90613 | 0.92662 | 0.90893 | 0.95084 | 0.93314 | 0.92103 | 0.89123 | 0.91731 | 0.9201 | 0.93314 | 0.91917 | 0.88844 | 0.88937 | 0.88471 | 0.92103 | 0.96201 | 0.90148 | 0.9229 | 0.89216 | 0.89868 | 0.94152 | 0.91358 | 0.94245 | 0.97225 | 0.96108 | 0.93966 | 0.97784 | 0.92476 | 0.91079 | 0.90241 | 0.88937 | 0.92339 | 0.98305 | 0.94138 | 0.93475 | 0.96222 | 0.96032 | 0.95653 | 0.95653 | 0.92055 | 0.97547 | 0.97547 | 0.96411 | 0.90823 | 0.95275 | 0.984 | 0.97547 | 0.93002 | 0.9196 | 0.99347 | 0.9338 | 0.97737 | 0.95464 | 0.91107 | 0.96506 | 0.91581 | 0.97926 | 0.92244 | 0.89971 | 0.9679 | 0.90823 | 0.91581 | 0.99347 | 0.92812 | 0.93096 | 0.92907 | 0.90539 | 0.9679 | 0.92055 | 0.95748 | 0.89971 | 0.91297 | 0.96316 | 0.93665 | 0.97547 | 0.96316 | 0.98495 | 0.99442 | 0.93191 | 1.025 | 1.0141 | 1.0349 | 1.025 | 0.94213 | 0.98455 | 1.0122 | 0.97666 | 1.0289 | 1.0299 | 0.94213 | 0.99146 | 1.0329 | 0.99146 | 1.0082 | 1.0112 | 1.022 | 0.95594 | 1.0151 | 0.98652 | 0.97666 | 0.99639 | 0.99047 | 1.0122 | 0.97271 | 0.96482 | 1.0329 | 1.0141 | 0.99343 | 0.9441 | 0.99343 | 1.0299 | 0.96482 | 0.98159 | 0.98159 | 0.97863 | 0.94016 | 1.0003 | 0.93818 | 0.94016 | 0.96383 | 1.0211 | 0.96778 | 0.99836 | 0.94312 | 1.0112 | 1.0319 | 1.0122 | 0.9572 | 0.97926 | 1.0023 | 0.96222 | 0.99629 | 0.98026 | 0.97525 | 1.0113 | 0.97825 | 1.0113 | 0.98627 | 1.0153 | 1.0023 | 1.0334 | 0.99329 | 0.98026 | 0.96823 | 0.9572 | 1.0123 | 0.9542 | 0.96422 | 1.0284 | 0.98627 | 1.0524 | 0.96222 | 1.0203 | 1.0384 | 0.96823 | 0.97825 | 0.99028 | 1.0043 | 1.0454 | 0.99329 | 1.0314 | 0.98126 | 1.0153 | 1.0254 | 0.95219 | 1.0113 | 1.0053 | 0.99629 | 1.0334 | 0.98928 | 0.9983 | 1.0344 | 0.99028 | 0.98126 | 0.98727 | 0.9973 | 0.96422 | 0.96121 | 0.98928 | 0.9973 | 1.0043 | 1.0264 | 1.0394 | 0.98226 | 1.0264 | 1.0113 | 1.0284 | 0.97124 | 0.98928 | 0.96623 | 1.0524 | 0.96923 | 1.0173 | 0.9993 | 1.0183 | 0.9532 | 1.0264 | 0.99329 | 1.0334 | 0.96422 | 0.96422 | 0.95219 | 1.0294 | 1.0033 | 1.0424 | 0.95219 | 1.0003 | 0.96723 | 0.98326 | 1.0504 | 1.0404 | 0.97926 | 0.99028 | 0.99429 | 0.96121 | 0.96623 | 0.96723 | 1.0294 | 1.0414 | 1.0043 | 0.98226 | 0.97324
ON_KM6_DSS | 686 | 230 | ON | 0.002429 | 686 | 24640 | 0.59851 | 0.66255 | 0.63863 | 0.62764 | 0.6257 | 0.62506 | 0.64315 | 0.65737 | 0.66513 | 0.62441 | 0.61407 | 0.63928 | 0.66125 | 0.62635 | 0.65156 | 0.65737 | 0.62893 | 0.62312 | 0.67224 | 0.63475 | 0.6354 | 0.63604 | 0.62247 | 0.62764 | 0.64057 | 0.62441 | 0.62182 | 0.64186 | 0.66642 | 0.64121 | 0.61601 | 0.63346 | 0.62312 | 0.65285 | 0.6257 | 0.64574 | 0.63152 | 0.61601 | 0.6354 | 0.67289 | 0.63604 | 0.62958 | 0.66578 | 0.61407 | 0.65802 | 0.6438 | 0.6354 | 0.67224 | 0.62053 | 0.72954 | 0.6794 | 0.68929 | 0.69847 | 0.72389 | 0.69141 | 0.69282 | 0.68505 | 0.73166 | 0.72248 | 0.6794 | 0.67728 | 0.68858 | 0.7133 | 0.7246 | 0.72672 | 0.73872 | 0.68717 | 0.70271 | 0.68929 | 0.72107 | 0.70765 | 0.69847 | 0.67587 | 0.69564 | 0.69776 | 0.70765 | 0.69706 | 0.67375 | 0.67446 | 0.67092 | 0.69847 | 0.72954 | 0.68364 | 0.69988 | 0.67657 | 0.68152 | 0.71401 | 0.69282 | 0.71471 | 0.73731 | 0.72884 | 0.71259 | 0.74155 | 0.70129 | 0.6907 | 0.68434 | 0.67446 | 0.70025 | 0.7455 | 0.7139 | 0.70887 | 0.7297 | 0.72826 | 0.72539 | 0.72539 | 0.6981 | 0.73975 | 0.73975 | 0.73113 | 0.68876 | 0.72252 | 0.74622 | 0.73975 | 0.70528 | 0.69738 | 0.7534 | 0.70815 | 0.74119 | 0.72395 | 0.69091 | 0.73185 | 0.69451 | 0.74263 | 0.69953 | 0.6823 | 0.73401 | 0.68876 | 0.69451 | 0.7534 | 0.70384 | 0.706 | 0.70456 | 0.68661 | 0.73401 | 0.6981 | 0.72611 | 0.6823 | 0.69235 | 0.73042 | 0.71031 | 0.73975 | 0.73042 | 0.74693 | 0.75412 | 0.70672 | 0.77731 | 0.76908 | 0.78479 | 0.77731 | 0.71447 | 0.74664 | 0.76758 | 0.74065 | 0.7803 | 0.78105 | 0.71447 | 0.75187 | 0.78329 | 0.75187 | 0.76459 | 0.76684 | 0.77506 | 0.72494 | 0.76983 | 0.74813 | 0.74065 | 0.75561 | 0.75112 | 0.76758 | 0.73766 | 0.73167 | 0.78329 | 0.76908 | 0.75337 | 0.71596 | 0.75337 | 0.78105 | 0.73167 | 0.74439 | 0.74439 | 0.74215 | 0.71297 | 0.75861 | 0.71147 | 0.71297 | 0.73092 | 0.77432 | 0.73392 | 0.75711 | 0.71521 | 0.76684 | 0.78255 | 0.76758 | 0.7259 | 0.74262 | 0.7601 | 0.7297 | 0.75554 | 0.74338 | 0.73958 | 0.76694 | 0.74186 | 0.76694 | 0.74794 | 0.76998 | 0.7601 | 0.78367 | 0.75326 | 0.74338 | 0.73426 | 0.7259 | 0.7677 | 0.72362 | 0.73122 | 0.77986 | 0.74794 | 0.79811 | 0.7297 | 0.77378 | 0.78747 | 0.73426 | 0.74186 | 0.75098 | 0.76162 | 0.79279 | 0.75326 | 0.78215 | 0.74414 | 0.76998 | 0.77758 | 0.7221 | 0.76694 | 0.76238 | 0.75554 | 0.78367 | 0.75022 | 0.75706 | 0.78443 | 0.75098 | 0.74414 | 0.7487 | 0.7563 | 0.73122 | 0.72894 | 0.75022 | 0.7563 | 0.76162 | 0.77834 | 0.78823 | 0.7449 | 0.77834 | 0.76694 | 0.77986 | 0.73654 | 0.75022 | 0.73274 | 0.79811 | 0.73502 | 0.7715 | 0.75782 | 0.77226 | 0.72286 | 0.77834 | 0.75326 | 0.78367 | 0.73122 | 0.73122 | 0.7221 | 0.78062 | 0.76086 | 0.79051 | 0.7221 | 0.75858 | 0.7335 | 0.74566 | 0.79659 | 0.78899 | 0.74262 | 0.75098 | 0.75402 | 0.72894 | 0.73274 | 0.7335 | 0.78062 | 0.78975 | 0.76162 | 0.7449 | 0.73806
ON_KM8_DSS | 687 | 230 | ON | 0.002429 | 687 | 24640 | 0.59851 | 0.66255 | 0.63863 | 0.62764 | 0.6257 | 0.62506 | 0.64315 | 0.65737 | 0.66513 | 0.62441 | 0.61407 | 0.63928 | 0.66125 | 0.62635 | 0.65156 | 0.65737 | 0.62893 | 0.62312 | 0.67224 | 0.63475 | 0.6354 | 0.63604 | 0.62247 | 0.62764 | 0.64057 | 0.62441 | 0.62182 | 0.64186 | 0.66642 | 0.64121 | 0.61601 | 0.63346 | 0.62312 | 0.65285 | 0.6257 | 0.64574 | 0.63152 | 0.61601 | 0.6354 | 0.67289 | 0.63604 | 0.62958 | 0.66578 | 0.61407 | 0.65802 | 0.6438 | 0.6354 | 0.67224 | 0.62053 | 0.72954 | 0.6794 | 0.68929 | 0.69847 | 0.72389 | 0.69141 | 0.69282 | 0.68505 | 0.73166 | 0.72248 | 0.6794 | 0.67728 | 0.68858 | 0.7133 | 0.7246 | 0.72672 | 0.73872 | 0.68717 | 0.70271 | 0.68929 | 0.72107 | 0.70765 | 0.69847 | 0.67587 | 0.69564 | 0.69776 | 0.70765 | 0.69706 | 0.67375 | 0.67446 | 0.67092 | 0.69847 | 0.72954 | 0.68364 | 0.69988 | 0.67657 | 0.68152 | 0.71401 | 0.69282 | 0.71471 | 0.73731 | 0.72884 | 0.71259 | 0.74155 | 0.70129 | 0.6907 | 0.68434 | 0.67446 | 0.70025 | 0.7455 | 0.7139 | 0.70887 | 0.7297 | 0.72826 | 0.72539 | 0.72539 | 0.6981 | 0.73975 | 0.73975 | 0.73113 | 0.68876 | 0.72252 | 0.74622 | 0.73975 | 0.70528 | 0.69738 | 0.7534 | 0.70815 | 0.74119 | 0.72395 | 0.69091 | 0.73185 | 0.69451 | 0.74263 | 0.69953 | 0.6823 | 0.73401 | 0.68876 | 0.69451 | 0.7534 | 0.70384 | 0.706 | 0.70456 | 0.68661 | 0.73401 | 0.6981 | 0.72611 | 0.6823 | 0.69235 | 0.73042 | 0.71031 | 0.73975 | 0.73042 | 0.74693 | 0.75412 | 0.70672 | 0.77731 | 0.76908 | 0.78479 | 0.77731 | 0.71447 | 0.74664 | 0.76758 | 0.74065 | 0.7803 | 0.78105 | 0.71447 | 0.75187 | 0.78329 | 0.75187 | 0.76459 | 0.76684 | 0.77506 | 0.72494 | 0.76983 | 0.74813 | 0.74065 | 0.75561 | 0.75112 | 0.76758 | 0.73766 | 0.73167 | 0.78329 | 0.76908 | 0.75337 | 0.71596 | 0.75337 | 0.78105 | 0.73167 | 0.74439 | 0.74439 | 0.74215 | 0.71297 | 0.75861 | 0.71147 | 0.71297 | 0.73092 | 0.77432 | 0.73392 | 0.75711 | 0.71521 | 0.76684 | 0.78255 | 0.76758 | 0.7259 | 0.74262 | 0.7601 | 0.7297 | 0.75554 | 0.74338 | 0.73958 | 0.76694 | 0.74186 | 0.76694 | 0.74794 | 0.76998 | 0.7601 | 0.78367 | 0.75326 | 0.74338 | 0.73426 | 0.7259 | 0.7677 | 0.72362 | 0.73122 | 0.77986 | 0.74794 | 0.79811 | 0.7297 | 0.77378 | 0.78747 | 0.73426 | 0.74186 | 0.75098 | 0.76162 | 0.79279 | 0.75326 | 0.78215 | 0.74414 | 0.76998 | 0.77758 | 0.7221 | 0.76694 | 0.76238 | 0.75554 | 0.78367 | 0.75022 | 0.75706 | 0.78443 | 0.75098 | 0.74414 | 0.7487 | 0.7563 | 0.73122 | 0.72894 | 0.75022 | 0.7563 | 0.76162 | 0.77834 | 0.78823 | 0.7449 | 0.77834 | 0.76694 | 0.77986 | 0.73654 | 0.75022 | 0.73274 | 0.79811 | 0.73502 | 0.7715 | 0.75782 | 0.77226 | 0.72286 | 0.77834 | 0.75326 | 0.78367 | 0.73122 | 0.73122 | 0.7221 | 0.78062 | 0.76086 | 0.79051 | 0.7221 | 0.75858 | 0.7335 | 0.74566 | 0.79659 | 0.78899 | 0.74262 | 0.75098 | 0.75402 | 0.72894 | 0.73274 | 0.7335 | 0.78062 | 0.78975 | 0.76162 | 0.7449 | 0.73806
ON_KM9_DSS | 688 | 230 | ON | 0.002429 | 688 | 24640 | 0.59851 | 0.66255 | 0.63863 | 0.62764 | 0.6257 | 0.62506 | 0.64315 | 0.65737 | 0.66513 | 0.62441 | 0.61407 | 0.63928 | 0.66125 | 0.62635 | 0.65156 | 0.65737 | 0.62893 | 0.62312 | 0.67224 | 0.63475 | 0.6354 | 0.63604 | 0.62247 | 0.62764 | 0.64057 | 0.62441 | 0.62182 | 0.64186 | 0.66642 | 0.64121 | 0.61601 | 0.63346 | 0.62312 | 0.65285 | 0.6257 | 0.64574 | 0.63152 | 0.61601 | 0.6354 | 0.67289 | 0.63604 | 0.62958 | 0.66578 | 0.61407 | 0.65802 | 0.6438 | 0.6354 | 0.67224 | 0.62053 | 0.72954 | 0.6794 | 0.68929 | 0.69847 | 0.72389 | 0.69141 | 0.69282 | 0.68505 | 0.73166 | 0.72248 | 0.6794 | 0.67728 | 0.68858 | 0.7133 | 0.7246 | 0.72672 | 0.73872 | 0.68717 | 0.70271 | 0.68929 | 0.72107 | 0.70765 | 0.69847 | 0.67587 | 0.69564 | 0.69776 | 0.70765 | 0.69706 | 0.67375 | 0.67446 | 0.67092 | 0.69847 | 0.72954 | 0.68364 | 0.69988 | 0.67657 | 0.68152 | 0.71401 | 0.69282 | 0.71471 | 0.73731 | 0.72884 | 0.71259 | 0.74155 | 0.70129 | 0.6907 | 0.68434 | 0.67446 | 0.70025 | 0.7455 | 0.7139 | 0.70887 | 0.7297 | 0.72826 | 0.72539 | 0.72539 | 0.6981 | 0.73975 | 0.73975 | 0.73113 | 0.68876 | 0.72252 | 0.74622 | 0.73975 | 0.70528 | 0.69738 | 0.7534 | 0.70815 | 0.74119 | 0.72395 | 0.69091 | 0.73185 | 0.69451 | 0.74263 | 0.69953 | 0.6823 | 0.73401 | 0.68876 | 0.69451 | 0.7534 | 0.70384 | 0.706 | 0.70456 | 0.68661 | 0.73401 | 0.6981 | 0.72611 | 0.6823 | 0.69235 | 0.73042 | 0.71031 | 0.73975 | 0.73042 | 0.74693 | 0.75412 | 0.70672 | 0.77731 | 0.76908 | 0.78479 | 0.77731 | 0.71447 | 0.74664 | 0.76758 | 0.74065 | 0.7803 | 0.78105 | 0.71447 | 0.75187 | 0.78329 | 0.75187 | 0.76459 | 0.76684 | 0.77506 | 0.72494 | 0.76983 | 0.74813 | 0.74065 | 0.75561 | 0.75112 | 0.76758 | 0.73766 | 0.73167 | 0.78329 | 0.76908 | 0.75337 | 0.71596 | 0.75337 | 0.78105 | 0.73167 | 0.74439 | 0.74439 | 0.74215 | 0.71297 | 0.75861 | 0.71147 | 0.71297 | 0.73092 | 0.77432 | 0.73392 | 0.75711 | 0.71521 | 0.76684 | 0.78255 | 0.76758 | 0.7259 | 0.74262 | 0.7601 | 0.7297 | 0.75554 | 0.74338 | 0.73958 | 0.76694 | 0.74186 | 0.76694 | 0.74794 | 0.76998 | 0.7601 | 0.78367 | 0.75326 | 0.74338 | 0.73426 | 0.7259 | 0.7677 | 0.72362 | 0.73122 | 0.77986 | 0.74794 | 0.79811 | 0.7297 | 0.77378 | 0.78747 | 0.73426 | 0.74186 | 0.75098 | 0.76162 | 0.79279 | 0.75326 | 0.78215 | 0.74414 | 0.76998 | 0.77758 | 0.7221 | 0.76694 | 0.76238 | 0.75554 | 0.78367 | 0.75022 | 0.75706 | 0.78443 | 0.75098 | 0.74414 | 0.7487 | 0.7563 | 0.73122 | 0.72894 | 0.75022 | 0.7563 | 0.76162 | 0.77834 | 0.78823 | 0.7449 | 0.77834 | 0.76694 | 0.77986 | 0.73654 | 0.75022 | 0.73274 | 0.79811 | 0.73502 | 0.7715 | 0.75782 | 0.77226 | 0.72286 | 0.77834 | 0.75326 | 0.78367 | 0.73122 | 0.73122 | 0.7221 | 0.78062 | 0.76086 | 0.79051 | 0.7221 | 0.75858 | 0.7335 | 0.74566 | 0.79659 | 0.78899 | 0.74262 | 0.75098 | 0.75402 | 0.72894 | 0.73274 | 0.7335 | 0.78062 | 0.78975 | 0.76162 | 0.7449 | 0.73806
ON_KMT_ISS | 689 | 230 | ON | 0.001083 | 689 | 24640 | 0.26685 | 0.2954 | 0.28474 | 0.27984 | 0.27898 | 0.27869 | 0.28676 | 0.2931 | 0.29656 | 0.2784 | 0.27379 | 0.28503 | 0.29483 | 0.27927 | 0.2905 | 0.2931 | 0.28042 | 0.27782 | 0.29973 | 0.28301 | 0.2833 | 0.28359 | 0.27754 | 0.27984 | 0.28561 | 0.2784 | 0.27725 | 0.28618 | 0.29713 | 0.28589 | 0.27465 | 0.28244 | 0.27782 | 0.29108 | 0.27898 | 0.28791 | 0.28157 | 0.27465 | 0.2833 | 0.30002 | 0.28359 | 0.28071 | 0.29685 | 0.27379 | 0.29339 | 0.28705 | 0.2833 | 0.29973 | 0.27667 | 0.32528 | 0.30292 | 0.30733 | 0.31142 | 0.32276 | 0.30827 | 0.3089 | 0.30544 | 0.32622 | 0.32213 | 0.30292 | 0.30197 | 0.30701 | 0.31803 | 0.32307 | 0.32402 | 0.32937 | 0.30638 | 0.31331 | 0.30733 | 0.3215 | 0.31551 | 0.31142 | 0.30134 | 0.31016 | 0.31111 | 0.31551 | 0.31079 | 0.3004 | 0.30071 | 0.29914 | 0.31142 | 0.32528 | 0.30481 | 0.31205 | 0.30166 | 0.30386 | 0.31835 | 0.3089 | 0.31866 | 0.32874 | 0.32496 | 0.31772 | 0.33063 | 0.31268 | 0.30796 | 0.30512 | 0.30071 | 0.31222 | 0.33239 | 0.3183 | 0.31606 | 0.32534 | 0.3247 | 0.32342 | 0.32342 | 0.31126 | 0.32983 | 0.32983 | 0.32599 | 0.30709 | 0.32214 | 0.33271 | 0.32983 | 0.31446 | 0.31094 | 0.33591 | 0.31574 | 0.33047 | 0.32278 | 0.30805 | 0.32631 | 0.30965 | 0.33111 | 0.3119 | 0.30421 | 0.32727 | 0.30709 | 0.30965 | 0.33591 | 0.31382 | 0.31478 | 0.31414 | 0.30613 | 0.32727 | 0.31126 | 0.32374 | 0.30421 | 0.30869 | 0.32567 | 0.3167 | 0.32983 | 0.32567 | 0.33303 | 0.33623 | 0.3151 | 0.34657 | 0.3429 | 0.34991 | 0.34657 | 0.31855 | 0.3329 | 0.34224 | 0.33023 | 0.34791 | 0.34824 | 0.31855 | 0.33523 | 0.34924 | 0.33523 | 0.3409 | 0.3419 | 0.34557 | 0.32322 | 0.34324 | 0.33356 | 0.33023 | 0.3369 | 0.3349 | 0.34224 | 0.32889 | 0.32623 | 0.34924 | 0.3429 | 0.3359 | 0.31922 | 0.3359 | 0.34824 | 0.32623 | 0.3319 | 0.3319 | 0.3309 | 0.31789 | 0.33823 | 0.31722 | 0.31789 | 0.32589 | 0.34524 | 0.32723 | 0.33757 | 0.31889 | 0.3419 | 0.34891 | 0.34224 | 0.32365 | 0.33111 | 0.3389 | 0.32534 | 0.33687 | 0.33145 | 0.32975 | 0.34195 | 0.33077 | 0.34195 | 0.33348 | 0.34331 | 0.3389 | 0.34941 | 0.33585 | 0.33145 | 0.32738 | 0.32365 | 0.34229 | 0.32263 | 0.32602 | 0.34771 | 0.33348 | 0.35585 | 0.32534 | 0.345 | 0.3511 | 0.32738 | 0.33077 | 0.33483 | 0.33958 | 0.35347 | 0.33585 | 0.34873 | 0.33178 | 0.34331 | 0.3467 | 0.32196 | 0.34195 | 0.33992 | 0.33687 | 0.34941 | 0.3345 | 0.33755 | 0.34975 | 0.33483 | 0.33178 | 0.33382 | 0.33721 | 0.32602 | 0.32501 | 0.3345 | 0.33721 | 0.33958 | 0.34703 | 0.35144 | 0.33212 | 0.34703 | 0.34195 | 0.34771 | 0.3284 | 0.3345 | 0.3267 | 0.35585 | 0.32772 | 0.34398 | 0.33788 | 0.34432 | 0.32229 | 0.34703 | 0.33585 | 0.34941 | 0.32602 | 0.32602 | 0.32196 | 0.34805 | 0.33924 | 0.35246 | 0.32196 | 0.33822 | 0.32704 | 0.33246 | 0.35517 | 0.35178 | 0.33111 | 0.33483 | 0.33619 | 0.32501 | 0.3267 | 0.32704 | 0.34805 | 0.35212 | 0.33958 | 0.33212 | 0.32907
ON_KNB_JCT | 690 | 230 | ON | 0.001083 | 690 | 24640 | 0.26685 | 0.2954 | 0.28474 | 0.27984 | 0.27898 | 0.27869 | 0.28676 | 0.2931 | 0.29656 | 0.2784 | 0.27379 | 0.28503 | 0.29483 | 0.27927 | 0.2905 | 0.2931 | 0.28042 | 0.27782 | 0.29973 | 0.28301 | 0.2833 | 0.28359 | 0.27754 | 0.27984 | 0.28561 | 0.2784 | 0.27725 | 0.28618 | 0.29713 | 0.28589 | 0.27465 | 0.28244 | 0.27782 | 0.29108 | 0.27898 | 0.28791 | 0.28157 | 0.27465 | 0.2833 | 0.30002 | 0.28359 | 0.28071 | 0.29685 | 0.27379 | 0.29339 | 0.28705 | 0.2833 | 0.29973 | 0.27667 | 0.32528 | 0.30292 | 0.30733 | 0.31142 | 0.32276 | 0.30827 | 0.3089 | 0.30544 | 0.32622 | 0.32213 | 0.30292 | 0.30197 | 0.30701 | 0.31803 | 0.32307 | 0.32402 | 0.32937 | 0.30638 | 0.31331 | 0.30733 | 0.3215 | 0.31551 | 0.31142 | 0.30134 | 0.31016 | 0.31111 | 0.31551 | 0.31079 | 0.3004 | 0.30071 | 0.29914 | 0.31142 | 0.32528 | 0.30481 | 0.31205 | 0.30166 | 0.30386 | 0.31835 | 0.3089 | 0.31866 | 0.32874 | 0.32496 | 0.31772 | 0.33063 | 0.31268 | 0.30796 | 0.30512 | 0.30071 | 0.31222 | 0.33239 | 0.3183 | 0.31606 | 0.32534 | 0.3247 | 0.32342 | 0.32342 | 0.31126 | 0.32983 | 0.32983 | 0.32599 | 0.30709 | 0.32214 | 0.33271 | 0.32983 | 0.31446 | 0.31094 | 0.33591 | 0.31574 | 0.33047 | 0.32278 | 0.30805 | 0.32631 | 0.30965 | 0.33111 | 0.3119 | 0.30421 | 0.32727 | 0.30709 | 0.30965 | 0.33591 | 0.31382 | 0.31478 | 0.31414 | 0.30613 | 0.32727 | 0.31126 | 0.32374 | 0.30421 | 0.30869 | 0.32567 | 0.3167 | 0.32983 | 0.32567 | 0.33303 | 0.33623 | 0.3151 | 0.34657 | 0.3429 | 0.34991 | 0.34657 | 0.31855 | 0.3329 | 0.34224 | 0.33023 | 0.34791 | 0.34824 | 0.31855 | 0.33523 | 0.34924 | 0.33523 | 0.3409 | 0.3419 | 0.34557 | 0.32322 | 0.34324 | 0.33356 | 0.33023 | 0.3369 | 0.3349 | 0.34224 | 0.32889 | 0.32623 | 0.34924 | 0.3429 | 0.3359 | 0.31922 | 0.3359 | 0.34824 | 0.32623 | 0.3319 | 0.3319 | 0.3309 | 0.31789 | 0.33823 | 0.31722 | 0.31789 | 0.32589 | 0.34524 | 0.32723 | 0.33757 | 0.31889 | 0.3419 | 0.34891 | 0.34224 | 0.32365 | 0.33111 | 0.3389 | 0.32534 | 0.33687 | 0.33145 | 0.32975 | 0.34195 | 0.33077 | 0.34195 | 0.33348 | 0.34331 | 0.3389 | 0.34941 | 0.33585 | 0.33145 | 0.32738 | 0.32365 | 0.34229 | 0.32263 | 0.32602 | 0.34771 | 0.33348 | 0.35585 | 0.32534 | 0.345 | 0.3511 | 0.32738 | 0.33077 | 0.33483 | 0.33958 | 0.35347 | 0.33585 | 0.34873 | 0.33178 | 0.34331 | 0.3467 | 0.32196 | 0.34195 | 0.33992 | 0.33687 | 0.34941 | 0.3345 | 0.33755 | 0.34975 | 0.33483 | 0.33178 | 0.33382 | 0.33721 | 0.32602 | 0.32501 | 0.3345 | 0.33721 | 0.33958 | 0.34703 | 0.35144 | 0.33212 | 0.34703 | 0.34195 | 0.34771 | 0.3284 | 0.3345 | 0.3267 | 0.35585 | 0.32772 | 0.34398 | 0.33788 | 0.34432 | 0.32229 | 0.34703 | 0.33585 | 0.34941 | 0.32602 | 0.32602 | 0.32196 | 0.34805 | 0.33924 | 0.35246 | 0.32196 | 0.33822 | 0.32704 | 0.33246 | 0.35517 | 0.35178 | 0.33111 | 0.33483 | 0.33619 | 0.32501 | 0.3267 | 0.32704 | 0.34805 | 0.35212 | 0.33958 | 0.33212 | 0.32907
ON_KNO_TSS | 691 | 230 | ON | 0.001013 | 691 | 24640 | 0.2496 | 0.27631 | 0.26634 | 0.26175 | 0.26095 | 0.26068 | 0.26822 | 0.27415 | 0.27739 | 0.26041 | 0.25609 | 0.26661 | 0.27577 | 0.26121 | 0.27173 | 0.27415 | 0.26229 | 0.25987 | 0.28035 | 0.26472 | 0.26499 | 0.26526 | 0.2596 | 0.26175 | 0.26715 | 0.26041 | 0.25933 | 0.26768 | 0.27793 | 0.26741 | 0.2569 | 0.26418 | 0.25987 | 0.27227 | 0.26095 | 0.2693 | 0.26337 | 0.2569 | 0.26499 | 0.28062 | 0.26526 | 0.26256 | 0.27766 | 0.25609 | 0.27442 | 0.26849 | 0.26499 | 0.28035 | 0.25879 | 0.30425 | 0.28334 | 0.28746 | 0.29129 | 0.3019 | 0.28835 | 0.28894 | 0.2857 | 0.30513 | 0.30131 | 0.28334 | 0.28246 | 0.28717 | 0.29748 | 0.30219 | 0.30307 | 0.30808 | 0.28658 | 0.29306 | 0.28746 | 0.30072 | 0.29512 | 0.29129 | 0.28187 | 0.29011 | 0.291 | 0.29512 | 0.2907 | 0.28098 | 0.28128 | 0.27981 | 0.29129 | 0.30425 | 0.28511 | 0.29188 | 0.28216 | 0.28422 | 0.29777 | 0.28894 | 0.29807 | 0.30749 | 0.30396 | 0.29718 | 0.30926 | 0.29247 | 0.28805 | 0.2854 | 0.28128 | 0.29204 | 0.31091 | 0.29773 | 0.29563 | 0.30432 | 0.30372 | 0.30252 | 0.30252 | 0.29114 | 0.30851 | 0.30851 | 0.30492 | 0.28724 | 0.30132 | 0.31121 | 0.30851 | 0.29413 | 0.29084 | 0.3142 | 0.29533 | 0.30911 | 0.30192 | 0.28814 | 0.30521 | 0.28964 | 0.30971 | 0.29174 | 0.28455 | 0.30611 | 0.28724 | 0.28964 | 0.3142 | 0.29353 | 0.29443 | 0.29383 | 0.28634 | 0.30611 | 0.29114 | 0.30282 | 0.28455 | 0.28874 | 0.30462 | 0.29623 | 0.30851 | 0.30462 | 0.3115 | 0.3145 | 0.29473 | 0.32417 | 0.32074 | 0.32729 | 0.32417 | 0.29796 | 0.31138 | 0.32012 | 0.30888 | 0.32542 | 0.32573 | 0.29796 | 0.31356 | 0.32667 | 0.31356 | 0.31887 | 0.3198 | 0.32324 | 0.30233 | 0.32105 | 0.312 | 0.30888 | 0.31512 | 0.31325 | 0.32012 | 0.30764 | 0.30514 | 0.32667 | 0.32074 | 0.31419 | 0.29859 | 0.31419 | 0.32573 | 0.30514 | 0.31044 | 0.31044 | 0.30951 | 0.29734 | 0.31637 | 0.29672 | 0.29734 | 0.30483 | 0.32292 | 0.30608 | 0.31575 | 0.29828 | 0.3198 | 0.32636 | 0.32012 | 0.30273 | 0.30971 | 0.317 | 0.30432 | 0.31509 | 0.31002 | 0.30844 | 0.31985 | 0.30939 | 0.31985 | 0.31192 | 0.32112 | 0.317 | 0.32682 | 0.31414 | 0.31002 | 0.30622 | 0.30273 | 0.32017 | 0.30178 | 0.30495 | 0.32524 | 0.31192 | 0.33285 | 0.30432 | 0.3227 | 0.32841 | 0.30622 | 0.30939 | 0.31319 | 0.31763 | 0.33063 | 0.31414 | 0.32619 | 0.31034 | 0.32112 | 0.32429 | 0.30115 | 0.31985 | 0.31795 | 0.31509 | 0.32682 | 0.31288 | 0.31573 | 0.32714 | 0.31319 | 0.31034 | 0.31224 | 0.31541 | 0.30495 | 0.304 | 0.31288 | 0.31541 | 0.31763 | 0.3246 | 0.32872 | 0.31066 | 0.3246 | 0.31985 | 0.32524 | 0.30717 | 0.31288 | 0.30558 | 0.33285 | 0.30654 | 0.32175 | 0.31605 | 0.32207 | 0.30146 | 0.3246 | 0.31414 | 0.32682 | 0.30495 | 0.30495 | 0.30115 | 0.32555 | 0.31731 | 0.32968 | 0.30115 | 0.31636 | 0.3059 | 0.31097 | 0.33221 | 0.32904 | 0.30971 | 0.31319 | 0.31446 | 0.304 | 0.30558 | 0.3059 | 0.32555 | 0.32936 | 0.31763 | 0.31066 | 0.3078
ON_KNT_DSS | 692 | 230 | ON | 0.001217 | 692 | 24640 | 0.29987 | 0.33195 | 0.31997 | 0.31447 | 0.31349 | 0.31317 | 0.32224 | 0.32936 | 0.33325 | 0.31285 | 0.30767 | 0.3203 | 0.33131 | 0.31382 | 0.32645 | 0.32936 | 0.31511 | 0.3122 | 0.33681 | 0.31803 | 0.31835 | 0.31868 | 0.31188 | 0.31447 | 0.32094 | 0.31285 | 0.31155 | 0.32159 | 0.3339 | 0.32127 | 0.30864 | 0.31738 | 0.3122 | 0.3271 | 0.31349 | 0.32353 | 0.31641 | 0.30864 | 0.31835 | 0.33714 | 0.31868 | 0.31544 | 0.33357 | 0.30767 | 0.32969 | 0.32256 | 0.31835 | 0.33681 | 0.3109 | 0.36552 | 0.3404 | 0.34535 | 0.34995 | 0.36269 | 0.34641 | 0.34712 | 0.34323 | 0.36658 | 0.36198 | 0.3404 | 0.33934 | 0.345 | 0.35738 | 0.36305 | 0.36411 | 0.37012 | 0.34429 | 0.35208 | 0.34535 | 0.36128 | 0.35455 | 0.34995 | 0.33863 | 0.34854 | 0.3496 | 0.35455 | 0.34925 | 0.33757 | 0.33792 | 0.33615 | 0.34995 | 0.36552 | 0.34252 | 0.35066 | 0.33898 | 0.34146 | 0.35774 | 0.34712 | 0.35809 | 0.36941 | 0.36517 | 0.35703 | 0.37154 | 0.35137 | 0.34606 | 0.34288 | 0.33792 | 0.35085 | 0.37352 | 0.35768 | 0.35516 | 0.3656 | 0.36488 | 0.36344 | 0.36344 | 0.34977 | 0.37064 | 0.37064 | 0.36632 | 0.34509 | 0.362 | 0.37388 | 0.37064 | 0.35337 | 0.34941 | 0.37747 | 0.3548 | 0.37136 | 0.36272 | 0.34617 | 0.36668 | 0.34797 | 0.37208 | 0.35049 | 0.34185 | 0.36776 | 0.34509 | 0.34797 | 0.37747 | 0.35265 | 0.35373 | 0.35301 | 0.34401 | 0.36776 | 0.34977 | 0.3638 | 0.34185 | 0.34689 | 0.36596 | 0.35588 | 0.37064 | 0.36596 | 0.37424 | 0.37783 | 0.35409 | 0.38945 | 0.38533 | 0.3932 | 0.38945 | 0.35797 | 0.37409 | 0.38458 | 0.37109 | 0.39095 | 0.39133 | 0.35797 | 0.37671 | 0.39245 | 0.37671 | 0.38308 | 0.38421 | 0.38833 | 0.36322 | 0.38571 | 0.37484 | 0.37109 | 0.37858 | 0.37634 | 0.38458 | 0.36959 | 0.36659 | 0.39245 | 0.38533 | 0.37746 | 0.35872 | 0.37746 | 0.39133 | 0.36659 | 0.37296 | 0.37296 | 0.37184 | 0.35722 | 0.38008 | 0.35647 | 0.35722 | 0.36621 | 0.38796 | 0.36771 | 0.37933 | 0.35834 | 0.38421 | 0.39208 | 0.38458 | 0.3637 | 0.37207 | 0.38083 | 0.3656 | 0.37855 | 0.37246 | 0.37055 | 0.38426 | 0.37169 | 0.38426 | 0.37474 | 0.38578 | 0.38083 | 0.39264 | 0.37741 | 0.37246 | 0.36789 | 0.3637 | 0.38464 | 0.36255 | 0.36636 | 0.39074 | 0.37474 | 0.39988 | 0.3656 | 0.38769 | 0.39454 | 0.36789 | 0.37169 | 0.37626 | 0.3816 | 0.39721 | 0.37741 | 0.39188 | 0.37284 | 0.38578 | 0.38959 | 0.36179 | 0.38426 | 0.38198 | 0.37855 | 0.39264 | 0.37588 | 0.37931 | 0.39302 | 0.37626 | 0.37284 | 0.37512 | 0.37893 | 0.36636 | 0.36522 | 0.37588 | 0.37893 | 0.3816 | 0.38997 | 0.39492 | 0.37322 | 0.38997 | 0.38426 | 0.39074 | 0.36903 | 0.37588 | 0.36712 | 0.39988 | 0.36827 | 0.38655 | 0.37969 | 0.38693 | 0.36217 | 0.38997 | 0.37741 | 0.39264 | 0.36636 | 0.36636 | 0.36179 | 0.39112 | 0.38121 | 0.39607 | 0.36179 | 0.38007 | 0.3675 | 0.3736 | 0.39911 | 0.39531 | 0.37207 | 0.37626 | 0.37779 | 0.36522 | 0.36712 | 0.3675 | 0.39112 | 0.39569 | 0.3816 | 0.37322 | 0.36979
ON_KPG_GSS | 693 | 230 | ON | 0.001083 | 693 | 24640 | 0.26685 | 0.2954 | 0.28474 | 0.27984 | 0.27898 | 0.27869 | 0.28676 | 0.2931 | 0.29656 | 0.2784 | 0.27379 | 0.28503 | 0.29483 | 0.27927 | 0.2905 | 0.2931 | 0.28042 | 0.27782 | 0.29973 | 0.28301 | 0.2833 | 0.28359 | 0.27754 | 0.27984 | 0.28561 | 0.2784 | 0.27725 | 0.28618 | 0.29713 | 0.28589 | 0.27465 | 0.28244 | 0.27782 | 0.29108 | 0.27898 | 0.28791 | 0.28157 | 0.27465 | 0.2833 | 0.30002 | 0.28359 | 0.28071 | 0.29685 | 0.27379 | 0.29339 | 0.28705 | 0.2833 | 0.29973 | 0.27667 | 0.32528 | 0.30292 | 0.30733 | 0.31142 | 0.32276 | 0.30827 | 0.3089 | 0.30544 | 0.32622 | 0.32213 | 0.30292 | 0.30197 | 0.30701 | 0.31803 | 0.32307 | 0.32402 | 0.32937 | 0.30638 | 0.31331 | 0.30733 | 0.3215 | 0.31551 | 0.31142 | 0.30134 | 0.31016 | 0.31111 | 0.31551 | 0.31079 | 0.3004 | 0.30071 | 0.29914 | 0.31142 | 0.32528 | 0.30481 | 0.31205 | 0.30166 | 0.30386 | 0.31835 | 0.3089 | 0.31866 | 0.32874 | 0.32496 | 0.31772 | 0.33063 | 0.31268 | 0.30796 | 0.30512 | 0.30071 | 0.31222 | 0.33239 | 0.3183 | 0.31606 | 0.32534 | 0.3247 | 0.32342 | 0.32342 | 0.31126 | 0.32983 | 0.32983 | 0.32599 | 0.30709 | 0.32214 | 0.33271 | 0.32983 | 0.31446 | 0.31094 | 0.33591 | 0.31574 | 0.33047 | 0.32278 | 0.30805 | 0.32631 | 0.30965 | 0.33111 | 0.3119 | 0.30421 | 0.32727 | 0.30709 | 0.30965 | 0.33591 | 0.31382 | 0.31478 | 0.31414 | 0.30613 | 0.32727 | 0.31126 | 0.32374 | 0.30421 | 0.30869 | 0.32567 | 0.3167 | 0.32983 | 0.32567 | 0.33303 | 0.33623 | 0.3151 | 0.34657 | 0.3429 | 0.34991 | 0.34657 | 0.31855 | 0.3329 | 0.34224 | 0.33023 | 0.34791 | 0.34824 | 0.31855 | 0.33523 | 0.34924 | 0.33523 | 0.3409 | 0.3419 | 0.34557 | 0.32322 | 0.34324 | 0.33356 | 0.33023 | 0.3369 | 0.3349 | 0.34224 | 0.32889 | 0.32623 | 0.34924 | 0.3429 | 0.3359 | 0.31922 | 0.3359 | 0.34824 | 0.32623 | 0.3319 | 0.3319 | 0.3309 | 0.31789 | 0.33823 | 0.31722 | 0.31789 | 0.32589 | 0.34524 | 0.32723 | 0.33757 | 0.31889 | 0.3419 | 0.34891 | 0.34224 | 0.32365 | 0.33111 | 0.3389 | 0.32534 | 0.33687 | 0.33145 | 0.32975 | 0.34195 | 0.33077 | 0.34195 | 0.33348 | 0.34331 | 0.3389 | 0.34941 | 0.33585 | 0.33145 | 0.32738 | 0.32365 | 0.34229 | 0.32263 | 0.32602 | 0.34771 | 0.33348 | 0.35585 | 0.32534 | 0.345 | 0.3511 | 0.32738 | 0.33077 | 0.33483 | 0.33958 | 0.35347 | 0.33585 | 0.34873 | 0.33178 | 0.34331 | 0.3467 | 0.32196 | 0.34195 | 0.33992 | 0.33687 | 0.34941 | 0.3345 | 0.33755 | 0.34975 | 0.33483 | 0.33178 | 0.33382 | 0.33721 | 0.32602 | 0.32501 | 0.3345 | 0.33721 | 0.33958 | 0.34703 | 0.35144 | 0.33212 | 0.34703 | 0.34195 | 0.34771 | 0.3284 | 0.3345 | 0.3267 | 0.35585 | 0.32772 | 0.34398 | 0.33788 | 0.34432 | 0.32229 | 0.34703 | 0.33585 | 0.34941 | 0.32602 | 0.32602 | 0.32196 | 0.34805 | 0.33924 | 0.35246 | 0.32196 | 0.33822 | 0.32704 | 0.33246 | 0.35517 | 0.35178 | 0.33111 | 0.33483 | 0.33619 | 0.32501 | 0.3267 | 0.32704 | 0.34805 | 0.35212 | 0.33958 | 0.33212 | 0.32907
ON_KPG_JCT | 694 | 230 | ON | 0.001083 | 694 | 24640 | 0.26685 | 0.2954 | 0.28474 | 0.27984 | 0.27898 | 0.27869 | 0.28676 | 0.2931 | 0.29656 | 0.2784 | 0.27379 | 0.28503 | 0.29483 | 0.27927 | 0.2905 | 0.2931 | 0.28042 | 0.27782 | 0.29973 | 0.28301 | 0.2833 | 0.28359 | 0.27754 | 0.27984 | 0.28561 | 0.2784 | 0.27725 | 0.28618 | 0.29713 | 0.28589 | 0.27465 | 0.28244 | 0.27782 | 0.29108 | 0.27898 | 0.28791 | 0.28157 | 0.27465 | 0.2833 | 0.30002 | 0.28359 | 0.28071 | 0.29685 | 0.27379 | 0.29339 | 0.28705 | 0.2833 | 0.29973 | 0.27667 | 0.32528 | 0.30292 | 0.30733 | 0.31142 | 0.32276 | 0.30827 | 0.3089 | 0.30544 | 0.32622 | 0.32213 | 0.30292 | 0.30197 | 0.30701 | 0.31803 | 0.32307 | 0.32402 | 0.32937 | 0.30638 | 0.31331 | 0.30733 | 0.3215 | 0.31551 | 0.31142 | 0.30134 | 0.31016 | 0.31111 | 0.31551 | 0.31079 | 0.3004 | 0.30071 | 0.29914 | 0.31142 | 0.32528 | 0.30481 | 0.31205 | 0.30166 | 0.30386 | 0.31835 | 0.3089 | 0.31866 | 0.32874 | 0.32496 | 0.31772 | 0.33063 | 0.31268 | 0.30796 | 0.30512 | 0.30071 | 0.31222 | 0.33239 | 0.3183 | 0.31606 | 0.32534 | 0.3247 | 0.32342 | 0.32342 | 0.31126 | 0.32983 | 0.32983 | 0.32599 | 0.30709 | 0.32214 | 0.33271 | 0.32983 | 0.31446 | 0.31094 | 0.33591 | 0.31574 | 0.33047 | 0.32278 | 0.30805 | 0.32631 | 0.30965 | 0.33111 | 0.3119 | 0.30421 | 0.32727 | 0.30709 | 0.30965 | 0.33591 | 0.31382 | 0.31478 | 0.31414 | 0.30613 | 0.32727 | 0.31126 | 0.32374 | 0.30421 | 0.30869 | 0.32567 | 0.3167 | 0.32983 | 0.32567 | 0.33303 | 0.33623 | 0.3151 | 0.34657 | 0.3429 | 0.34991 | 0.34657 | 0.31855 | 0.3329 | 0.34224 | 0.33023 | 0.34791 | 0.34824 | 0.31855 | 0.33523 | 0.34924 | 0.33523 | 0.3409 | 0.3419 | 0.34557 | 0.32322 | 0.34324 | 0.33356 | 0.33023 | 0.3369 | 0.3349 | 0.34224 | 0.32889 | 0.32623 | 0.34924 | 0.3429 | 0.3359 | 0.31922 | 0.3359 | 0.34824 | 0.32623 | 0.3319 | 0.3319 | 0.3309 | 0.31789 | 0.33823 | 0.31722 | 0.31789 | 0.32589 | 0.34524 | 0.32723 | 0.33757 | 0.31889 | 0.3419 | 0.34891 | 0.34224 | 0.32365 | 0.33111 | 0.3389 | 0.32534 | 0.33687 | 0.33145 | 0.32975 | 0.34195 | 0.33077 | 0.34195 | 0.33348 | 0.34331 | 0.3389 | 0.34941 | 0.33585 | 0.33145 | 0.32738 | 0.32365 | 0.34229 | 0.32263 | 0.32602 | 0.34771 | 0.33348 | 0.35585 | 0.32534 | 0.345 | 0.3511 | 0.32738 | 0.33077 | 0.33483 | 0.33958 | 0.35347 | 0.33585 | 0.34873 | 0.33178 | 0.34331 | 0.3467 | 0.32196 | 0.34195 | 0.33992 | 0.33687 | 0.34941 | 0.3345 | 0.33755 | 0.34975 | 0.33483 | 0.33178 | 0.33382 | 0.33721 | 0.32602 | 0.32501 | 0.3345 | 0.33721 | 0.33958 | 0.34703 | 0.35144 | 0.33212 | 0.34703 | 0.34195 | 0.34771 | 0.3284 | 0.3345 | 0.3267 | 0.35585 | 0.32772 | 0.34398 | 0.33788 | 0.34432 | 0.32229 | 0.34703 | 0.33585 | 0.34941 | 0.32602 | 0.32602 | 0.32196 | 0.34805 | 0.33924 | 0.35246 | 0.32196 | 0.33822 | 0.32704 | 0.33246 | 0.35517 | 0.35178 | 0.33111 | 0.33483 | 0.33619 | 0.32501 | 0.3267 | 0.32704 | 0.34805 | 0.35212 | 0.33958 | 0.33212 | 0.32907
ON_KPG2_GSS | 695 | 230 | ON | 0.001083 | 695 | 24640 | 0.26685 | 0.2954 | 0.28474 | 0.27984 | 0.27898 | 0.27869 | 0.28676 | 0.2931 | 0.29656 | 0.2784 | 0.27379 | 0.28503 | 0.29483 | 0.27927 | 0.2905 | 0.2931 | 0.28042 | 0.27782 | 0.29973 | 0.28301 | 0.2833 | 0.28359 | 0.27754 | 0.27984 | 0.28561 | 0.2784 | 0.27725 | 0.28618 | 0.29713 | 0.28589 | 0.27465 | 0.28244 | 0.27782 | 0.29108 | 0.27898 | 0.28791 | 0.28157 | 0.27465 | 0.2833 | 0.30002 | 0.28359 | 0.28071 | 0.29685 | 0.27379 | 0.29339 | 0.28705 | 0.2833 | 0.29973 | 0.27667 | 0.32528 | 0.30292 | 0.30733 | 0.31142 | 0.32276 | 0.30827 | 0.3089 | 0.30544 | 0.32622 | 0.32213 | 0.30292 | 0.30197 | 0.30701 | 0.31803 | 0.32307 | 0.32402 | 0.32937 | 0.30638 | 0.31331 | 0.30733 | 0.3215 | 0.31551 | 0.31142 | 0.30134 | 0.31016 | 0.31111 | 0.31551 | 0.31079 | 0.3004 | 0.30071 | 0.29914 | 0.31142 | 0.32528 | 0.30481 | 0.31205 | 0.30166 | 0.30386 | 0.31835 | 0.3089 | 0.31866 | 0.32874 | 0.32496 | 0.31772 | 0.33063 | 0.31268 | 0.30796 | 0.30512 | 0.30071 | 0.31222 | 0.33239 | 0.3183 | 0.31606 | 0.32534 | 0.3247 | 0.32342 | 0.32342 | 0.31126 | 0.32983 | 0.32983 | 0.32599 | 0.30709 | 0.32214 | 0.33271 | 0.32983 | 0.31446 | 0.31094 | 0.33591 | 0.31574 | 0.33047 | 0.32278 | 0.30805 | 0.32631 | 0.30965 | 0.33111 | 0.3119 | 0.30421 | 0.32727 | 0.30709 | 0.30965 | 0.33591 | 0.31382 | 0.31478 | 0.31414 | 0.30613 | 0.32727 | 0.31126 | 0.32374 | 0.30421 | 0.30869 | 0.32567 | 0.3167 | 0.32983 | 0.32567 | 0.33303 | 0.33623 | 0.3151 | 0.34657 | 0.3429 | 0.34991 | 0.34657 | 0.31855 | 0.3329 | 0.34224 | 0.33023 | 0.34791 | 0.34824 | 0.31855 | 0.33523 | 0.34924 | 0.33523 | 0.3409 | 0.3419 | 0.34557 | 0.32322 | 0.34324 | 0.33356 | 0.33023 | 0.3369 | 0.3349 | 0.34224 | 0.32889 | 0.32623 | 0.34924 | 0.3429 | 0.3359 | 0.31922 | 0.3359 | 0.34824 | 0.32623 | 0.3319 | 0.3319 | 0.3309 | 0.31789 | 0.33823 | 0.31722 | 0.31789 | 0.32589 | 0.34524 | 0.32723 | 0.33757 | 0.31889 | 0.3419 | 0.34891 | 0.34224 | 0.32365 | 0.33111 | 0.3389 | 0.32534 | 0.33687 | 0.33145 | 0.32975 | 0.34195 | 0.33077 | 0.34195 | 0.33348 | 0.34331 | 0.3389 | 0.34941 | 0.33585 | 0.33145 | 0.32738 | 0.32365 | 0.34229 | 0.32263 | 0.32602 | 0.34771 | 0.33348 | 0.35585 | 0.32534 | 0.345 | 0.3511 | 0.32738 | 0.33077 | 0.33483 | 0.33958 | 0.35347 | 0.33585 | 0.34873 | 0.33178 | 0.34331 | 0.3467 | 0.32196 | 0.34195 | 0.33992 | 0.33687 | 0.34941 | 0.3345 | 0.33755 | 0.34975 | 0.33483 | 0.33178 | 0.33382 | 0.33721 | 0.32602 | 0.32501 | 0.3345 | 0.33721 | 0.33958 | 0.34703 | 0.35144 | 0.33212 | 0.34703 | 0.34195 | 0.34771 | 0.3284 | 0.3345 | 0.3267 | 0.35585 | 0.32772 | 0.34398 | 0.33788 | 0.34432 | 0.32229 | 0.34703 | 0.33585 | 0.34941 | 0.32602 | 0.32602 | 0.32196 | 0.34805 | 0.33924 | 0.35246 | 0.32196 | 0.33822 | 0.32704 | 0.33246 | 0.35517 | 0.35178 | 0.33111 | 0.33483 | 0.33619 | 0.32501 | 0.3267 | 0.32704 | 0.34805 | 0.35212 | 0.33958 | 0.33212 | 0.32907
ON_KRN_TSS | 696 | 230 | ON | 0.001294 | 696 | 24640 | 0.31884 | 0.35296 | 0.34022 | 0.33436 | 0.33333 | 0.33299 | 0.34263 | 0.3502 | 0.35434 | 0.33264 | 0.32713 | 0.34056 | 0.35227 | 0.33367 | 0.3471 | 0.3502 | 0.33505 | 0.33195 | 0.35812 | 0.33815 | 0.33849 | 0.33884 | 0.33161 | 0.33436 | 0.34125 | 0.33264 | 0.33126 | 0.34194 | 0.35502 | 0.34159 | 0.32816 | 0.33746 | 0.33195 | 0.34779 | 0.33333 | 0.344 | 0.33643 | 0.32816 | 0.33849 | 0.35847 | 0.33884 | 0.3354 | 0.35468 | 0.32713 | 0.35055 | 0.34297 | 0.33849 | 0.35812 | 0.33057 | 0.38865 | 0.36194 | 0.3672 | 0.37209 | 0.38564 | 0.36833 | 0.36908 | 0.36495 | 0.38978 | 0.38489 | 0.36194 | 0.36081 | 0.36683 | 0.38 | 0.38602 | 0.38714 | 0.39354 | 0.36607 | 0.37435 | 0.3672 | 0.38413 | 0.37699 | 0.37209 | 0.36006 | 0.37059 | 0.37172 | 0.37699 | 0.37134 | 0.35893 | 0.3593 | 0.35742 | 0.37209 | 0.38865 | 0.36419 | 0.37285 | 0.36043 | 0.36306 | 0.38037 | 0.36908 | 0.38075 | 0.39279 | 0.38827 | 0.37962 | 0.39504 | 0.3736 | 0.36796 | 0.36457 | 0.3593 | 0.37304 | 0.39715 | 0.38031 | 0.37764 | 0.38873 | 0.38797 | 0.38644 | 0.38644 | 0.3719 | 0.39409 | 0.39409 | 0.3895 | 0.36692 | 0.38491 | 0.39753 | 0.39409 | 0.37572 | 0.37151 | 0.40136 | 0.37725 | 0.39485 | 0.38567 | 0.36807 | 0.38988 | 0.36998 | 0.39562 | 0.37266 | 0.36348 | 0.39103 | 0.36692 | 0.36998 | 0.40136 | 0.37496 | 0.37611 | 0.37534 | 0.36578 | 0.39103 | 0.3719 | 0.38682 | 0.36348 | 0.36884 | 0.38911 | 0.3784 | 0.39409 | 0.38911 | 0.39791 | 0.40174 | 0.37649 | 0.4141 | 0.40971 | 0.41808 | 0.4141 | 0.38062 | 0.39775 | 0.40891 | 0.39457 | 0.41569 | 0.41609 | 0.38062 | 0.40054 | 0.41728 | 0.40054 | 0.40732 | 0.40852 | 0.4129 | 0.3862 | 0.41011 | 0.39855 | 0.39457 | 0.40254 | 0.40015 | 0.40891 | 0.39297 | 0.38978 | 0.41728 | 0.40971 | 0.40134 | 0.38141 | 0.40134 | 0.41609 | 0.38978 | 0.39656 | 0.39656 | 0.39536 | 0.37982 | 0.40413 | 0.37902 | 0.37982 | 0.38939 | 0.4125 | 0.39098 | 0.40333 | 0.38102 | 0.40852 | 0.41689 | 0.40891 | 0.38671 | 0.39562 | 0.40493 | 0.38873 | 0.4025 | 0.39602 | 0.394 | 0.40857 | 0.39521 | 0.40857 | 0.39845 | 0.41019 | 0.40493 | 0.41748 | 0.40128 | 0.39602 | 0.39116 | 0.38671 | 0.40898 | 0.38549 | 0.38954 | 0.41546 | 0.39845 | 0.42518 | 0.38873 | 0.41222 | 0.41951 | 0.39116 | 0.39521 | 0.40007 | 0.40574 | 0.42234 | 0.40128 | 0.41667 | 0.39643 | 0.41019 | 0.41424 | 0.38468 | 0.40857 | 0.40614 | 0.4025 | 0.41748 | 0.39966 | 0.40331 | 0.41789 | 0.40007 | 0.39643 | 0.39885 | 0.4029 | 0.38954 | 0.38833 | 0.39966 | 0.4029 | 0.40574 | 0.41465 | 0.41991 | 0.39683 | 0.41465 | 0.40857 | 0.41546 | 0.39238 | 0.39966 | 0.39035 | 0.42518 | 0.39157 | 0.411 | 0.40371 | 0.41141 | 0.38509 | 0.41465 | 0.40128 | 0.41748 | 0.38954 | 0.38954 | 0.38468 | 0.41586 | 0.40533 | 0.42113 | 0.38468 | 0.40412 | 0.39076 | 0.39724 | 0.42437 | 0.42032 | 0.39562 | 0.40007 | 0.40169 | 0.38833 | 0.39035 | 0.39076 | 0.41586 | 0.42072 | 0.40574 | 0.39683 | 0.39319
ON_KSS_GSS | 697 | 230 | ON | 0.00145 | 697 | 24640 | 0.35728 | 0.39551 | 0.38123 | 0.37467 | 0.37351 | 0.37313 | 0.38393 | 0.39242 | 0.39705 | 0.37274 | 0.36657 | 0.38162 | 0.39474 | 0.3739 | 0.38895 | 0.39242 | 0.37544 | 0.37197 | 0.4013 | 0.37892 | 0.3793 | 0.37969 | 0.37159 | 0.37467 | 0.38239 | 0.37274 | 0.3712 | 0.38316 | 0.39782 | 0.38278 | 0.36773 | 0.37815 | 0.37197 | 0.38972 | 0.37351 | 0.38548 | 0.37699 | 0.36773 | 0.3793 | 0.40168 | 0.37969 | 0.37583 | 0.39744 | 0.36657 | 0.39281 | 0.38432 | 0.3793 | 0.4013 | 0.37043 | 0.4355 | 0.40557 | 0.41147 | 0.41695 | 0.43213 | 0.41274 | 0.41358 | 0.40894 | 0.43677 | 0.43129 | 0.40557 | 0.40431 | 0.41105 | 0.42581 | 0.43255 | 0.43382 | 0.44098 | 0.41021 | 0.41948 | 0.41147 | 0.43044 | 0.42243 | 0.41695 | 0.40346 | 0.41527 | 0.41653 | 0.42243 | 0.41611 | 0.4022 | 0.40262 | 0.40051 | 0.41695 | 0.4355 | 0.4081 | 0.4178 | 0.40388 | 0.40683 | 0.42623 | 0.41358 | 0.42665 | 0.44014 | 0.43508 | 0.42538 | 0.44267 | 0.41864 | 0.41232 | 0.40852 | 0.40262 | 0.41802 | 0.44503 | 0.42616 | 0.42316 | 0.4356 | 0.43474 | 0.43302 | 0.43302 | 0.41673 | 0.4416 | 0.4416 | 0.43645 | 0.41116 | 0.43131 | 0.44546 | 0.4416 | 0.42102 | 0.4163 | 0.44974 | 0.42273 | 0.44246 | 0.43217 | 0.41244 | 0.43688 | 0.41459 | 0.44331 | 0.41759 | 0.4073 | 0.43817 | 0.41116 | 0.41459 | 0.44974 | 0.42016 | 0.42145 | 0.42059 | 0.40987 | 0.43817 | 0.41673 | 0.43345 | 0.4073 | 0.4133 | 0.43602 | 0.42402 | 0.4416 | 0.43602 | 0.44589 | 0.45017 | 0.42188 | 0.46402 | 0.4591 | 0.46848 | 0.46402 | 0.4265 | 0.44571 | 0.45821 | 0.44213 | 0.4658 | 0.46625 | 0.4265 | 0.44883 | 0.46759 | 0.44883 | 0.45643 | 0.45776 | 0.46268 | 0.43276 | 0.45955 | 0.4466 | 0.44213 | 0.45107 | 0.44839 | 0.45821 | 0.44035 | 0.43677 | 0.46759 | 0.4591 | 0.44973 | 0.4274 | 0.44973 | 0.46625 | 0.43677 | 0.44437 | 0.44437 | 0.44303 | 0.42561 | 0.45285 | 0.42472 | 0.42561 | 0.43633 | 0.46223 | 0.43811 | 0.45196 | 0.42695 | 0.45776 | 0.46714 | 0.45821 | 0.43333 | 0.44331 | 0.45375 | 0.4356 | 0.45102 | 0.44376 | 0.44149 | 0.45783 | 0.44286 | 0.45783 | 0.44649 | 0.45964 | 0.45375 | 0.46781 | 0.44966 | 0.44376 | 0.43832 | 0.43333 | 0.45828 | 0.43197 | 0.4365 | 0.46554 | 0.44649 | 0.47643 | 0.4356 | 0.46191 | 0.47008 | 0.43832 | 0.44286 | 0.4483 | 0.45465 | 0.47326 | 0.44966 | 0.4669 | 0.44422 | 0.45964 | 0.46418 | 0.43106 | 0.45783 | 0.45511 | 0.45102 | 0.46781 | 0.44785 | 0.45193 | 0.46827 | 0.4483 | 0.44422 | 0.44694 | 0.45148 | 0.4365 | 0.43514 | 0.44785 | 0.45148 | 0.45465 | 0.46464 | 0.47053 | 0.44467 | 0.46464 | 0.45783 | 0.46554 | 0.43968 | 0.44785 | 0.43741 | 0.47643 | 0.43877 | 0.46055 | 0.45238 | 0.46101 | 0.43151 | 0.46464 | 0.44966 | 0.46781 | 0.4365 | 0.4365 | 0.43106 | 0.466 | 0.4542 | 0.4719 | 0.43106 | 0.45284 | 0.43786 | 0.44512 | 0.47553 | 0.47099 | 0.44331 | 0.4483 | 0.45012 | 0.43514 | 0.43741 | 0.43786 | 0.466 | 0.47144 | 0.45465 | 0.44467 | 0.44059
ON_KSS_JCT | 698 | 230 | ON | 0.00145 | 698 | 24640 | 0.35728 | 0.39551 | 0.38123 | 0.37467 | 0.37351 | 0.37313 | 0.38393 | 0.39242 | 0.39705 | 0.37274 | 0.36657 | 0.38162 | 0.39474 | 0.3739 | 0.38895 | 0.39242 | 0.37544 | 0.37197 | 0.4013 | 0.37892 | 0.3793 | 0.37969 | 0.37159 | 0.37467 | 0.38239 | 0.37274 | 0.3712 | 0.38316 | 0.39782 | 0.38278 | 0.36773 | 0.37815 | 0.37197 | 0.38972 | 0.37351 | 0.38548 | 0.37699 | 0.36773 | 0.3793 | 0.40168 | 0.37969 | 0.37583 | 0.39744 | 0.36657 | 0.39281 | 0.38432 | 0.3793 | 0.4013 | 0.37043 | 0.4355 | 0.40557 | 0.41147 | 0.41695 | 0.43213 | 0.41274 | 0.41358 | 0.40894 | 0.43677 | 0.43129 | 0.40557 | 0.40431 | 0.41105 | 0.42581 | 0.43255 | 0.43382 | 0.44098 | 0.41021 | 0.41948 | 0.41147 | 0.43044 | 0.42243 | 0.41695 | 0.40346 | 0.41527 | 0.41653 | 0.42243 | 0.41611 | 0.4022 | 0.40262 | 0.40051 | 0.41695 | 0.4355 | 0.4081 | 0.4178 | 0.40388 | 0.40683 | 0.42623 | 0.41358 | 0.42665 | 0.44014 | 0.43508 | 0.42538 | 0.44267 | 0.41864 | 0.41232 | 0.40852 | 0.40262 | 0.41802 | 0.44503 | 0.42616 | 0.42316 | 0.4356 | 0.43474 | 0.43302 | 0.43302 | 0.41673 | 0.4416 | 0.4416 | 0.43645 | 0.41116 | 0.43131 | 0.44546 | 0.4416 | 0.42102 | 0.4163 | 0.44974 | 0.42273 | 0.44246 | 0.43217 | 0.41244 | 0.43688 | 0.41459 | 0.44331 | 0.41759 | 0.4073 | 0.43817 | 0.41116 | 0.41459 | 0.44974 | 0.42016 | 0.42145 | 0.42059 | 0.40987 | 0.43817 | 0.41673 | 0.43345 | 0.4073 | 0.4133 | 0.43602 | 0.42402 | 0.4416 | 0.43602 | 0.44589 | 0.45017 | 0.42188 | 0.46402 | 0.4591 | 0.46848 | 0.46402 | 0.4265 | 0.44571 | 0.45821 | 0.44213 | 0.4658 | 0.46625 | 0.4265 | 0.44883 | 0.46759 | 0.44883 | 0.45643 | 0.45776 | 0.46268 | 0.43276 | 0.45955 | 0.4466 | 0.44213 | 0.45107 | 0.44839 | 0.45821 | 0.44035 | 0.43677 | 0.46759 | 0.4591 | 0.44973 | 0.4274 | 0.44973 | 0.46625 | 0.43677 | 0.44437 | 0.44437 | 0.44303 | 0.42561 | 0.45285 | 0.42472 | 0.42561 | 0.43633 | 0.46223 | 0.43811 | 0.45196 | 0.42695 | 0.45776 | 0.46714 | 0.45821 | 0.43333 | 0.44331 | 0.45375 | 0.4356 | 0.45102 | 0.44376 | 0.44149 | 0.45783 | 0.44286 | 0.45783 | 0.44649 | 0.45964 | 0.45375 | 0.46781 | 0.44966 | 0.44376 | 0.43832 | 0.43333 | 0.45828 | 0.43197 | 0.4365 | 0.46554 | 0.44649 | 0.47643 | 0.4356 | 0.46191 | 0.47008 | 0.43832 | 0.44286 | 0.4483 | 0.45465 | 0.47326 | 0.44966 | 0.4669 | 0.44422 | 0.45964 | 0.46418 | 0.43106 | 0.45783 | 0.45511 | 0.45102 | 0.46781 | 0.44785 | 0.45193 | 0.46827 | 0.4483 | 0.44422 | 0.44694 | 0.45148 | 0.4365 | 0.43514 | 0.44785 | 0.45148 | 0.45465 | 0.46464 | 0.47053 | 0.44467 | 0.46464 | 0.45783 | 0.46554 | 0.43968 | 0.44785 | 0.43741 | 0.47643 | 0.43877 | 0.46055 | 0.45238 | 0.46101 | 0.43151 | 0.46464 | 0.44966 | 0.46781 | 0.4365 | 0.4365 | 0.43106 | 0.466 | 0.4542 | 0.4719 | 0.43106 | 0.45284 | 0.43786 | 0.44512 | 0.47553 | 0.47099 | 0.44331 | 0.4483 | 0.45012 | 0.43514 | 0.43741 | 0.43786 | 0.466 | 0.47144 | 0.45465 | 0.44467 | 0.44059
ON_LAF_JCT | 699 | 230 | ON | 0.000871 | 699 | 24640 | 0.21461 | 0.23758 | 0.229 | 0.22506 | 0.22437 | 0.22413 | 0.23062 | 0.23572 | 0.23851 | 0.2239 | 0.22019 | 0.22923 | 0.23711 | 0.2246 | 0.23364 | 0.23572 | 0.22553 | 0.22344 | 0.24105 | 0.22761 | 0.22784 | 0.22808 | 0.22321 | 0.22506 | 0.2297 | 0.2239 | 0.22298 | 0.23016 | 0.23897 | 0.22993 | 0.22089 | 0.22715 | 0.22344 | 0.2341 | 0.22437 | 0.23155 | 0.22645 | 0.22089 | 0.22784 | 0.24129 | 0.22808 | 0.22576 | 0.23874 | 0.22019 | 0.23596 | 0.23086 | 0.22784 | 0.24105 | 0.22251 | 0.2616 | 0.24362 | 0.24717 | 0.25046 | 0.25958 | 0.24793 | 0.24843 | 0.24565 | 0.26236 | 0.25907 | 0.24362 | 0.24286 | 0.24691 | 0.25578 | 0.25983 | 0.26059 | 0.26489 | 0.24641 | 0.25198 | 0.24717 | 0.25856 | 0.25375 | 0.25046 | 0.24236 | 0.24945 | 0.25021 | 0.25375 | 0.24995 | 0.2416 | 0.24185 | 0.24058 | 0.25046 | 0.2616 | 0.24514 | 0.25097 | 0.24261 | 0.24438 | 0.25603 | 0.24843 | 0.25628 | 0.26439 | 0.26135 | 0.25552 | 0.26591 | 0.25147 | 0.24767 | 0.24539 | 0.24185 | 0.2511 | 0.26732 | 0.25599 | 0.25419 | 0.26166 | 0.26114 | 0.26011 | 0.26011 | 0.25033 | 0.26526 | 0.26526 | 0.26217 | 0.24698 | 0.25908 | 0.26758 | 0.26526 | 0.2529 | 0.25007 | 0.27016 | 0.25393 | 0.26578 | 0.2596 | 0.24775 | 0.26243 | 0.24904 | 0.26629 | 0.25084 | 0.24466 | 0.2632 | 0.24698 | 0.24904 | 0.27016 | 0.25239 | 0.25316 | 0.25264 | 0.24621 | 0.2632 | 0.25033 | 0.26037 | 0.24466 | 0.24827 | 0.26192 | 0.2547 | 0.26526 | 0.26192 | 0.26784 | 0.27041 | 0.25342 | 0.27873 | 0.27578 | 0.28141 | 0.27873 | 0.2562 | 0.26773 | 0.27524 | 0.26559 | 0.2798 | 0.28007 | 0.2562 | 0.26961 | 0.28088 | 0.26961 | 0.27417 | 0.27497 | 0.27793 | 0.25995 | 0.27605 | 0.26827 | 0.26559 | 0.27095 | 0.26934 | 0.27524 | 0.26451 | 0.26237 | 0.28088 | 0.27578 | 0.27015 | 0.25673 | 0.27015 | 0.28007 | 0.26237 | 0.26693 | 0.26693 | 0.26612 | 0.25566 | 0.27202 | 0.25512 | 0.25566 | 0.2621 | 0.27766 | 0.26317 | 0.27149 | 0.25646 | 0.27497 | 0.28061 | 0.27524 | 0.2603 | 0.26629 | 0.27256 | 0.26166 | 0.27092 | 0.26656 | 0.2652 | 0.27501 | 0.26602 | 0.27501 | 0.2682 | 0.2761 | 0.27256 | 0.28101 | 0.27011 | 0.26656 | 0.26329 | 0.2603 | 0.27529 | 0.25948 | 0.2622 | 0.27965 | 0.2682 | 0.28619 | 0.26166 | 0.27747 | 0.28237 | 0.26329 | 0.26602 | 0.26929 | 0.27311 | 0.28428 | 0.27011 | 0.28046 | 0.26684 | 0.2761 | 0.27883 | 0.25893 | 0.27501 | 0.27338 | 0.27092 | 0.28101 | 0.26902 | 0.27147 | 0.28128 | 0.26929 | 0.26684 | 0.26847 | 0.2712 | 0.2622 | 0.26139 | 0.26902 | 0.2712 | 0.27311 | 0.2791 | 0.28265 | 0.26711 | 0.2791 | 0.27501 | 0.27965 | 0.26411 | 0.26902 | 0.26275 | 0.28619 | 0.26357 | 0.27665 | 0.27174 | 0.27692 | 0.2592 | 0.2791 | 0.27011 | 0.28101 | 0.2622 | 0.2622 | 0.25893 | 0.27992 | 0.27283 | 0.28346 | 0.25893 | 0.27202 | 0.26302 | 0.26738 | 0.28564 | 0.28292 | 0.26629 | 0.26929 | 0.27038 | 0.26139 | 0.26275 | 0.26302 | 0.27992 | 0.28319 | 0.27311 | 0.26711 | 0.26466
ON_LAK_DSS | 700 | 230 | ON | 0.002399 | 700 | 24640 | 0.59111 | 0.65436 | 0.63074 | 0.61989 | 0.61797 | 0.61734 | 0.63521 | 0.64926 | 0.65692 | 0.6167 | 0.60648 | 0.63138 | 0.65309 | 0.61861 | 0.64351 | 0.64926 | 0.62117 | 0.61542 | 0.66394 | 0.62691 | 0.62755 | 0.62819 | 0.61478 | 0.61989 | 0.63266 | 0.6167 | 0.61414 | 0.63393 | 0.65819 | 0.6333 | 0.6084 | 0.62563 | 0.61542 | 0.64479 | 0.61797 | 0.63776 | 0.62372 | 0.6084 | 0.62755 | 0.66458 | 0.62819 | 0.6218 | 0.65755 | 0.60648 | 0.64989 | 0.63585 | 0.62755 | 0.66394 | 0.61287 | 0.72053 | 0.67101 | 0.68077 | 0.68984 | 0.71495 | 0.68287 | 0.68426 | 0.67659 | 0.72262 | 0.71356 | 0.67101 | 0.66892 | 0.68008 | 0.70449 | 0.71565 | 0.71774 | 0.7296 | 0.67868 | 0.69403 | 0.68077 | 0.71216 | 0.69891 | 0.68984 | 0.66752 | 0.68705 | 0.68914 | 0.69891 | 0.68845 | 0.66543 | 0.66613 | 0.66264 | 0.68984 | 0.72053 | 0.67519 | 0.69124 | 0.66822 | 0.6731 | 0.70519 | 0.68426 | 0.70588 | 0.7282 | 0.71983 | 0.70379 | 0.73239 | 0.69263 | 0.68217 | 0.67589 | 0.66613 | 0.6916 | 0.73629 | 0.70508 | 0.70011 | 0.72069 | 0.71927 | 0.71643 | 0.71643 | 0.68947 | 0.73062 | 0.73062 | 0.7221 | 0.68025 | 0.71359 | 0.737 | 0.73062 | 0.69657 | 0.68877 | 0.74409 | 0.69941 | 0.73204 | 0.71501 | 0.68238 | 0.72281 | 0.68593 | 0.73345 | 0.69089 | 0.67387 | 0.72494 | 0.68025 | 0.68593 | 0.74409 | 0.69515 | 0.69728 | 0.69586 | 0.67813 | 0.72494 | 0.68947 | 0.71714 | 0.67387 | 0.6838 | 0.7214 | 0.70153 | 0.73062 | 0.7214 | 0.73771 | 0.7448 | 0.69799 | 0.76771 | 0.75958 | 0.7751 | 0.76771 | 0.70564 | 0.73741 | 0.7581 | 0.7315 | 0.77066 | 0.7714 | 0.70564 | 0.74259 | 0.77362 | 0.74259 | 0.75515 | 0.75736 | 0.76549 | 0.71599 | 0.76032 | 0.73889 | 0.7315 | 0.74628 | 0.74185 | 0.7581 | 0.72855 | 0.72264 | 0.77362 | 0.75958 | 0.74406 | 0.70712 | 0.74406 | 0.7714 | 0.72264 | 0.7352 | 0.7352 | 0.73298 | 0.70416 | 0.74924 | 0.70269 | 0.70416 | 0.7219 | 0.76475 | 0.72485 | 0.74776 | 0.70638 | 0.75736 | 0.77288 | 0.7581 | 0.71693 | 0.73345 | 0.75071 | 0.72069 | 0.74621 | 0.7342 | 0.73044 | 0.75747 | 0.7327 | 0.75747 | 0.7387 | 0.76047 | 0.75071 | 0.77399 | 0.74396 | 0.7342 | 0.72519 | 0.71693 | 0.75822 | 0.71468 | 0.72219 | 0.77023 | 0.7387 | 0.78825 | 0.72069 | 0.76423 | 0.77774 | 0.72519 | 0.7327 | 0.74171 | 0.75222 | 0.78299 | 0.74396 | 0.77248 | 0.73495 | 0.76047 | 0.76798 | 0.71318 | 0.75747 | 0.75297 | 0.74621 | 0.77399 | 0.74095 | 0.74771 | 0.77474 | 0.74171 | 0.73495 | 0.73945 | 0.74696 | 0.72219 | 0.71993 | 0.74095 | 0.74696 | 0.75222 | 0.76873 | 0.77849 | 0.7357 | 0.76873 | 0.75747 | 0.77023 | 0.72744 | 0.74095 | 0.72369 | 0.78825 | 0.72594 | 0.76197 | 0.74846 | 0.76273 | 0.71393 | 0.76873 | 0.74396 | 0.77399 | 0.72219 | 0.72219 | 0.71318 | 0.77098 | 0.75146 | 0.78074 | 0.71318 | 0.74921 | 0.72444 | 0.73645 | 0.78675 | 0.77924 | 0.73345 | 0.74171 | 0.74471 | 0.71993 | 0.72369 | 0.72444 | 0.77098 | 0.77999 | 0.75222 | 0.7357 | 0.72894
ON_LAS_JCT | 701 | 230 | ON | 0.002601 | 701 | 24640 | 0.64089 | 0.70946 | 0.68385 | 0.67208 | 0.67001 | 0.66932 | 0.6887 | 0.70392 | 0.71223 | 0.66862 | 0.65755 | 0.68454 | 0.70808 | 0.6707 | 0.69769 | 0.70392 | 0.67347 | 0.66724 | 0.71984 | 0.6797 | 0.68039 | 0.68108 | 0.66655 | 0.67208 | 0.68593 | 0.66862 | 0.66586 | 0.68731 | 0.71361 | 0.68662 | 0.65963 | 0.67831 | 0.66724 | 0.69908 | 0.67001 | 0.69147 | 0.67624 | 0.65963 | 0.68039 | 0.72054 | 0.68108 | 0.67416 | 0.71292 | 0.65755 | 0.70462 | 0.68939 | 0.68039 | 0.71984 | 0.66447 | 0.7812 | 0.72751 | 0.7381 | 0.74793 | 0.77515 | 0.74036 | 0.74188 | 0.73356 | 0.78347 | 0.77364 | 0.72751 | 0.72524 | 0.73734 | 0.76381 | 0.77591 | 0.77818 | 0.79103 | 0.73583 | 0.75246 | 0.7381 | 0.77213 | 0.75776 | 0.74793 | 0.72373 | 0.7449 | 0.74717 | 0.75776 | 0.74641 | 0.72146 | 0.72221 | 0.71843 | 0.74793 | 0.7812 | 0.73205 | 0.74944 | 0.72448 | 0.72978 | 0.76456 | 0.74188 | 0.76532 | 0.78952 | 0.78045 | 0.76305 | 0.79406 | 0.75095 | 0.73961 | 0.7328 | 0.72221 | 0.74984 | 0.79829 | 0.76445 | 0.75907 | 0.78137 | 0.77983 | 0.77675 | 0.77675 | 0.74753 | 0.79214 | 0.79214 | 0.78291 | 0.73753 | 0.77368 | 0.79906 | 0.79214 | 0.75522 | 0.74676 | 0.80675 | 0.7583 | 0.79367 | 0.77522 | 0.73984 | 0.78368 | 0.74368 | 0.79521 | 0.74907 | 0.73061 | 0.78598 | 0.73753 | 0.74368 | 0.80675 | 0.75368 | 0.75599 | 0.75445 | 0.73522 | 0.78598 | 0.74753 | 0.77752 | 0.73061 | 0.74138 | 0.78214 | 0.7606 | 0.79214 | 0.78214 | 0.79983 | 0.80752 | 0.75676 | 0.83235 | 0.82354 | 0.84036 | 0.83235 | 0.76506 | 0.79951 | 0.82194 | 0.7931 | 0.83556 | 0.83636 | 0.76506 | 0.80511 | 0.83876 | 0.80511 | 0.81873 | 0.82114 | 0.82995 | 0.77627 | 0.82434 | 0.80111 | 0.7931 | 0.80912 | 0.80431 | 0.82194 | 0.78989 | 0.78348 | 0.83876 | 0.82354 | 0.80672 | 0.76666 | 0.80672 | 0.83636 | 0.78348 | 0.7971 | 0.7971 | 0.7947 | 0.76346 | 0.81232 | 0.76185 | 0.76346 | 0.78268 | 0.82915 | 0.78589 | 0.81072 | 0.76586 | 0.82114 | 0.83796 | 0.82194 | 0.7773 | 0.79521 | 0.81393 | 0.78137 | 0.80904 | 0.79602 | 0.79195 | 0.82125 | 0.79439 | 0.82125 | 0.8009 | 0.82451 | 0.81393 | 0.83916 | 0.8066 | 0.79602 | 0.78625 | 0.7773 | 0.82206 | 0.77486 | 0.783 | 0.83509 | 0.8009 | 0.85462 | 0.78137 | 0.82858 | 0.84323 | 0.78625 | 0.79439 | 0.80416 | 0.81555 | 0.84892 | 0.8066 | 0.83753 | 0.79683 | 0.82451 | 0.83265 | 0.77323 | 0.82125 | 0.81637 | 0.80904 | 0.83916 | 0.80334 | 0.81067 | 0.83997 | 0.80416 | 0.79683 | 0.80172 | 0.80986 | 0.783 | 0.78055 | 0.80334 | 0.80986 | 0.81555 | 0.83346 | 0.84404 | 0.79765 | 0.83346 | 0.82125 | 0.83509 | 0.78869 | 0.80334 | 0.78462 | 0.85462 | 0.78707 | 0.82613 | 0.81148 | 0.82695 | 0.77404 | 0.83346 | 0.8066 | 0.83916 | 0.783 | 0.783 | 0.77323 | 0.8359 | 0.81474 | 0.84648 | 0.77323 | 0.8123 | 0.78544 | 0.79846 | 0.85299 | 0.84485 | 0.79521 | 0.80416 | 0.80741 | 0.78055 | 0.78462 | 0.78544 | 0.8359 | 0.84567 | 0.81555 | 0.79765 | 0.79032
ON_LAU_DSS | 702 | 230 | ON | 0.00213 | 702 | 24640 | 0.52483 | 0.58099 | 0.56002 | 0.55038 | 0.54868 | 0.54811 | 0.56398 | 0.57645 | 0.58326 | 0.54755 | 0.53848 | 0.56058 | 0.57986 | 0.54925 | 0.57135 | 0.57645 | 0.55151 | 0.54641 | 0.58949 | 0.55662 | 0.55718 | 0.55775 | 0.54585 | 0.55038 | 0.56172 | 0.54755 | 0.54528 | 0.56285 | 0.58439 | 0.56228 | 0.54018 | 0.55548 | 0.54641 | 0.57249 | 0.54868 | 0.56625 | 0.55378 | 0.54018 | 0.55718 | 0.59006 | 0.55775 | 0.55208 | 0.58382 | 0.53848 | 0.57702 | 0.56455 | 0.55718 | 0.58949 | 0.54415 | 0.63974 | 0.59577 | 0.60444 | 0.61249 | 0.63478 | 0.6063 | 0.60754 | 0.60072 | 0.6416 | 0.63355 | 0.59577 | 0.59391 | 0.60382 | 0.62549 | 0.6354 | 0.63726 | 0.64779 | 0.60258 | 0.61621 | 0.60444 | 0.63231 | 0.62054 | 0.61249 | 0.59267 | 0.61001 | 0.61187 | 0.62054 | 0.61125 | 0.59081 | 0.59143 | 0.58834 | 0.61249 | 0.63974 | 0.59948 | 0.61373 | 0.59329 | 0.59763 | 0.62611 | 0.60754 | 0.62673 | 0.64655 | 0.63912 | 0.62488 | 0.65027 | 0.61497 | 0.60568 | 0.6001 | 0.59143 | 0.61405 | 0.65373 | 0.62602 | 0.62161 | 0.63988 | 0.63862 | 0.6361 | 0.6361 | 0.61216 | 0.64869 | 0.64869 | 0.64113 | 0.60398 | 0.63358 | 0.65436 | 0.64869 | 0.61846 | 0.61153 | 0.66066 | 0.62098 | 0.64995 | 0.63484 | 0.60587 | 0.64176 | 0.60902 | 0.65121 | 0.61342 | 0.59831 | 0.64365 | 0.60398 | 0.60902 | 0.66066 | 0.6172 | 0.61909 | 0.61783 | 0.60209 | 0.64365 | 0.61216 | 0.63673 | 0.59831 | 0.60713 | 0.6405 | 0.62287 | 0.64869 | 0.6405 | 0.65499 | 0.66129 | 0.61972 | 0.68163 | 0.67441 | 0.68819 | 0.68163 | 0.62652 | 0.65473 | 0.6731 | 0.64948 | 0.68425 | 0.68491 | 0.62652 | 0.65932 | 0.68687 | 0.65932 | 0.67047 | 0.67244 | 0.67966 | 0.6357 | 0.67507 | 0.65604 | 0.64948 | 0.6626 | 0.65866 | 0.6731 | 0.64686 | 0.64161 | 0.68687 | 0.67441 | 0.66063 | 0.62783 | 0.66063 | 0.68491 | 0.64161 | 0.65276 | 0.65276 | 0.65079 | 0.62521 | 0.66522 | 0.62389 | 0.62521 | 0.64095 | 0.679 | 0.64358 | 0.66391 | 0.62717 | 0.67244 | 0.68622 | 0.6731 | 0.63654 | 0.65121 | 0.66654 | 0.63988 | 0.66254 | 0.65187 | 0.64854 | 0.67254 | 0.65054 | 0.67254 | 0.65587 | 0.6752 | 0.66654 | 0.6872 | 0.66054 | 0.65187 | 0.64387 | 0.63654 | 0.6732 | 0.63454 | 0.64121 | 0.68387 | 0.65587 | 0.69986 | 0.63988 | 0.67853 | 0.69053 | 0.64387 | 0.65054 | 0.65854 | 0.66787 | 0.6952 | 0.66054 | 0.68587 | 0.65254 | 0.6752 | 0.68187 | 0.63321 | 0.67254 | 0.66854 | 0.66254 | 0.6872 | 0.65787 | 0.66387 | 0.68787 | 0.65854 | 0.65254 | 0.65654 | 0.6632 | 0.64121 | 0.63921 | 0.65787 | 0.6632 | 0.66787 | 0.68253 | 0.6912 | 0.65321 | 0.68253 | 0.67254 | 0.68387 | 0.64587 | 0.65787 | 0.64254 | 0.69986 | 0.64454 | 0.67653 | 0.66454 | 0.6772 | 0.63388 | 0.68253 | 0.66054 | 0.6872 | 0.64121 | 0.64121 | 0.63321 | 0.68453 | 0.6672 | 0.6932 | 0.63321 | 0.6652 | 0.64321 | 0.65387 | 0.69853 | 0.69187 | 0.65121 | 0.65854 | 0.6612 | 0.63921 | 0.64254 | 0.64321 | 0.68453 | 0.69253 | 0.66787 | 0.65321 | 0.64721
ON_LEM_DSS | 703 | 230 | ON | 0.00213 | 703 | 24640 | 0.52483 | 0.58099 | 0.56002 | 0.55038 | 0.54868 | 0.54811 | 0.56398 | 0.57645 | 0.58326 | 0.54755 | 0.53848 | 0.56058 | 0.57986 | 0.54925 | 0.57135 | 0.57645 | 0.55151 | 0.54641 | 0.58949 | 0.55662 | 0.55718 | 0.55775 | 0.54585 | 0.55038 | 0.56172 | 0.54755 | 0.54528 | 0.56285 | 0.58439 | 0.56228 | 0.54018 | 0.55548 | 0.54641 | 0.57249 | 0.54868 | 0.56625 | 0.55378 | 0.54018 | 0.55718 | 0.59006 | 0.55775 | 0.55208 | 0.58382 | 0.53848 | 0.57702 | 0.56455 | 0.55718 | 0.58949 | 0.54415 | 0.63974 | 0.59577 | 0.60444 | 0.61249 | 0.63478 | 0.6063 | 0.60754 | 0.60072 | 0.6416 | 0.63355 | 0.59577 | 0.59391 | 0.60382 | 0.62549 | 0.6354 | 0.63726 | 0.64779 | 0.60258 | 0.61621 | 0.60444 | 0.63231 | 0.62054 | 0.61249 | 0.59267 | 0.61001 | 0.61187 | 0.62054 | 0.61125 | 0.59081 | 0.59143 | 0.58834 | 0.61249 | 0.63974 | 0.59948 | 0.61373 | 0.59329 | 0.59763 | 0.62611 | 0.60754 | 0.62673 | 0.64655 | 0.63912 | 0.62488 | 0.65027 | 0.61497 | 0.60568 | 0.6001 | 0.59143 | 0.61405 | 0.65373 | 0.62602 | 0.62161 | 0.63988 | 0.63862 | 0.6361 | 0.6361 | 0.61216 | 0.64869 | 0.64869 | 0.64113 | 0.60398 | 0.63358 | 0.65436 | 0.64869 | 0.61846 | 0.61153 | 0.66066 | 0.62098 | 0.64995 | 0.63484 | 0.60587 | 0.64176 | 0.60902 | 0.65121 | 0.61342 | 0.59831 | 0.64365 | 0.60398 | 0.60902 | 0.66066 | 0.6172 | 0.61909 | 0.61783 | 0.60209 | 0.64365 | 0.61216 | 0.63673 | 0.59831 | 0.60713 | 0.6405 | 0.62287 | 0.64869 | 0.6405 | 0.65499 | 0.66129 | 0.61972 | 0.68163 | 0.67441 | 0.68819 | 0.68163 | 0.62652 | 0.65473 | 0.6731 | 0.64948 | 0.68425 | 0.68491 | 0.62652 | 0.65932 | 0.68687 | 0.65932 | 0.67047 | 0.67244 | 0.67966 | 0.6357 | 0.67507 | 0.65604 | 0.64948 | 0.6626 | 0.65866 | 0.6731 | 0.64686 | 0.64161 | 0.68687 | 0.67441 | 0.66063 | 0.62783 | 0.66063 | 0.68491 | 0.64161 | 0.65276 | 0.65276 | 0.65079 | 0.62521 | 0.66522 | 0.62389 | 0.62521 | 0.64095 | 0.679 | 0.64358 | 0.66391 | 0.62717 | 0.67244 | 0.68622 | 0.6731 | 0.63654 | 0.65121 | 0.66654 | 0.63988 | 0.66254 | 0.65187 | 0.64854 | 0.67254 | 0.65054 | 0.67254 | 0.65587 | 0.6752 | 0.66654 | 0.6872 | 0.66054 | 0.65187 | 0.64387 | 0.63654 | 0.6732 | 0.63454 | 0.64121 | 0.68387 | 0.65587 | 0.69986 | 0.63988 | 0.67853 | 0.69053 | 0.64387 | 0.65054 | 0.65854 | 0.66787 | 0.6952 | 0.66054 | 0.68587 | 0.65254 | 0.6752 | 0.68187 | 0.63321 | 0.67254 | 0.66854 | 0.66254 | 0.6872 | 0.65787 | 0.66387 | 0.68787 | 0.65854 | 0.65254 | 0.65654 | 0.6632 | 0.64121 | 0.63921 | 0.65787 | 0.6632 | 0.66787 | 0.68253 | 0.6912 | 0.65321 | 0.68253 | 0.67254 | 0.68387 | 0.64587 | 0.65787 | 0.64254 | 0.69986 | 0.64454 | 0.67653 | 0.66454 | 0.6772 | 0.63388 | 0.68253 | 0.66054 | 0.6872 | 0.64121 | 0.64121 | 0.63321 | 0.68453 | 0.6672 | 0.6932 | 0.63321 | 0.6652 | 0.64321 | 0.65387 | 0.69853 | 0.69187 | 0.65121 | 0.65854 | 0.6612 | 0.63921 | 0.64254 | 0.64321 | 0.68453 | 0.69253 | 0.66787 | 0.65321 | 0.64721
ON_LEN_TSS | 704 | 230 | ON | 0.000871 | 704 | 24640 | 0.21461 | 0.23758 | 0.229 | 0.22506 | 0.22437 | 0.22413 | 0.23062 | 0.23572 | 0.23851 | 0.2239 | 0.22019 | 0.22923 | 0.23711 | 0.2246 | 0.23364 | 0.23572 | 0.22553 | 0.22344 | 0.24105 | 0.22761 | 0.22784 | 0.22808 | 0.22321 | 0.22506 | 0.2297 | 0.2239 | 0.22298 | 0.23016 | 0.23897 | 0.22993 | 0.22089 | 0.22715 | 0.22344 | 0.2341 | 0.22437 | 0.23155 | 0.22645 | 0.22089 | 0.22784 | 0.24129 | 0.22808 | 0.22576 | 0.23874 | 0.22019 | 0.23596 | 0.23086 | 0.22784 | 0.24105 | 0.22251 | 0.2616 | 0.24362 | 0.24717 | 0.25046 | 0.25958 | 0.24793 | 0.24843 | 0.24565 | 0.26236 | 0.25907 | 0.24362 | 0.24286 | 0.24691 | 0.25578 | 0.25983 | 0.26059 | 0.26489 | 0.24641 | 0.25198 | 0.24717 | 0.25856 | 0.25375 | 0.25046 | 0.24236 | 0.24945 | 0.25021 | 0.25375 | 0.24995 | 0.2416 | 0.24185 | 0.24058 | 0.25046 | 0.2616 | 0.24514 | 0.25097 | 0.24261 | 0.24438 | 0.25603 | 0.24843 | 0.25628 | 0.26439 | 0.26135 | 0.25552 | 0.26591 | 0.25147 | 0.24767 | 0.24539 | 0.24185 | 0.2511 | 0.26732 | 0.25599 | 0.25419 | 0.26166 | 0.26114 | 0.26011 | 0.26011 | 0.25033 | 0.26526 | 0.26526 | 0.26217 | 0.24698 | 0.25908 | 0.26758 | 0.26526 | 0.2529 | 0.25007 | 0.27016 | 0.25393 | 0.26578 | 0.2596 | 0.24775 | 0.26243 | 0.24904 | 0.26629 | 0.25084 | 0.24466 | 0.2632 | 0.24698 | 0.24904 | 0.27016 | 0.25239 | 0.25316 | 0.25264 | 0.24621 | 0.2632 | 0.25033 | 0.26037 | 0.24466 | 0.24827 | 0.26192 | 0.2547 | 0.26526 | 0.26192 | 0.26784 | 0.27041 | 0.25342 | 0.27873 | 0.27578 | 0.28141 | 0.27873 | 0.2562 | 0.26773 | 0.27524 | 0.26559 | 0.2798 | 0.28007 | 0.2562 | 0.26961 | 0.28088 | 0.26961 | 0.27417 | 0.27497 | 0.27793 | 0.25995 | 0.27605 | 0.26827 | 0.26559 | 0.27095 | 0.26934 | 0.27524 | 0.26451 | 0.26237 | 0.28088 | 0.27578 | 0.27015 | 0.25673 | 0.27015 | 0.28007 | 0.26237 | 0.26693 | 0.26693 | 0.26612 | 0.25566 | 0.27202 | 0.25512 | 0.25566 | 0.2621 | 0.27766 | 0.26317 | 0.27149 | 0.25646 | 0.27497 | 0.28061 | 0.27524 | 0.2603 | 0.26629 | 0.27256 | 0.26166 | 0.27092 | 0.26656 | 0.2652 | 0.27501 | 0.26602 | 0.27501 | 0.2682 | 0.2761 | 0.27256 | 0.28101 | 0.27011 | 0.26656 | 0.26329 | 0.2603 | 0.27529 | 0.25948 | 0.2622 | 0.27965 | 0.2682 | 0.28619 | 0.26166 | 0.27747 | 0.28237 | 0.26329 | 0.26602 | 0.26929 | 0.27311 | 0.28428 | 0.27011 | 0.28046 | 0.26684 | 0.2761 | 0.27883 | 0.25893 | 0.27501 | 0.27338 | 0.27092 | 0.28101 | 0.26902 | 0.27147 | 0.28128 | 0.26929 | 0.26684 | 0.26847 | 0.2712 | 0.2622 | 0.26139 | 0.26902 | 0.2712 | 0.27311 | 0.2791 | 0.28265 | 0.26711 | 0.2791 | 0.27501 | 0.27965 | 0.26411 | 0.26902 | 0.26275 | 0.28619 | 0.26357 | 0.27665 | 0.27174 | 0.27692 | 0.2592 | 0.2791 | 0.27011 | 0.28101 | 0.2622 | 0.2622 | 0.25893 | 0.27992 | 0.27283 | 0.28346 | 0.25893 | 0.27202 | 0.26302 | 0.26738 | 0.28564 | 0.28292 | 0.26629 | 0.26929 | 0.27038 | 0.26139 | 0.26275 | 0.26302 | 0.27992 | 0.28319 | 0.27311 | 0.26711 | 0.26466
ON_LES_DSS | 705 | 230 | ON | 0.004533 | 705 | 24640 | 1.1169 | 1.2364 | 1.1918 | 1.1713 | 1.1677 | 1.1665 | 1.2003 | 1.2268 | 1.2413 | 1.1653 | 1.146 | 1.193 | 1.234 | 1.1689 | 1.2159 | 1.2268 | 1.1737 | 1.1629 | 1.2545 | 1.1846 | 1.1858 | 1.187 | 1.1617 | 1.1713 | 1.1954 | 1.1653 | 1.1604 | 1.1978 | 1.2437 | 1.1966 | 1.1496 | 1.1822 | 1.1629 | 1.2183 | 1.1677 | 1.2051 | 1.1785 | 1.1496 | 1.1858 | 1.2557 | 1.187 | 1.1749 | 1.2425 | 1.146 | 1.228 | 1.2015 | 1.1858 | 1.2545 | 1.158 | 1.3615 | 1.2679 | 1.2863 | 1.3035 | 1.3509 | 1.2903 | 1.2929 | 1.2784 | 1.3654 | 1.3483 | 1.2679 | 1.2639 | 1.285 | 1.3312 | 1.3522 | 1.3562 | 1.3786 | 1.2824 | 1.3114 | 1.2863 | 1.3457 | 1.3206 | 1.3035 | 1.2613 | 1.2982 | 1.3022 | 1.3206 | 1.3008 | 1.2574 | 1.2587 | 1.2521 | 1.3035 | 1.3615 | 1.2758 | 1.3061 | 1.2626 | 1.2718 | 1.3325 | 1.2929 | 1.3338 | 1.376 | 1.3602 | 1.3298 | 1.3839 | 1.3088 | 1.289 | 1.2771 | 1.2587 | 1.3068 | 1.3912 | 1.3323 | 1.3229 | 1.3618 | 1.3591 | 1.3537 | 1.3537 | 1.3028 | 1.3805 | 1.3805 | 1.3644 | 1.2854 | 1.3484 | 1.3926 | 1.3805 | 1.3162 | 1.3014 | 1.406 | 1.3216 | 1.3832 | 1.351 | 1.2894 | 1.3658 | 1.2961 | 1.3859 | 1.3055 | 1.2733 | 1.3698 | 1.2854 | 1.2961 | 1.406 | 1.3135 | 1.3175 | 1.3149 | 1.2813 | 1.3698 | 1.3028 | 1.3551 | 1.2733 | 1.2921 | 1.3631 | 1.3256 | 1.3805 | 1.3631 | 1.3939 | 1.4073 | 1.3189 | 1.4506 | 1.4353 | 1.4646 | 1.4506 | 1.3333 | 1.3934 | 1.4325 | 1.3822 | 1.4562 | 1.4576 | 1.3333 | 1.4031 | 1.4618 | 1.4031 | 1.4269 | 1.4311 | 1.4464 | 1.3529 | 1.4367 | 1.3962 | 1.3822 | 1.4101 | 1.4017 | 1.4325 | 1.3766 | 1.3654 | 1.4618 | 1.4353 | 1.4059 | 1.3361 | 1.4059 | 1.4576 | 1.3654 | 1.3892 | 1.3892 | 1.385 | 1.3305 | 1.4157 | 1.3278 | 1.3305 | 1.3641 | 1.445 | 1.3696 | 1.4129 | 1.3347 | 1.4311 | 1.4604 | 1.4325 | 1.3547 | 1.3859 | 1.4185 | 1.3618 | 1.41 | 1.3873 | 1.3802 | 1.4313 | 1.3845 | 1.4313 | 1.3958 | 1.4369 | 1.4185 | 1.4625 | 1.4057 | 1.3873 | 1.3703 | 1.3547 | 1.4327 | 1.3504 | 1.3646 | 1.4554 | 1.3958 | 1.4894 | 1.3618 | 1.444 | 1.4696 | 1.3703 | 1.3845 | 1.4015 | 1.4213 | 1.4795 | 1.4057 | 1.4596 | 1.3887 | 1.4369 | 1.4511 | 1.3476 | 1.4313 | 1.4228 | 1.41 | 1.4625 | 1.4001 | 1.4128 | 1.4639 | 1.4015 | 1.3887 | 1.3972 | 1.4114 | 1.3646 | 1.3603 | 1.4001 | 1.4114 | 1.4213 | 1.4525 | 1.471 | 1.3901 | 1.4525 | 1.4313 | 1.4554 | 1.3745 | 1.4001 | 1.3674 | 1.4894 | 1.3717 | 1.4398 | 1.4142 | 1.4412 | 1.349 | 1.4525 | 1.4057 | 1.4625 | 1.3646 | 1.3646 | 1.3476 | 1.4568 | 1.4199 | 1.4752 | 1.3476 | 1.4157 | 1.3689 | 1.3916 | 1.4866 | 1.4724 | 1.3859 | 1.4015 | 1.4072 | 1.3603 | 1.3674 | 1.3689 | 1.4568 | 1.4738 | 1.4213 | 1.3901 | 1.3774
ON_LES_JCT | 706 | 230 | ON | 0.004533 | 706 | 24640 | 1.1169 | 1.2364 | 1.1918 | 1.1713 | 1.1677 | 1.1665 | 1.2003 | 1.2268 | 1.2413 | 1.1653 | 1.146 | 1.193 | 1.234 | 1.1689 | 1.2159 | 1.2268 | 1.1737 | 1.1629 | 1.2545 | 1.1846 | 1.1858 | 1.187 | 1.1617 | 1.1713 | 1.1954 | 1.1653 | 1.1604 | 1.1978 | 1.2437 | 1.1966 | 1.1496 | 1.1822 | 1.1629 | 1.2183 | 1.1677 | 1.2051 | 1.1785 | 1.1496 | 1.1858 | 1.2557 | 1.187 | 1.1749 | 1.2425 | 1.146 | 1.228 | 1.2015 | 1.1858 | 1.2545 | 1.158 | 1.3615 | 1.2679 | 1.2863 | 1.3035 | 1.3509 | 1.2903 | 1.2929 | 1.2784 | 1.3654 | 1.3483 | 1.2679 | 1.2639 | 1.285 | 1.3312 | 1.3522 | 1.3562 | 1.3786 | 1.2824 | 1.3114 | 1.2863 | 1.3457 | 1.3206 | 1.3035 | 1.2613 | 1.2982 | 1.3022 | 1.3206 | 1.3008 | 1.2574 | 1.2587 | 1.2521 | 1.3035 | 1.3615 | 1.2758 | 1.3061 | 1.2626 | 1.2718 | 1.3325 | 1.2929 | 1.3338 | 1.376 | 1.3602 | 1.3298 | 1.3839 | 1.3088 | 1.289 | 1.2771 | 1.2587 | 1.3068 | 1.3912 | 1.3323 | 1.3229 | 1.3618 | 1.3591 | 1.3537 | 1.3537 | 1.3028 | 1.3805 | 1.3805 | 1.3644 | 1.2854 | 1.3484 | 1.3926 | 1.3805 | 1.3162 | 1.3014 | 1.406 | 1.3216 | 1.3832 | 1.351 | 1.2894 | 1.3658 | 1.2961 | 1.3859 | 1.3055 | 1.2733 | 1.3698 | 1.2854 | 1.2961 | 1.406 | 1.3135 | 1.3175 | 1.3149 | 1.2813 | 1.3698 | 1.3028 | 1.3551 | 1.2733 | 1.2921 | 1.3631 | 1.3256 | 1.3805 | 1.3631 | 1.3939 | 1.4073 | 1.3189 | 1.4506 | 1.4353 | 1.4646 | 1.4506 | 1.3333 | 1.3934 | 1.4325 | 1.3822 | 1.4562 | 1.4576 | 1.3333 | 1.4031 | 1.4618 | 1.4031 | 1.4269 | 1.4311 | 1.4464 | 1.3529 | 1.4367 | 1.3962 | 1.3822 | 1.4101 | 1.4017 | 1.4325 | 1.3766 | 1.3654 | 1.4618 | 1.4353 | 1.4059 | 1.3361 | 1.4059 | 1.4576 | 1.3654 | 1.3892 | 1.3892 | 1.385 | 1.3305 | 1.4157 | 1.3278 | 1.3305 | 1.3641 | 1.445 | 1.3696 | 1.4129 | 1.3347 | 1.4311 | 1.4604 | 1.4325 | 1.3547 | 1.3859 | 1.4185 | 1.3618 | 1.41 | 1.3873 | 1.3802 | 1.4313 | 1.3845 | 1.4313 | 1.3958 | 1.4369 | 1.4185 | 1.4625 | 1.4057 | 1.3873 | 1.3703 | 1.3547 | 1.4327 | 1.3504 | 1.3646 | 1.4554 | 1.3958 | 1.4894 | 1.3618 | 1.444 | 1.4696 | 1.3703 | 1.3845 | 1.4015 | 1.4213 | 1.4795 | 1.4057 | 1.4596 | 1.3887 | 1.4369 | 1.4511 | 1.3476 | 1.4313 | 1.4228 | 1.41 | 1.4625 | 1.4001 | 1.4128 | 1.4639 | 1.4015 | 1.3887 | 1.3972 | 1.4114 | 1.3646 | 1.3603 | 1.4001 | 1.4114 | 1.4213 | 1.4525 | 1.471 | 1.3901 | 1.4525 | 1.4313 | 1.4554 | 1.3745 | 1.4001 | 1.3674 | 1.4894 | 1.3717 | 1.4398 | 1.4142 | 1.4412 | 1.349 | 1.4525 | 1.4057 | 1.4625 | 1.3646 | 1.3646 | 1.3476 | 1.4568 | 1.4199 | 1.4752 | 1.3476 | 1.4157 | 1.3689 | 1.3916 | 1.4866 | 1.4724 | 1.3859 | 1.4015 | 1.4072 | 1.3603 | 1.3674 | 1.3689 | 1.4568 | 1.4738 | 1.4213 | 1.3901 | 1.3774
ON_LFB_ISS | 707 | 230 | ON | 0.000871 | 707 | 24640 | 0.21461 | 0.23758 | 0.229 | 0.22506 | 0.22437 | 0.22413 | 0.23062 | 0.23572 | 0.23851 | 0.2239 | 0.22019 | 0.22923 | 0.23711 | 0.2246 | 0.23364 | 0.23572 | 0.22553 | 0.22344 | 0.24105 | 0.22761 | 0.22784 | 0.22808 | 0.22321 | 0.22506 | 0.2297 | 0.2239 | 0.22298 | 0.23016 | 0.23897 | 0.22993 | 0.22089 | 0.22715 | 0.22344 | 0.2341 | 0.22437 | 0.23155 | 0.22645 | 0.22089 | 0.22784 | 0.24129 | 0.22808 | 0.22576 | 0.23874 | 0.22019 | 0.23596 | 0.23086 | 0.22784 | 0.24105 | 0.22251 | 0.2616 | 0.24362 | 0.24717 | 0.25046 | 0.25958 | 0.24793 | 0.24843 | 0.24565 | 0.26236 | 0.25907 | 0.24362 | 0.24286 | 0.24691 | 0.25578 | 0.25983 | 0.26059 | 0.26489 | 0.24641 | 0.25198 | 0.24717 | 0.25856 | 0.25375 | 0.25046 | 0.24236 | 0.24945 | 0.25021 | 0.25375 | 0.24995 | 0.2416 | 0.24185 | 0.24058 | 0.25046 | 0.2616 | 0.24514 | 0.25097 | 0.24261 | 0.24438 | 0.25603 | 0.24843 | 0.25628 | 0.26439 | 0.26135 | 0.25552 | 0.26591 | 0.25147 | 0.24767 | 0.24539 | 0.24185 | 0.2511 | 0.26732 | 0.25599 | 0.25419 | 0.26166 | 0.26114 | 0.26011 | 0.26011 | 0.25033 | 0.26526 | 0.26526 | 0.26217 | 0.24698 | 0.25908 | 0.26758 | 0.26526 | 0.2529 | 0.25007 | 0.27016 | 0.25393 | 0.26578 | 0.2596 | 0.24775 | 0.26243 | 0.24904 | 0.26629 | 0.25084 | 0.24466 | 0.2632 | 0.24698 | 0.24904 | 0.27016 | 0.25239 | 0.25316 | 0.25264 | 0.24621 | 0.2632 | 0.25033 | 0.26037 | 0.24466 | 0.24827 | 0.26192 | 0.2547 | 0.26526 | 0.26192 | 0.26784 | 0.27041 | 0.25342 | 0.27873 | 0.27578 | 0.28141 | 0.27873 | 0.2562 | 0.26773 | 0.27524 | 0.26559 | 0.2798 | 0.28007 | 0.2562 | 0.26961 | 0.28088 | 0.26961 | 0.27417 | 0.27497 | 0.27793 | 0.25995 | 0.27605 | 0.26827 | 0.26559 | 0.27095 | 0.26934 | 0.27524 | 0.26451 | 0.26237 | 0.28088 | 0.27578 | 0.27015 | 0.25673 | 0.27015 | 0.28007 | 0.26237 | 0.26693 | 0.26693 | 0.26612 | 0.25566 | 0.27202 | 0.25512 | 0.25566 | 0.2621 | 0.27766 | 0.26317 | 0.27149 | 0.25646 | 0.27497 | 0.28061 | 0.27524 | 0.2603 | 0.26629 | 0.27256 | 0.26166 | 0.27092 | 0.26656 | 0.2652 | 0.27501 | 0.26602 | 0.27501 | 0.2682 | 0.2761 | 0.27256 | 0.28101 | 0.27011 | 0.26656 | 0.26329 | 0.2603 | 0.27529 | 0.25948 | 0.2622 | 0.27965 | 0.2682 | 0.28619 | 0.26166 | 0.27747 | 0.28237 | 0.26329 | 0.26602 | 0.26929 | 0.27311 | 0.28428 | 0.27011 | 0.28046 | 0.26684 | 0.2761 | 0.27883 | 0.25893 | 0.27501 | 0.27338 | 0.27092 | 0.28101 | 0.26902 | 0.27147 | 0.28128 | 0.26929 | 0.26684 | 0.26847 | 0.2712 | 0.2622 | 0.26139 | 0.26902 | 0.2712 | 0.27311 | 0.2791 | 0.28265 | 0.26711 | 0.2791 | 0.27501 | 0.27965 | 0.26411 | 0.26902 | 0.26275 | 0.28619 | 0.26357 | 0.27665 | 0.27174 | 0.27692 | 0.2592 | 0.2791 | 0.27011 | 0.28101 | 0.2622 | 0.2622 | 0.25893 | 0.27992 | 0.27283 | 0.28346 | 0.25893 | 0.27202 | 0.26302 | 0.26738 | 0.28564 | 0.28292 | 0.26629 | 0.26929 | 0.27038 | 0.26139 | 0.26275 | 0.26302 | 0.27992 | 0.28319 | 0.27311 | 0.26711 | 0.26466
ON_LGU_DSS | 708 | 230 | ON | 0.001175 | 708 | 24640 | 0.28952 | 0.3205 | 0.30893 | 0.30361 | 0.30268 | 0.30236 | 0.31112 | 0.318 | 0.32175 | 0.30205 | 0.29705 | 0.30924 | 0.31987 | 0.30299 | 0.31518 | 0.318 | 0.30424 | 0.30143 | 0.32519 | 0.30705 | 0.30737 | 0.30768 | 0.30111 | 0.30361 | 0.30987 | 0.30205 | 0.3008 | 0.31049 | 0.32237 | 0.31018 | 0.29799 | 0.30643 | 0.30143 | 0.31581 | 0.30268 | 0.31237 | 0.30549 | 0.29799 | 0.30737 | 0.3255 | 0.30768 | 0.30455 | 0.32206 | 0.29705 | 0.31831 | 0.31143 | 0.30737 | 0.32519 | 0.30017 | 0.35291 | 0.32865 | 0.33343 | 0.33788 | 0.35017 | 0.33446 | 0.33514 | 0.33138 | 0.35393 | 0.34949 | 0.32865 | 0.32763 | 0.33309 | 0.34505 | 0.35052 | 0.35154 | 0.35735 | 0.33241 | 0.33993 | 0.33343 | 0.34881 | 0.34232 | 0.33788 | 0.32694 | 0.33651 | 0.33753 | 0.34232 | 0.33719 | 0.32592 | 0.32626 | 0.32455 | 0.33788 | 0.35291 | 0.3307 | 0.33856 | 0.32728 | 0.32968 | 0.34539 | 0.33514 | 0.34573 | 0.35667 | 0.35257 | 0.34471 | 0.35872 | 0.33924 | 0.33412 | 0.33104 | 0.32626 | 0.33874 | 0.36063 | 0.34534 | 0.34291 | 0.35298 | 0.35229 | 0.3509 | 0.3509 | 0.3377 | 0.35785 | 0.35785 | 0.35368 | 0.33318 | 0.34951 | 0.36097 | 0.35785 | 0.34117 | 0.33735 | 0.36445 | 0.34256 | 0.35854 | 0.3502 | 0.33422 | 0.35403 | 0.33596 | 0.35924 | 0.33839 | 0.33005 | 0.35507 | 0.33318 | 0.33596 | 0.36445 | 0.34048 | 0.34152 | 0.34082 | 0.33214 | 0.35507 | 0.3377 | 0.35125 | 0.33005 | 0.33492 | 0.35333 | 0.3436 | 0.35785 | 0.35333 | 0.36132 | 0.3648 | 0.34187 | 0.37601 | 0.37203 | 0.37963 | 0.37601 | 0.34561 | 0.36118 | 0.37131 | 0.35828 | 0.37746 | 0.37782 | 0.34561 | 0.36371 | 0.37891 | 0.36371 | 0.36986 | 0.37095 | 0.37493 | 0.35068 | 0.3724 | 0.3619 | 0.35828 | 0.36552 | 0.36335 | 0.37131 | 0.35683 | 0.35394 | 0.37891 | 0.37203 | 0.36443 | 0.34634 | 0.36443 | 0.37782 | 0.35394 | 0.36009 | 0.36009 | 0.359 | 0.34489 | 0.36697 | 0.34417 | 0.34489 | 0.35358 | 0.37457 | 0.35502 | 0.36624 | 0.34598 | 0.37095 | 0.37855 | 0.37131 | 0.35114 | 0.35923 | 0.36769 | 0.35298 | 0.36548 | 0.3596 | 0.35776 | 0.371 | 0.35887 | 0.371 | 0.36181 | 0.37247 | 0.36769 | 0.37909 | 0.36438 | 0.3596 | 0.35519 | 0.35114 | 0.37137 | 0.35004 | 0.35372 | 0.37725 | 0.36181 | 0.38607 | 0.35298 | 0.37431 | 0.38093 | 0.35519 | 0.35887 | 0.36328 | 0.36843 | 0.3835 | 0.36438 | 0.37835 | 0.35997 | 0.37247 | 0.37615 | 0.34931 | 0.371 | 0.36879 | 0.36548 | 0.37909 | 0.36291 | 0.36622 | 0.37946 | 0.36328 | 0.35997 | 0.36218 | 0.36585 | 0.35372 | 0.35262 | 0.36291 | 0.36585 | 0.36843 | 0.37651 | 0.38129 | 0.36034 | 0.37651 | 0.371 | 0.37725 | 0.35629 | 0.36291 | 0.35445 | 0.38607 | 0.35556 | 0.37321 | 0.36659 | 0.37357 | 0.34967 | 0.37651 | 0.36438 | 0.37909 | 0.35372 | 0.35372 | 0.34931 | 0.37762 | 0.36806 | 0.3824 | 0.34931 | 0.36696 | 0.35482 | 0.3607 | 0.38534 | 0.38166 | 0.35923 | 0.36328 | 0.36475 | 0.35262 | 0.35445 | 0.35482 | 0.37762 | 0.38203 | 0.36843 | 0.36034 | 0.35703
ON_LGU_JCT | 709 | 230 | ON | 0.001175 | 709 | 24640 | 0.28952 | 0.3205 | 0.30893 | 0.30361 | 0.30268 | 0.30236 | 0.31112 | 0.318 | 0.32175 | 0.30205 | 0.29705 | 0.30924 | 0.31987 | 0.30299 | 0.31518 | 0.318 | 0.30424 | 0.30143 | 0.32519 | 0.30705 | 0.30737 | 0.30768 | 0.30111 | 0.30361 | 0.30987 | 0.30205 | 0.3008 | 0.31049 | 0.32237 | 0.31018 | 0.29799 | 0.30643 | 0.30143 | 0.31581 | 0.30268 | 0.31237 | 0.30549 | 0.29799 | 0.30737 | 0.3255 | 0.30768 | 0.30455 | 0.32206 | 0.29705 | 0.31831 | 0.31143 | 0.30737 | 0.32519 | 0.30017 | 0.35291 | 0.32865 | 0.33343 | 0.33788 | 0.35017 | 0.33446 | 0.33514 | 0.33138 | 0.35393 | 0.34949 | 0.32865 | 0.32763 | 0.33309 | 0.34505 | 0.35052 | 0.35154 | 0.35735 | 0.33241 | 0.33993 | 0.33343 | 0.34881 | 0.34232 | 0.33788 | 0.32694 | 0.33651 | 0.33753 | 0.34232 | 0.33719 | 0.32592 | 0.32626 | 0.32455 | 0.33788 | 0.35291 | 0.3307 | 0.33856 | 0.32728 | 0.32968 | 0.34539 | 0.33514 | 0.34573 | 0.35667 | 0.35257 | 0.34471 | 0.35872 | 0.33924 | 0.33412 | 0.33104 | 0.32626 | 0.33874 | 0.36063 | 0.34534 | 0.34291 | 0.35298 | 0.35229 | 0.3509 | 0.3509 | 0.3377 | 0.35785 | 0.35785 | 0.35368 | 0.33318 | 0.34951 | 0.36097 | 0.35785 | 0.34117 | 0.33735 | 0.36445 | 0.34256 | 0.35854 | 0.3502 | 0.33422 | 0.35403 | 0.33596 | 0.35924 | 0.33839 | 0.33005 | 0.35507 | 0.33318 | 0.33596 | 0.36445 | 0.34048 | 0.34152 | 0.34082 | 0.33214 | 0.35507 | 0.3377 | 0.35125 | 0.33005 | 0.33492 | 0.35333 | 0.3436 | 0.35785 | 0.35333 | 0.36132 | 0.3648 | 0.34187 | 0.37601 | 0.37203 | 0.37963 | 0.37601 | 0.34561 | 0.36118 | 0.37131 | 0.35828 | 0.37746 | 0.37782 | 0.34561 | 0.36371 | 0.37891 | 0.36371 | 0.36986 | 0.37095 | 0.37493 | 0.35068 | 0.3724 | 0.3619 | 0.35828 | 0.36552 | 0.36335 | 0.37131 | 0.35683 | 0.35394 | 0.37891 | 0.37203 | 0.36443 | 0.34634 | 0.36443 | 0.37782 | 0.35394 | 0.36009 | 0.36009 | 0.359 | 0.34489 | 0.36697 | 0.34417 | 0.34489 | 0.35358 | 0.37457 | 0.35502 | 0.36624 | 0.34598 | 0.37095 | 0.37855 | 0.37131 | 0.35114 | 0.35923 | 0.36769 | 0.35298 | 0.36548 | 0.3596 | 0.35776 | 0.371 | 0.35887 | 0.371 | 0.36181 | 0.37247 | 0.36769 | 0.37909 | 0.36438 | 0.3596 | 0.35519 | 0.35114 | 0.37137 | 0.35004 | 0.35372 | 0.37725 | 0.36181 | 0.38607 | 0.35298 | 0.37431 | 0.38093 | 0.35519 | 0.35887 | 0.36328 | 0.36843 | 0.3835 | 0.36438 | 0.37835 | 0.35997 | 0.37247 | 0.37615 | 0.34931 | 0.371 | 0.36879 | 0.36548 | 0.37909 | 0.36291 | 0.36622 | 0.37946 | 0.36328 | 0.35997 | 0.36218 | 0.36585 | 0.35372 | 0.35262 | 0.36291 | 0.36585 | 0.36843 | 0.37651 | 0.38129 | 0.36034 | 0.37651 | 0.371 | 0.37725 | 0.35629 | 0.36291 | 0.35445 | 0.38607 | 0.35556 | 0.37321 | 0.36659 | 0.37357 | 0.34967 | 0.37651 | 0.36438 | 0.37909 | 0.35372 | 0.35372 | 0.34931 | 0.37762 | 0.36806 | 0.3824 | 0.34931 | 0.36696 | 0.35482 | 0.3607 | 0.38534 | 0.38166 | 0.35923 | 0.36328 | 0.36475 | 0.35262 | 0.35445 | 0.35482 | 0.37762 | 0.38203 | 0.36843 | 0.36034 | 0.35703
ON_LGW_DSS | 710 | 500 | ON | 0.004953 | 710 | 24640 | 1.2204 | 1.351 | 1.3022 | 1.2798 | 1.2759 | 1.2746 | 1.3115 | 1.3405 | 1.3563 | 1.2732 | 1.2522 | 1.3036 | 1.3484 | 1.2772 | 1.3286 | 1.3405 | 1.2825 | 1.2706 | 1.3708 | 1.2943 | 1.2956 | 1.297 | 1.2693 | 1.2798 | 1.3062 | 1.2732 | 1.268 | 1.3088 | 1.3589 | 1.3075 | 1.2561 | 1.2917 | 1.2706 | 1.3312 | 1.2759 | 1.3167 | 1.2877 | 1.2561 | 1.2956 | 1.3721 | 1.297 | 1.2838 | 1.3576 | 1.2522 | 1.3418 | 1.3128 | 1.2956 | 1.3708 | 1.2653 | 1.4876 | 1.3854 | 1.4055 | 1.4243 | 1.4761 | 1.4099 | 1.4127 | 1.3969 | 1.4919 | 1.4732 | 1.3854 | 1.3811 | 1.4041 | 1.4545 | 1.4775 | 1.4819 | 1.5063 | 1.4012 | 1.4329 | 1.4055 | 1.4703 | 1.443 | 1.4243 | 1.3782 | 1.4185 | 1.4228 | 1.443 | 1.4214 | 1.3739 | 1.3753 | 1.3681 | 1.4243 | 1.4876 | 1.394 | 1.4271 | 1.3796 | 1.3897 | 1.4559 | 1.4127 | 1.4574 | 1.5035 | 1.4862 | 1.4531 | 1.5121 | 1.43 | 1.4084 | 1.3955 | 1.3753 | 1.4279 | 1.5202 | 1.4557 | 1.4455 | 1.4879 | 1.485 | 1.4791 | 1.4791 | 1.4235 | 1.5084 | 1.5084 | 1.4909 | 1.4045 | 1.4733 | 1.5216 | 1.5084 | 1.4381 | 1.422 | 1.5363 | 1.444 | 1.5114 | 1.4762 | 1.4089 | 1.4923 | 1.4162 | 1.5143 | 1.4264 | 1.3913 | 1.4967 | 1.4045 | 1.4162 | 1.5363 | 1.4352 | 1.4396 | 1.4367 | 1.4001 | 1.4967 | 1.4235 | 1.4806 | 1.3913 | 1.4118 | 1.4894 | 1.4484 | 1.5084 | 1.4894 | 1.5231 | 1.5377 | 1.4411 | 1.585 | 1.5682 | 1.6003 | 1.585 | 1.4569 | 1.5225 | 1.5652 | 1.5103 | 1.5911 | 1.5926 | 1.4569 | 1.5332 | 1.5972 | 1.5332 | 1.5591 | 1.5637 | 1.5804 | 1.4782 | 1.5698 | 1.5255 | 1.5103 | 1.5408 | 1.5316 | 1.5652 | 1.5042 | 1.492 | 1.5972 | 1.5682 | 1.5362 | 1.4599 | 1.5362 | 1.5926 | 1.492 | 1.5179 | 1.5179 | 1.5133 | 1.4538 | 1.5469 | 1.4508 | 1.4538 | 1.4904 | 1.5789 | 1.4965 | 1.5438 | 1.4584 | 1.5637 | 1.5957 | 1.5652 | 1.4802 | 1.5143 | 1.5499 | 1.4879 | 1.5406 | 1.5158 | 1.5081 | 1.5639 | 1.5127 | 1.5639 | 1.5251 | 1.5701 | 1.5499 | 1.598 | 1.536 | 1.5158 | 1.4972 | 1.4802 | 1.5654 | 1.4755 | 1.491 | 1.5902 | 1.5251 | 1.6274 | 1.4879 | 1.5778 | 1.6057 | 1.4972 | 1.5127 | 1.5313 | 1.553 | 1.6166 | 1.536 | 1.5949 | 1.5174 | 1.5701 | 1.5856 | 1.4724 | 1.5639 | 1.5546 | 1.5406 | 1.598 | 1.5298 | 1.5437 | 1.5995 | 1.5313 | 1.5174 | 1.5267 | 1.5422 | 1.491 | 1.4864 | 1.5298 | 1.5422 | 1.553 | 1.5871 | 1.6073 | 1.5189 | 1.5871 | 1.5639 | 1.5902 | 1.5019 | 1.5298 | 1.4941 | 1.6274 | 1.4988 | 1.5732 | 1.5453 | 1.5747 | 1.474 | 1.5871 | 1.536 | 1.598 | 1.491 | 1.491 | 1.4724 | 1.5918 | 1.5515 | 1.6119 | 1.4724 | 1.5468 | 1.4957 | 1.5205 | 1.6243 | 1.6088 | 1.5143 | 1.5313 | 1.5375 | 1.4864 | 1.4941 | 1.4957 | 1.5918 | 1.6104 | 1.553 | 1.5189 | 1.505
ON_LKH_TSS | 711 | 230 | ON | 0.001395 | 711 | 24640 | 0.34373 | 0.38051 | 0.36677 | 0.36046 | 0.35935 | 0.35898 | 0.36937 | 0.37754 | 0.38199 | 0.3586 | 0.35266 | 0.36714 | 0.37976 | 0.35972 | 0.3742 | 0.37754 | 0.3612 | 0.35786 | 0.38608 | 0.36454 | 0.36492 | 0.36529 | 0.35749 | 0.36046 | 0.36789 | 0.3586 | 0.35712 | 0.36863 | 0.38273 | 0.36826 | 0.35378 | 0.3638 | 0.35786 | 0.37494 | 0.35935 | 0.37086 | 0.36269 | 0.35378 | 0.36492 | 0.38645 | 0.36529 | 0.36157 | 0.38236 | 0.35266 | 0.37791 | 0.36974 | 0.36492 | 0.38608 | 0.35638 | 0.41898 | 0.39019 | 0.39586 | 0.40114 | 0.41574 | 0.39708 | 0.39789 | 0.39343 | 0.4202 | 0.41493 | 0.39019 | 0.38897 | 0.39546 | 0.40966 | 0.41614 | 0.41736 | 0.42426 | 0.39465 | 0.40357 | 0.39586 | 0.41412 | 0.40641 | 0.40114 | 0.38816 | 0.39952 | 0.40073 | 0.40641 | 0.40033 | 0.38694 | 0.38735 | 0.38532 | 0.40114 | 0.41898 | 0.39262 | 0.40195 | 0.38856 | 0.3914 | 0.41006 | 0.39789 | 0.41047 | 0.42345 | 0.41858 | 0.40925 | 0.42588 | 0.40276 | 0.39668 | 0.39303 | 0.38735 | 0.40216 | 0.42815 | 0.41 | 0.40711 | 0.41907 | 0.41825 | 0.4166 | 0.4166 | 0.40092 | 0.42485 | 0.42485 | 0.4199 | 0.39556 | 0.41495 | 0.42856 | 0.42485 | 0.40505 | 0.40051 | 0.43268 | 0.4067 | 0.42567 | 0.41577 | 0.3968 | 0.42031 | 0.39886 | 0.4265 | 0.40175 | 0.39185 | 0.42155 | 0.39556 | 0.39886 | 0.43268 | 0.40422 | 0.40546 | 0.40464 | 0.39432 | 0.42155 | 0.40092 | 0.41701 | 0.39185 | 0.39762 | 0.41949 | 0.40794 | 0.42485 | 0.41949 | 0.42897 | 0.4331 | 0.40587 | 0.44642 | 0.44169 | 0.45071 | 0.44642 | 0.41033 | 0.4288 | 0.44083 | 0.42536 | 0.44814 | 0.44857 | 0.41033 | 0.43181 | 0.44985 | 0.43181 | 0.43911 | 0.4404 | 0.44513 | 0.41634 | 0.44212 | 0.42966 | 0.42536 | 0.43396 | 0.43138 | 0.44083 | 0.42364 | 0.42021 | 0.44985 | 0.44169 | 0.43267 | 0.41118 | 0.43267 | 0.44857 | 0.42021 | 0.42751 | 0.42751 | 0.42622 | 0.40947 | 0.43568 | 0.40861 | 0.40947 | 0.41978 | 0.4447 | 0.4215 | 0.43482 | 0.41075 | 0.4404 | 0.44942 | 0.44083 | 0.41689 | 0.42649 | 0.43653 | 0.41907 | 0.43392 | 0.42693 | 0.42475 | 0.44046 | 0.42606 | 0.44046 | 0.42955 | 0.44221 | 0.43653 | 0.45007 | 0.43261 | 0.42693 | 0.42169 | 0.41689 | 0.4409 | 0.41558 | 0.41995 | 0.44788 | 0.42955 | 0.45836 | 0.41907 | 0.44439 | 0.45225 | 0.42169 | 0.42606 | 0.4313 | 0.43741 | 0.45531 | 0.43261 | 0.44919 | 0.42737 | 0.44221 | 0.44657 | 0.41471 | 0.44046 | 0.43784 | 0.43392 | 0.45007 | 0.43086 | 0.43479 | 0.4505 | 0.4313 | 0.42737 | 0.42999 | 0.43435 | 0.41995 | 0.41864 | 0.43086 | 0.43435 | 0.43741 | 0.44701 | 0.45269 | 0.4278 | 0.44701 | 0.44046 | 0.44788 | 0.423 | 0.43086 | 0.42082 | 0.45836 | 0.42213 | 0.44308 | 0.43522 | 0.44352 | 0.41514 | 0.44701 | 0.43261 | 0.45007 | 0.41995 | 0.41995 | 0.41471 | 0.44832 | 0.43697 | 0.454 | 0.41471 | 0.43566 | 0.42126 | 0.42824 | 0.45749 | 0.45312 | 0.42649 | 0.4313 | 0.43304 | 0.41864 | 0.42082 | 0.42126 | 0.44832 | 0.45356 | 0.43741 | 0.4278 | 0.42388
ON_LKS_DSS | 712 | 230 | ON | 0.00213 | 712 | 24640 | 0.52483 | 0.58099 | 0.56002 | 0.55038 | 0.54868 | 0.54811 | 0.56398 | 0.57645 | 0.58326 | 0.54755 | 0.53848 | 0.56058 | 0.57986 | 0.54925 | 0.57135 | 0.57645 | 0.55151 | 0.54641 | 0.58949 | 0.55662 | 0.55718 | 0.55775 | 0.54585 | 0.55038 | 0.56172 | 0.54755 | 0.54528 | 0.56285 | 0.58439 | 0.56228 | 0.54018 | 0.55548 | 0.54641 | 0.57249 | 0.54868 | 0.56625 | 0.55378 | 0.54018 | 0.55718 | 0.59006 | 0.55775 | 0.55208 | 0.58382 | 0.53848 | 0.57702 | 0.56455 | 0.55718 | 0.58949 | 0.54415 | 0.63974 | 0.59577 | 0.60444 | 0.61249 | 0.63478 | 0.6063 | 0.60754 | 0.60072 | 0.6416 | 0.63355 | 0.59577 | 0.59391 | 0.60382 | 0.62549 | 0.6354 | 0.63726 | 0.64779 | 0.60258 | 0.61621 | 0.60444 | 0.63231 | 0.62054 | 0.61249 | 0.59267 | 0.61001 | 0.61187 | 0.62054 | 0.61125 | 0.59081 | 0.59143 | 0.58834 | 0.61249 | 0.63974 | 0.59948 | 0.61373 | 0.59329 | 0.59763 | 0.62611 | 0.60754 | 0.62673 | 0.64655 | 0.63912 | 0.62488 | 0.65027 | 0.61497 | 0.60568 | 0.6001 | 0.59143 | 0.61405 | 0.65373 | 0.62602 | 0.62161 | 0.63988 | 0.63862 | 0.6361 | 0.6361 | 0.61216 | 0.64869 | 0.64869 | 0.64113 | 0.60398 | 0.63358 | 0.65436 | 0.64869 | 0.61846 | 0.61153 | 0.66066 | 0.62098 | 0.64995 | 0.63484 | 0.60587 | 0.64176 | 0.60902 | 0.65121 | 0.61342 | 0.59831 | 0.64365 | 0.60398 | 0.60902 | 0.66066 | 0.6172 | 0.61909 | 0.61783 | 0.60209 | 0.64365 | 0.61216 | 0.63673 | 0.59831 | 0.60713 | 0.6405 | 0.62287 | 0.64869 | 0.6405 | 0.65499 | 0.66129 | 0.61972 | 0.68163 | 0.67441 | 0.68819 | 0.68163 | 0.62652 | 0.65473 | 0.6731 | 0.64948 | 0.68425 | 0.68491 | 0.62652 | 0.65932 | 0.68687 | 0.65932 | 0.67047 | 0.67244 | 0.67966 | 0.6357 | 0.67507 | 0.65604 | 0.64948 | 0.6626 | 0.65866 | 0.6731 | 0.64686 | 0.64161 | 0.68687 | 0.67441 | 0.66063 | 0.62783 | 0.66063 | 0.68491 | 0.64161 | 0.65276 | 0.65276 | 0.65079 | 0.62521 | 0.66522 | 0.62389 | 0.62521 | 0.64095 | 0.679 | 0.64358 | 0.66391 | 0.62717 | 0.67244 | 0.68622 | 0.6731 | 0.63654 | 0.65121 | 0.66654 | 0.63988 | 0.66254 | 0.65187 | 0.64854 | 0.67254 | 0.65054 | 0.67254 | 0.65587 | 0.6752 | 0.66654 | 0.6872 | 0.66054 | 0.65187 | 0.64387 | 0.63654 | 0.6732 | 0.63454 | 0.64121 | 0.68387 | 0.65587 | 0.69986 | 0.63988 | 0.67853 | 0.69053 | 0.64387 | 0.65054 | 0.65854 | 0.66787 | 0.6952 | 0.66054 | 0.68587 | 0.65254 | 0.6752 | 0.68187 | 0.63321 | 0.67254 | 0.66854 | 0.66254 | 0.6872 | 0.65787 | 0.66387 | 0.68787 | 0.65854 | 0.65254 | 0.65654 | 0.6632 | 0.64121 | 0.63921 | 0.65787 | 0.6632 | 0.66787 | 0.68253 | 0.6912 | 0.65321 | 0.68253 | 0.67254 | 0.68387 | 0.64587 | 0.65787 | 0.64254 | 0.69986 | 0.64454 | 0.67653 | 0.66454 | 0.6772 | 0.63388 | 0.68253 | 0.66054 | 0.6872 | 0.64121 | 0.64121 | 0.63321 | 0.68453 | 0.6672 | 0.6932 | 0.63321 | 0.6652 | 0.64321 | 0.65387 | 0.69853 | 0.69187 | 0.65121 | 0.65854 | 0.6612 | 0.63921 | 0.64254 | 0.64321 | 0.68453 | 0.69253 | 0.66787 | 0.65321 | 0.64721
ON_LLG_JCT | 713 | 230 | ON | 0.001083 | 713 | 24640 | 0.26685 | 0.2954 | 0.28474 | 0.27984 | 0.27898 | 0.27869 | 0.28676 | 0.2931 | 0.29656 | 0.2784 | 0.27379 | 0.28503 | 0.29483 | 0.27927 | 0.2905 | 0.2931 | 0.28042 | 0.27782 | 0.29973 | 0.28301 | 0.2833 | 0.28359 | 0.27754 | 0.27984 | 0.28561 | 0.2784 | 0.27725 | 0.28618 | 0.29713 | 0.28589 | 0.27465 | 0.28244 | 0.27782 | 0.29108 | 0.27898 | 0.28791 | 0.28157 | 0.27465 | 0.2833 | 0.30002 | 0.28359 | 0.28071 | 0.29685 | 0.27379 | 0.29339 | 0.28705 | 0.2833 | 0.29973 | 0.27667 | 0.32528 | 0.30292 | 0.30733 | 0.31142 | 0.32276 | 0.30827 | 0.3089 | 0.30544 | 0.32622 | 0.32213 | 0.30292 | 0.30197 | 0.30701 | 0.31803 | 0.32307 | 0.32402 | 0.32937 | 0.30638 | 0.31331 | 0.30733 | 0.3215 | 0.31551 | 0.31142 | 0.30134 | 0.31016 | 0.31111 | 0.31551 | 0.31079 | 0.3004 | 0.30071 | 0.29914 | 0.31142 | 0.32528 | 0.30481 | 0.31205 | 0.30166 | 0.30386 | 0.31835 | 0.3089 | 0.31866 | 0.32874 | 0.32496 | 0.31772 | 0.33063 | 0.31268 | 0.30796 | 0.30512 | 0.30071 | 0.31222 | 0.33239 | 0.3183 | 0.31606 | 0.32534 | 0.3247 | 0.32342 | 0.32342 | 0.31126 | 0.32983 | 0.32983 | 0.32599 | 0.30709 | 0.32214 | 0.33271 | 0.32983 | 0.31446 | 0.31094 | 0.33591 | 0.31574 | 0.33047 | 0.32278 | 0.30805 | 0.32631 | 0.30965 | 0.33111 | 0.3119 | 0.30421 | 0.32727 | 0.30709 | 0.30965 | 0.33591 | 0.31382 | 0.31478 | 0.31414 | 0.30613 | 0.32727 | 0.31126 | 0.32374 | 0.30421 | 0.30869 | 0.32567 | 0.3167 | 0.32983 | 0.32567 | 0.33303 | 0.33623 | 0.3151 | 0.34657 | 0.3429 | 0.34991 | 0.34657 | 0.31855 | 0.3329 | 0.34224 | 0.33023 | 0.34791 | 0.34824 | 0.31855 | 0.33523 | 0.34924 | 0.33523 | 0.3409 | 0.3419 | 0.34557 | 0.32322 | 0.34324 | 0.33356 | 0.33023 | 0.3369 | 0.3349 | 0.34224 | 0.32889 | 0.32623 | 0.34924 | 0.3429 | 0.3359 | 0.31922 | 0.3359 | 0.34824 | 0.32623 | 0.3319 | 0.3319 | 0.3309 | 0.31789 | 0.33823 | 0.31722 | 0.31789 | 0.32589 | 0.34524 | 0.32723 | 0.33757 | 0.31889 | 0.3419 | 0.34891 | 0.34224 | 0.32365 | 0.33111 | 0.3389 | 0.32534 | 0.33687 | 0.33145 | 0.32975 | 0.34195 | 0.33077 | 0.34195 | 0.33348 | 0.34331 | 0.3389 | 0.34941 | 0.33585 | 0.33145 | 0.32738 | 0.32365 | 0.34229 | 0.32263 | 0.32602 | 0.34771 | 0.33348 | 0.35585 | 0.32534 | 0.345 | 0.3511 | 0.32738 | 0.33077 | 0.33483 | 0.33958 | 0.35347 | 0.33585 | 0.34873 | 0.33178 | 0.34331 | 0.3467 | 0.32196 | 0.34195 | 0.33992 | 0.33687 | 0.34941 | 0.3345 | 0.33755 | 0.34975 | 0.33483 | 0.33178 | 0.33382 | 0.33721 | 0.32602 | 0.32501 | 0.3345 | 0.33721 | 0.33958 | 0.34703 | 0.35144 | 0.33212 | 0.34703 | 0.34195 | 0.34771 | 0.3284 | 0.3345 | 0.3267 | 0.35585 | 0.32772 | 0.34398 | 0.33788 | 0.34432 | 0.32229 | 0.34703 | 0.33585 | 0.34941 | 0.32602 | 0.32602 | 0.32196 | 0.34805 | 0.33924 | 0.35246 | 0.32196 | 0.33822 | 0.32704 | 0.33246 | 0.35517 | 0.35178 | 0.33111 | 0.33483 | 0.33619 | 0.32501 | 0.3267 | 0.32704 | 0.34805 | 0.35212 | 0.33958 | 0.33212 | 0.32907
ON_LLG_SWS | 714 | 230 | ON | 0.001083 | 714 | 24640 | 0.26685 | 0.2954 | 0.28474 | 0.27984 | 0.27898 | 0.27869 | 0.28676 | 0.2931 | 0.29656 | 0.2784 | 0.27379 | 0.28503 | 0.29483 | 0.27927 | 0.2905 | 0.2931 | 0.28042 | 0.27782 | 0.29973 | 0.28301 | 0.2833 | 0.28359 | 0.27754 | 0.27984 | 0.28561 | 0.2784 | 0.27725 | 0.28618 | 0.29713 | 0.28589 | 0.27465 | 0.28244 | 0.27782 | 0.29108 | 0.27898 | 0.28791 | 0.28157 | 0.27465 | 0.2833 | 0.30002 | 0.28359 | 0.28071 | 0.29685 | 0.27379 | 0.29339 | 0.28705 | 0.2833 | 0.29973 | 0.27667 | 0.32528 | 0.30292 | 0.30733 | 0.31142 | 0.32276 | 0.30827 | 0.3089 | 0.30544 | 0.32622 | 0.32213 | 0.30292 | 0.30197 | 0.30701 | 0.31803 | 0.32307 | 0.32402 | 0.32937 | 0.30638 | 0.31331 | 0.30733 | 0.3215 | 0.31551 | 0.31142 | 0.30134 | 0.31016 | 0.31111 | 0.31551 | 0.31079 | 0.3004 | 0.30071 | 0.29914 | 0.31142 | 0.32528 | 0.30481 | 0.31205 | 0.30166 | 0.30386 | 0.31835 | 0.3089 | 0.31866 | 0.32874 | 0.32496 | 0.31772 | 0.33063 | 0.31268 | 0.30796 | 0.30512 | 0.30071 | 0.31222 | 0.33239 | 0.3183 | 0.31606 | 0.32534 | 0.3247 | 0.32342 | 0.32342 | 0.31126 | 0.32983 | 0.32983 | 0.32599 | 0.30709 | 0.32214 | 0.33271 | 0.32983 | 0.31446 | 0.31094 | 0.33591 | 0.31574 | 0.33047 | 0.32278 | 0.30805 | 0.32631 | 0.30965 | 0.33111 | 0.3119 | 0.30421 | 0.32727 | 0.30709 | 0.30965 | 0.33591 | 0.31382 | 0.31478 | 0.31414 | 0.30613 | 0.32727 | 0.31126 | 0.32374 | 0.30421 | 0.30869 | 0.32567 | 0.3167 | 0.32983 | 0.32567 | 0.33303 | 0.33623 | 0.3151 | 0.34657 | 0.3429 | 0.34991 | 0.34657 | 0.31855 | 0.3329 | 0.34224 | 0.33023 | 0.34791 | 0.34824 | 0.31855 | 0.33523 | 0.34924 | 0.33523 | 0.3409 | 0.3419 | 0.34557 | 0.32322 | 0.34324 | 0.33356 | 0.33023 | 0.3369 | 0.3349 | 0.34224 | 0.32889 | 0.32623 | 0.34924 | 0.3429 | 0.3359 | 0.31922 | 0.3359 | 0.34824 | 0.32623 | 0.3319 | 0.3319 | 0.3309 | 0.31789 | 0.33823 | 0.31722 | 0.31789 | 0.32589 | 0.34524 | 0.32723 | 0.33757 | 0.31889 | 0.3419 | 0.34891 | 0.34224 | 0.32365 | 0.33111 | 0.3389 | 0.32534 | 0.33687 | 0.33145 | 0.32975 | 0.34195 | 0.33077 | 0.34195 | 0.33348 | 0.34331 | 0.3389 | 0.34941 | 0.33585 | 0.33145 | 0.32738 | 0.32365 | 0.34229 | 0.32263 | 0.32602 | 0.34771 | 0.33348 | 0.35585 | 0.32534 | 0.345 | 0.3511 | 0.32738 | 0.33077 | 0.33483 | 0.33958 | 0.35347 | 0.33585 | 0.34873 | 0.33178 | 0.34331 | 0.3467 | 0.32196 | 0.34195 | 0.33992 | 0.33687 | 0.34941 | 0.3345 | 0.33755 | 0.34975 | 0.33483 | 0.33178 | 0.33382 | 0.33721 | 0.32602 | 0.32501 | 0.3345 | 0.33721 | 0.33958 | 0.34703 | 0.35144 | 0.33212 | 0.34703 | 0.34195 | 0.34771 | 0.3284 | 0.3345 | 0.3267 | 0.35585 | 0.32772 | 0.34398 | 0.33788 | 0.34432 | 0.32229 | 0.34703 | 0.33585 | 0.34941 | 0.32602 | 0.32602 | 0.32196 | 0.34805 | 0.33924 | 0.35246 | 0.32196 | 0.33822 | 0.32704 | 0.33246 | 0.35517 | 0.35178 | 0.33111 | 0.33483 | 0.33619 | 0.32501 | 0.3267 | 0.32704 | 0.34805 | 0.35212 | 0.33958 | 0.33212 | 0.32907
ON_LLG2_JCT | 715 | 230 | ON | 0.001083 | 715 | 24640 | 0.26685 | 0.2954 | 0.28474 | 0.27984 | 0.27898 | 0.27869 | 0.28676 | 0.2931 | 0.29656 | 0.2784 | 0.27379 | 0.28503 | 0.29483 | 0.27927 | 0.2905 | 0.2931 | 0.28042 | 0.27782 | 0.29973 | 0.28301 | 0.2833 | 0.28359 | 0.27754 | 0.27984 | 0.28561 | 0.2784 | 0.27725 | 0.28618 | 0.29713 | 0.28589 | 0.27465 | 0.28244 | 0.27782 | 0.29108 | 0.27898 | 0.28791 | 0.28157 | 0.27465 | 0.2833 | 0.30002 | 0.28359 | 0.28071 | 0.29685 | 0.27379 | 0.29339 | 0.28705 | 0.2833 | 0.29973 | 0.27667 | 0.32528 | 0.30292 | 0.30733 | 0.31142 | 0.32276 | 0.30827 | 0.3089 | 0.30544 | 0.32622 | 0.32213 | 0.30292 | 0.30197 | 0.30701 | 0.31803 | 0.32307 | 0.32402 | 0.32937 | 0.30638 | 0.31331 | 0.30733 | 0.3215 | 0.31551 | 0.31142 | 0.30134 | 0.31016 | 0.31111 | 0.31551 | 0.31079 | 0.3004 | 0.30071 | 0.29914 | 0.31142 | 0.32528 | 0.30481 | 0.31205 | 0.30166 | 0.30386 | 0.31835 | 0.3089 | 0.31866 | 0.32874 | 0.32496 | 0.31772 | 0.33063 | 0.31268 | 0.30796 | 0.30512 | 0.30071 | 0.31222 | 0.33239 | 0.3183 | 0.31606 | 0.32534 | 0.3247 | 0.32342 | 0.32342 | 0.31126 | 0.32983 | 0.32983 | 0.32599 | 0.30709 | 0.32214 | 0.33271 | 0.32983 | 0.31446 | 0.31094 | 0.33591 | 0.31574 | 0.33047 | 0.32278 | 0.30805 | 0.32631 | 0.30965 | 0.33111 | 0.3119 | 0.30421 | 0.32727 | 0.30709 | 0.30965 | 0.33591 | 0.31382 | 0.31478 | 0.31414 | 0.30613 | 0.32727 | 0.31126 | 0.32374 | 0.30421 | 0.30869 | 0.32567 | 0.3167 | 0.32983 | 0.32567 | 0.33303 | 0.33623 | 0.3151 | 0.34657 | 0.3429 | 0.34991 | 0.34657 | 0.31855 | 0.3329 | 0.34224 | 0.33023 | 0.34791 | 0.34824 | 0.31855 | 0.33523 | 0.34924 | 0.33523 | 0.3409 | 0.3419 | 0.34557 | 0.32322 | 0.34324 | 0.33356 | 0.33023 | 0.3369 | 0.3349 | 0.34224 | 0.32889 | 0.32623 | 0.34924 | 0.3429 | 0.3359 | 0.31922 | 0.3359 | 0.34824 | 0.32623 | 0.3319 | 0.3319 | 0.3309 | 0.31789 | 0.33823 | 0.31722 | 0.31789 | 0.32589 | 0.34524 | 0.32723 | 0.33757 | 0.31889 | 0.3419 | 0.34891 | 0.34224 | 0.32365 | 0.33111 | 0.3389 | 0.32534 | 0.33687 | 0.33145 | 0.32975 | 0.34195 | 0.33077 | 0.34195 | 0.33348 | 0.34331 | 0.3389 | 0.34941 | 0.33585 | 0.33145 | 0.32738 | 0.32365 | 0.34229 | 0.32263 | 0.32602 | 0.34771 | 0.33348 | 0.35585 | 0.32534 | 0.345 | 0.3511 | 0.32738 | 0.33077 | 0.33483 | 0.33958 | 0.35347 | 0.33585 | 0.34873 | 0.33178 | 0.34331 | 0.3467 | 0.32196 | 0.34195 | 0.33992 | 0.33687 | 0.34941 | 0.3345 | 0.33755 | 0.34975 | 0.33483 | 0.33178 | 0.33382 | 0.33721 | 0.32602 | 0.32501 | 0.3345 | 0.33721 | 0.33958 | 0.34703 | 0.35144 | 0.33212 | 0.34703 | 0.34195 | 0.34771 | 0.3284 | 0.3345 | 0.3267 | 0.35585 | 0.32772 | 0.34398 | 0.33788 | 0.34432 | 0.32229 | 0.34703 | 0.33585 | 0.34941 | 0.32602 | 0.32602 | 0.32196 | 0.34805 | 0.33924 | 0.35246 | 0.32196 | 0.33822 | 0.32704 | 0.33246 | 0.35517 | 0.35178 | 0.33111 | 0.33483 | 0.33619 | 0.32501 | 0.3267 | 0.32704 | 0.34805 | 0.35212 | 0.33958 | 0.33212 | 0.32907
ON_LMB_DSS | 716 | 230 | ON | 0.001321 | 716 | 24640 | 0.32549 | 0.36032 | 0.34732 | 0.34134 | 0.34028 | 0.33993 | 0.34978 | 0.35751 | 0.36173 | 0.33958 | 0.33396 | 0.34767 | 0.35962 | 0.34064 | 0.35435 | 0.35751 | 0.34204 | 0.33888 | 0.3656 | 0.34521 | 0.34556 | 0.34591 | 0.33853 | 0.34134 | 0.34837 | 0.33958 | 0.33818 | 0.34907 | 0.36243 | 0.34872 | 0.33501 | 0.3445 | 0.33888 | 0.35505 | 0.34028 | 0.35118 | 0.34345 | 0.33501 | 0.34556 | 0.36595 | 0.34591 | 0.34239 | 0.36208 | 0.33396 | 0.35786 | 0.35013 | 0.34556 | 0.3656 | 0.33747 | 0.39676 | 0.36949 | 0.37487 | 0.37986 | 0.39369 | 0.37602 | 0.37679 | 0.37256 | 0.39791 | 0.39292 | 0.36949 | 0.36834 | 0.37448 | 0.38792 | 0.39407 | 0.39522 | 0.40175 | 0.37371 | 0.38216 | 0.37487 | 0.39215 | 0.38485 | 0.37986 | 0.36757 | 0.37832 | 0.37947 | 0.38485 | 0.37909 | 0.36642 | 0.3668 | 0.36488 | 0.37986 | 0.39676 | 0.37179 | 0.38063 | 0.36795 | 0.37064 | 0.38831 | 0.37679 | 0.38869 | 0.40098 | 0.39637 | 0.38754 | 0.40329 | 0.38139 | 0.37563 | 0.37218 | 0.3668 | 0.38083 | 0.40544 | 0.38825 | 0.38552 | 0.39684 | 0.39606 | 0.3945 | 0.3945 | 0.37966 | 0.40231 | 0.40231 | 0.39762 | 0.37458 | 0.39294 | 0.40583 | 0.40231 | 0.38356 | 0.37927 | 0.40973 | 0.38512 | 0.40309 | 0.39372 | 0.37575 | 0.39801 | 0.3777 | 0.40387 | 0.38044 | 0.37106 | 0.39919 | 0.37458 | 0.3777 | 0.40973 | 0.38278 | 0.38395 | 0.38317 | 0.37341 | 0.39919 | 0.37966 | 0.39489 | 0.37106 | 0.37653 | 0.39723 | 0.3863 | 0.40231 | 0.39723 | 0.40622 | 0.41012 | 0.38434 | 0.42274 | 0.41826 | 0.4268 | 0.42274 | 0.38856 | 0.40605 | 0.41745 | 0.4028 | 0.42436 | 0.42477 | 0.38856 | 0.4089 | 0.42599 | 0.4089 | 0.41582 | 0.41704 | 0.42152 | 0.39426 | 0.41867 | 0.40687 | 0.4028 | 0.41094 | 0.4085 | 0.41745 | 0.40117 | 0.39792 | 0.42599 | 0.41826 | 0.40972 | 0.38937 | 0.40972 | 0.42477 | 0.39792 | 0.40483 | 0.40483 | 0.40361 | 0.38775 | 0.41256 | 0.38693 | 0.38775 | 0.39751 | 0.42111 | 0.39914 | 0.41175 | 0.38897 | 0.41704 | 0.42558 | 0.41745 | 0.39478 | 0.40387 | 0.41338 | 0.39684 | 0.4109 | 0.40428 | 0.40222 | 0.4171 | 0.40346 | 0.4171 | 0.40676 | 0.41875 | 0.41338 | 0.42619 | 0.40966 | 0.40428 | 0.39932 | 0.39478 | 0.41751 | 0.39354 | 0.39767 | 0.42413 | 0.40676 | 0.43405 | 0.39684 | 0.42082 | 0.42826 | 0.39932 | 0.40346 | 0.40842 | 0.4142 | 0.43115 | 0.40966 | 0.42537 | 0.4047 | 0.41875 | 0.42289 | 0.39271 | 0.4171 | 0.41462 | 0.4109 | 0.42619 | 0.408 | 0.41172 | 0.42661 | 0.40842 | 0.4047 | 0.40718 | 0.41131 | 0.39767 | 0.39643 | 0.408 | 0.41131 | 0.4142 | 0.4233 | 0.42867 | 0.40511 | 0.4233 | 0.4171 | 0.42413 | 0.40056 | 0.408 | 0.3985 | 0.43405 | 0.39974 | 0.41958 | 0.41214 | 0.41999 | 0.39312 | 0.4233 | 0.40966 | 0.42619 | 0.39767 | 0.39767 | 0.39271 | 0.42454 | 0.41379 | 0.42991 | 0.39271 | 0.41255 | 0.39891 | 0.40552 | 0.43322 | 0.42909 | 0.40387 | 0.40842 | 0.41007 | 0.39643 | 0.3985 | 0.39891 | 0.42454 | 0.4295 | 0.4142 | 0.40511 | 0.40139
ON_LND_DSS | 717 | 230 | ON | 0.00109 | 717 | 24640 | 0.26858 | 0.29731 | 0.28658 | 0.28165 | 0.28078 | 0.28049 | 0.28861 | 0.29499 | 0.29847 | 0.2802 | 0.27556 | 0.28687 | 0.29673 | 0.28107 | 0.29238 | 0.29499 | 0.28223 | 0.27962 | 0.30166 | 0.28484 | 0.28513 | 0.28542 | 0.27933 | 0.28165 | 0.28745 | 0.2802 | 0.27904 | 0.28803 | 0.29905 | 0.28774 | 0.27643 | 0.28426 | 0.27962 | 0.29296 | 0.28078 | 0.28977 | 0.28339 | 0.27643 | 0.28513 | 0.30195 | 0.28542 | 0.28252 | 0.29876 | 0.27556 | 0.29528 | 0.2889 | 0.28513 | 0.30166 | 0.27846 | 0.32738 | 0.30488 | 0.30931 | 0.31343 | 0.32484 | 0.31026 | 0.3109 | 0.30741 | 0.32833 | 0.32421 | 0.30488 | 0.30393 | 0.309 | 0.32009 | 0.32516 | 0.32611 | 0.3315 | 0.30836 | 0.31534 | 0.30931 | 0.32357 | 0.31755 | 0.31343 | 0.30329 | 0.31217 | 0.31312 | 0.31755 | 0.3128 | 0.30234 | 0.30266 | 0.30107 | 0.31343 | 0.32738 | 0.30678 | 0.31407 | 0.30361 | 0.30583 | 0.32041 | 0.3109 | 0.32072 | 0.33086 | 0.32706 | 0.31977 | 0.33277 | 0.3147 | 0.30995 | 0.3071 | 0.30266 | 0.31423 | 0.33454 | 0.32036 | 0.3181 | 0.32745 | 0.3268 | 0.32551 | 0.32551 | 0.31327 | 0.33196 | 0.33196 | 0.32809 | 0.30908 | 0.32422 | 0.33486 | 0.33196 | 0.31649 | 0.31294 | 0.33808 | 0.31778 | 0.3326 | 0.32487 | 0.31004 | 0.32841 | 0.31166 | 0.33325 | 0.31391 | 0.30618 | 0.32938 | 0.30908 | 0.31166 | 0.33808 | 0.31585 | 0.31681 | 0.31617 | 0.30811 | 0.32938 | 0.31327 | 0.32584 | 0.30618 | 0.31069 | 0.32777 | 0.31875 | 0.33196 | 0.32777 | 0.33518 | 0.33841 | 0.31713 | 0.34881 | 0.34512 | 0.35217 | 0.34881 | 0.32061 | 0.33505 | 0.34445 | 0.33236 | 0.35016 | 0.35049 | 0.32061 | 0.3374 | 0.3515 | 0.3374 | 0.34311 | 0.34411 | 0.34781 | 0.32531 | 0.34546 | 0.33572 | 0.33236 | 0.33908 | 0.33706 | 0.34445 | 0.33102 | 0.32833 | 0.3515 | 0.34512 | 0.33807 | 0.32128 | 0.33807 | 0.35049 | 0.32833 | 0.33404 | 0.33404 | 0.33303 | 0.31994 | 0.34042 | 0.31927 | 0.31994 | 0.328 | 0.34747 | 0.32934 | 0.33975 | 0.32095 | 0.34411 | 0.35116 | 0.34445 | 0.32574 | 0.33325 | 0.34109 | 0.32745 | 0.33904 | 0.33359 | 0.33188 | 0.34416 | 0.33291 | 0.34416 | 0.33563 | 0.34553 | 0.34109 | 0.35167 | 0.33802 | 0.33359 | 0.32949 | 0.32574 | 0.3445 | 0.32472 | 0.32813 | 0.34996 | 0.33563 | 0.35815 | 0.32745 | 0.34723 | 0.35337 | 0.32949 | 0.33291 | 0.337 | 0.34177 | 0.35576 | 0.33802 | 0.35098 | 0.33393 | 0.34553 | 0.34894 | 0.32404 | 0.34416 | 0.34211 | 0.33904 | 0.35167 | 0.33666 | 0.33973 | 0.35201 | 0.337 | 0.33393 | 0.33598 | 0.33939 | 0.32813 | 0.32711 | 0.33666 | 0.33939 | 0.34177 | 0.34928 | 0.35371 | 0.33427 | 0.34928 | 0.34416 | 0.34996 | 0.33052 | 0.33666 | 0.32881 | 0.35815 | 0.32984 | 0.34621 | 0.34007 | 0.34655 | 0.32438 | 0.34928 | 0.33802 | 0.35167 | 0.32813 | 0.32813 | 0.32404 | 0.3503 | 0.34143 | 0.35474 | 0.32404 | 0.34041 | 0.32915 | 0.33461 | 0.35746 | 0.35405 | 0.33325 | 0.337 | 0.33836 | 0.32711 | 0.32881 | 0.32915 | 0.3503 | 0.35439 | 0.34177 | 0.33427 | 0.3312
ON_LNP_DSS | 718 | 230 | ON | 0.003487 | 718 | 24640 | 0.8592 | 0.95113 | 0.9168 | 0.90102 | 0.89824 | 0.89731 | 0.92329 | 0.94371 | 0.95484 | 0.89638 | 0.88154 | 0.91773 | 0.94927 | 0.89917 | 0.93536 | 0.94371 | 0.90288 | 0.89453 | 0.96505 | 0.91123 | 0.91216 | 0.91309 | 0.8936 | 0.90102 | 0.91958 | 0.89638 | 0.89267 | 0.92144 | 0.9567 | 0.92051 | 0.88432 | 0.90937 | 0.89453 | 0.93721 | 0.89824 | 0.927 | 0.90659 | 0.88432 | 0.91216 | 0.96598 | 0.91309 | 0.90381 | 0.95577 | 0.88154 | 0.94464 | 0.92422 | 0.91216 | 0.96505 | 0.89082 | 1.0473 | 0.97533 | 0.98952 | 1.0027 | 1.0392 | 0.99256 | 0.99459 | 0.98344 | 1.0504 | 1.0372 | 0.97533 | 0.97228 | 0.98851 | 1.024 | 1.0402 | 1.0433 | 1.0605 | 0.98648 | 1.0088 | 0.98952 | 1.0351 | 1.0159 | 1.0027 | 0.97026 | 0.99864 | 1.0017 | 1.0159 | 1.0007 | 0.96722 | 0.96823 | 0.96316 | 1.0027 | 1.0473 | 0.98141 | 1.0047 | 0.97127 | 0.97837 | 1.025 | 0.99459 | 1.026 | 1.0585 | 1.0463 | 1.023 | 1.0645 | 1.0068 | 0.99155 | 0.98242 | 0.96823 | 1.0053 | 1.0702 | 1.0248 | 1.0176 | 1.0475 | 1.0455 | 1.0413 | 1.0413 | 1.0022 | 1.062 | 1.062 | 1.0496 | 0.98876 | 1.0372 | 1.0712 | 1.062 | 1.0125 | 1.0011 | 1.0816 | 1.0166 | 1.064 | 1.0393 | 0.99186 | 1.0506 | 0.99701 | 1.0661 | 1.0042 | 0.97948 | 1.0537 | 0.98876 | 0.99701 | 1.0816 | 1.0104 | 1.0135 | 1.0114 | 0.98567 | 1.0537 | 1.0022 | 1.0424 | 0.97948 | 0.99392 | 1.0486 | 1.0197 | 1.062 | 1.0486 | 1.0723 | 1.0826 | 1.0145 | 1.1159 | 1.1041 | 1.1266 | 1.1159 | 1.0257 | 1.0718 | 1.1019 | 1.0633 | 1.1202 | 1.1213 | 1.0257 | 1.0794 | 1.1245 | 1.0794 | 1.0976 | 1.1008 | 1.1127 | 1.0407 | 1.1051 | 1.074 | 1.0633 | 1.0847 | 1.0783 | 1.1019 | 1.059 | 1.0504 | 1.1245 | 1.1041 | 1.0815 | 1.0278 | 1.0815 | 1.1213 | 1.0504 | 1.0686 | 1.0686 | 1.0654 | 1.0235 | 1.089 | 1.0214 | 1.0235 | 1.0493 | 1.1116 | 1.0536 | 1.0869 | 1.0267 | 1.1008 | 1.1234 | 1.1019 | 1.0421 | 1.0661 | 1.0912 | 1.0475 | 1.0846 | 1.0672 | 1.0617 | 1.101 | 1.065 | 1.101 | 1.0737 | 1.1054 | 1.0912 | 1.125 | 1.0814 | 1.0672 | 1.0541 | 1.0421 | 1.1021 | 1.0388 | 1.0497 | 1.1196 | 1.0737 | 1.1457 | 1.0475 | 1.1108 | 1.1305 | 1.0541 | 1.065 | 1.0781 | 1.0934 | 1.1381 | 1.0814 | 1.1228 | 1.0683 | 1.1054 | 1.1163 | 1.0366 | 1.101 | 1.0945 | 1.0846 | 1.125 | 1.077 | 1.0868 | 1.1261 | 1.0781 | 1.0683 | 1.0748 | 1.0857 | 1.0497 | 1.0464 | 1.077 | 1.0857 | 1.0934 | 1.1174 | 1.1316 | 1.0694 | 1.1174 | 1.101 | 1.1196 | 1.0574 | 1.077 | 1.0519 | 1.1457 | 1.0552 | 1.1075 | 1.0879 | 1.1086 | 1.0377 | 1.1174 | 1.0814 | 1.125 | 1.0497 | 1.0497 | 1.0366 | 1.1206 | 1.0923 | 1.1348 | 1.0366 | 1.089 | 1.053 | 1.0704 | 1.1436 | 1.1326 | 1.0661 | 1.0781 | 1.0825 | 1.0464 | 1.0519 | 1.053 | 1.1206 | 1.1337 | 1.0934 | 1.0694 | 1.0595
ON_LNZ_JCT | 719 | 230 | ON | 0.002444 | 719 | 24640 | 0.6022 | 0.66664 | 0.64257 | 0.63152 | 0.62957 | 0.62892 | 0.64713 | 0.66143 | 0.66924 | 0.62826 | 0.61786 | 0.64322 | 0.66534 | 0.63022 | 0.65558 | 0.66143 | 0.63282 | 0.62696 | 0.67639 | 0.63867 | 0.63932 | 0.63997 | 0.62631 | 0.63152 | 0.64452 | 0.62826 | 0.62566 | 0.64583 | 0.67054 | 0.64517 | 0.61981 | 0.63737 | 0.62696 | 0.65688 | 0.62957 | 0.64973 | 0.63542 | 0.61981 | 0.63932 | 0.67704 | 0.63997 | 0.63347 | 0.66989 | 0.61786 | 0.66208 | 0.64778 | 0.63932 | 0.67639 | 0.62436 | 0.73405 | 0.6836 | 0.69354 | 0.70278 | 0.72836 | 0.69568 | 0.6971 | 0.68928 | 0.73618 | 0.72694 | 0.6836 | 0.68146 | 0.69283 | 0.7177 | 0.72907 | 0.73121 | 0.74329 | 0.69141 | 0.70704 | 0.69354 | 0.72552 | 0.71202 | 0.70278 | 0.68004 | 0.69994 | 0.70207 | 0.71202 | 0.70136 | 0.67791 | 0.67862 | 0.67507 | 0.70278 | 0.73405 | 0.68786 | 0.7042 | 0.68075 | 0.68573 | 0.71841 | 0.6971 | 0.71913 | 0.74186 | 0.73334 | 0.71699 | 0.74613 | 0.70562 | 0.69496 | 0.68857 | 0.67862 | 0.70458 | 0.7501 | 0.71831 | 0.71325 | 0.7342 | 0.73276 | 0.72987 | 0.72987 | 0.70241 | 0.74432 | 0.74432 | 0.73565 | 0.69301 | 0.72698 | 0.75082 | 0.74432 | 0.70963 | 0.70169 | 0.75805 | 0.71252 | 0.74577 | 0.72842 | 0.69518 | 0.73637 | 0.69879 | 0.74721 | 0.70385 | 0.68651 | 0.73854 | 0.69301 | 0.69879 | 0.75805 | 0.70819 | 0.71036 | 0.70891 | 0.69085 | 0.73854 | 0.70241 | 0.73059 | 0.68651 | 0.69663 | 0.73493 | 0.71469 | 0.74432 | 0.73493 | 0.75155 | 0.75877 | 0.71108 | 0.78211 | 0.77383 | 0.78964 | 0.78211 | 0.71888 | 0.75125 | 0.77232 | 0.74522 | 0.78512 | 0.78587 | 0.71888 | 0.75652 | 0.78813 | 0.75652 | 0.76931 | 0.77157 | 0.77985 | 0.72942 | 0.77458 | 0.75275 | 0.74522 | 0.76028 | 0.75576 | 0.77232 | 0.74221 | 0.73619 | 0.78813 | 0.77383 | 0.75802 | 0.72038 | 0.75802 | 0.78587 | 0.73619 | 0.74899 | 0.74899 | 0.74673 | 0.71737 | 0.76329 | 0.71587 | 0.71737 | 0.73544 | 0.7791 | 0.73845 | 0.76179 | 0.71963 | 0.77157 | 0.78738 | 0.77232 | 0.73038 | 0.74721 | 0.7648 | 0.7342 | 0.76021 | 0.74797 | 0.74415 | 0.77168 | 0.74644 | 0.77168 | 0.75256 | 0.77474 | 0.7648 | 0.7885 | 0.75791 | 0.74797 | 0.73879 | 0.73038 | 0.77244 | 0.72809 | 0.73573 | 0.78468 | 0.75256 | 0.80304 | 0.7342 | 0.77856 | 0.79233 | 0.73879 | 0.74644 | 0.75562 | 0.76633 | 0.79768 | 0.75791 | 0.78698 | 0.74874 | 0.77474 | 0.78239 | 0.72656 | 0.77168 | 0.76709 | 0.76021 | 0.7885 | 0.75485 | 0.76174 | 0.78927 | 0.75562 | 0.74874 | 0.75332 | 0.76097 | 0.73573 | 0.73344 | 0.75485 | 0.76097 | 0.76633 | 0.78315 | 0.79309 | 0.7495 | 0.78315 | 0.77168 | 0.78468 | 0.74109 | 0.75485 | 0.73726 | 0.80304 | 0.73956 | 0.77627 | 0.7625 | 0.77703 | 0.72732 | 0.78315 | 0.75791 | 0.7885 | 0.73573 | 0.73573 | 0.72656 | 0.78545 | 0.76556 | 0.79539 | 0.72656 | 0.76327 | 0.73803 | 0.75026 | 0.80151 | 0.79386 | 0.74721 | 0.75562 | 0.75868 | 0.73344 | 0.73726 | 0.73803 | 0.78545 | 0.79462 | 0.76633 | 0.7495 | 0.74262
ON_LRE_JCT | 720 | 230 | ON | 0.000871 | 720 | 24640 | 0.21461 | 0.23758 | 0.229 | 0.22506 | 0.22437 | 0.22413 | 0.23062 | 0.23572 | 0.23851 | 0.2239 | 0.22019 | 0.22923 | 0.23711 | 0.2246 | 0.23364 | 0.23572 | 0.22553 | 0.22344 | 0.24105 | 0.22761 | 0.22784 | 0.22808 | 0.22321 | 0.22506 | 0.2297 | 0.2239 | 0.22298 | 0.23016 | 0.23897 | 0.22993 | 0.22089 | 0.22715 | 0.22344 | 0.2341 | 0.22437 | 0.23155 | 0.22645 | 0.22089 | 0.22784 | 0.24129 | 0.22808 | 0.22576 | 0.23874 | 0.22019 | 0.23596 | 0.23086 | 0.22784 | 0.24105 | 0.22251 | 0.2616 | 0.24362 | 0.24717 | 0.25046 | 0.25958 | 0.24793 | 0.24843 | 0.24565 | 0.26236 | 0.25907 | 0.24362 | 0.24286 | 0.24691 | 0.25578 | 0.25983 | 0.26059 | 0.26489 | 0.24641 | 0.25198 | 0.24717 | 0.25856 | 0.25375 | 0.25046 | 0.24236 | 0.24945 | 0.25021 | 0.25375 | 0.24995 | 0.2416 | 0.24185 | 0.24058 | 0.25046 | 0.2616 | 0.24514 | 0.25097 | 0.24261 | 0.24438 | 0.25603 | 0.24843 | 0.25628 | 0.26439 | 0.26135 | 0.25552 | 0.26591 | 0.25147 | 0.24767 | 0.24539 | 0.24185 | 0.2511 | 0.26732 | 0.25599 | 0.25419 | 0.26166 | 0.26114 | 0.26011 | 0.26011 | 0.25033 | 0.26526 | 0.26526 | 0.26217 | 0.24698 | 0.25908 | 0.26758 | 0.26526 | 0.2529 | 0.25007 | 0.27016 | 0.25393 | 0.26578 | 0.2596 | 0.24775 | 0.26243 | 0.24904 | 0.26629 | 0.25084 | 0.24466 | 0.2632 | 0.24698 | 0.24904 | 0.27016 | 0.25239 | 0.25316 | 0.25264 | 0.24621 | 0.2632 | 0.25033 | 0.26037 | 0.24466 | 0.24827 | 0.26192 | 0.2547 | 0.26526 | 0.26192 | 0.26784 | 0.27041 | 0.25342 | 0.27873 | 0.27578 | 0.28141 | 0.27873 | 0.2562 | 0.26773 | 0.27524 | 0.26559 | 0.2798 | 0.28007 | 0.2562 | 0.26961 | 0.28088 | 0.26961 | 0.27417 | 0.27497 | 0.27793 | 0.25995 | 0.27605 | 0.26827 | 0.26559 | 0.27095 | 0.26934 | 0.27524 | 0.26451 | 0.26237 | 0.28088 | 0.27578 | 0.27015 | 0.25673 | 0.27015 | 0.28007 | 0.26237 | 0.26693 | 0.26693 | 0.26612 | 0.25566 | 0.27202 | 0.25512 | 0.25566 | 0.2621 | 0.27766 | 0.26317 | 0.27149 | 0.25646 | 0.27497 | 0.28061 | 0.27524 | 0.2603 | 0.26629 | 0.27256 | 0.26166 | 0.27092 | 0.26656 | 0.2652 | 0.27501 | 0.26602 | 0.27501 | 0.2682 | 0.2761 | 0.27256 | 0.28101 | 0.27011 | 0.26656 | 0.26329 | 0.2603 | 0.27529 | 0.25948 | 0.2622 | 0.27965 | 0.2682 | 0.28619 | 0.26166 | 0.27747 | 0.28237 | 0.26329 | 0.26602 | 0.26929 | 0.27311 | 0.28428 | 0.27011 | 0.28046 | 0.26684 | 0.2761 | 0.27883 | 0.25893 | 0.27501 | 0.27338 | 0.27092 | 0.28101 | 0.26902 | 0.27147 | 0.28128 | 0.26929 | 0.26684 | 0.26847 | 0.2712 | 0.2622 | 0.26139 | 0.26902 | 0.2712 | 0.27311 | 0.2791 | 0.28265 | 0.26711 | 0.2791 | 0.27501 | 0.27965 | 0.26411 | 0.26902 | 0.26275 | 0.28619 | 0.26357 | 0.27665 | 0.27174 | 0.27692 | 0.2592 | 0.2791 | 0.27011 | 0.28101 | 0.2622 | 0.2622 | 0.25893 | 0.27992 | 0.27283 | 0.28346 | 0.25893 | 0.27202 | 0.26302 | 0.26738 | 0.28564 | 0.28292 | 0.26629 | 0.26929 | 0.27038 | 0.26139 | 0.26275 | 0.26302 | 0.27992 | 0.28319 | 0.27311 | 0.26711 | 0.26466
ON_LRW_JCT | 721 | 230 | ON | 0.000695 | 721 | 24640 | 0.17125 | 0.18957 | 0.18273 | 0.17958 | 0.17903 | 0.17884 | 0.18402 | 0.18809 | 0.19031 | 0.17866 | 0.1757 | 0.18291 | 0.1892 | 0.17921 | 0.18643 | 0.18809 | 0.17995 | 0.17829 | 0.19235 | 0.18162 | 0.1818 | 0.18199 | 0.1781 | 0.17958 | 0.18328 | 0.17866 | 0.17792 | 0.18365 | 0.19068 | 0.18347 | 0.17626 | 0.18125 | 0.17829 | 0.1868 | 0.17903 | 0.18476 | 0.18069 | 0.17626 | 0.1818 | 0.19253 | 0.18199 | 0.18014 | 0.1905 | 0.1757 | 0.18828 | 0.18421 | 0.1818 | 0.19235 | 0.17755 | 0.20874 | 0.19439 | 0.19722 | 0.19985 | 0.20712 | 0.19783 | 0.19823 | 0.19601 | 0.20935 | 0.20672 | 0.19439 | 0.19379 | 0.19702 | 0.20409 | 0.20733 | 0.20793 | 0.21137 | 0.19662 | 0.20106 | 0.19722 | 0.20632 | 0.20248 | 0.19985 | 0.19338 | 0.19904 | 0.19965 | 0.20248 | 0.19945 | 0.19278 | 0.19298 | 0.19197 | 0.19985 | 0.20874 | 0.19561 | 0.20025 | 0.19359 | 0.195 | 0.2043 | 0.19823 | 0.2045 | 0.21096 | 0.20854 | 0.20389 | 0.21218 | 0.20066 | 0.19763 | 0.19581 | 0.19298 | 0.20036 | 0.21331 | 0.20426 | 0.20283 | 0.20879 | 0.20837 | 0.20755 | 0.20755 | 0.19974 | 0.21166 | 0.21166 | 0.2092 | 0.19707 | 0.20673 | 0.21351 | 0.21166 | 0.2018 | 0.19954 | 0.21557 | 0.20262 | 0.21207 | 0.20714 | 0.19769 | 0.2094 | 0.19872 | 0.21248 | 0.20015 | 0.19522 | 0.21002 | 0.19707 | 0.19872 | 0.21557 | 0.20139 | 0.202 | 0.20159 | 0.19646 | 0.21002 | 0.19974 | 0.20776 | 0.19522 | 0.1981 | 0.20899 | 0.20324 | 0.21166 | 0.20899 | 0.21372 | 0.21577 | 0.20221 | 0.22241 | 0.22005 | 0.22455 | 0.22241 | 0.20443 | 0.21363 | 0.21963 | 0.21192 | 0.22326 | 0.22348 | 0.20443 | 0.21513 | 0.22412 | 0.21513 | 0.21877 | 0.21941 | 0.22177 | 0.20742 | 0.22027 | 0.21406 | 0.21192 | 0.2162 | 0.21492 | 0.21963 | 0.21106 | 0.20935 | 0.22412 | 0.22005 | 0.21556 | 0.20486 | 0.21556 | 0.22348 | 0.20935 | 0.21299 | 0.21299 | 0.21235 | 0.204 | 0.21706 | 0.20357 | 0.204 | 0.20914 | 0.22155 | 0.20999 | 0.21663 | 0.20464 | 0.21941 | 0.22391 | 0.21963 | 0.2077 | 0.21248 | 0.21748 | 0.20879 | 0.21618 | 0.2127 | 0.21161 | 0.21944 | 0.21227 | 0.21944 | 0.21401 | 0.22031 | 0.21748 | 0.22423 | 0.21553 | 0.2127 | 0.21009 | 0.2077 | 0.21966 | 0.20705 | 0.20922 | 0.22314 | 0.21401 | 0.22836 | 0.20879 | 0.2214 | 0.22531 | 0.21009 | 0.21227 | 0.21488 | 0.21792 | 0.22684 | 0.21553 | 0.22379 | 0.21292 | 0.22031 | 0.22249 | 0.20661 | 0.21944 | 0.21814 | 0.21618 | 0.22423 | 0.21466 | 0.21662 | 0.22444 | 0.21488 | 0.21292 | 0.21422 | 0.2164 | 0.20922 | 0.20857 | 0.21466 | 0.2164 | 0.21792 | 0.2227 | 0.22553 | 0.21314 | 0.2227 | 0.21944 | 0.22314 | 0.21074 | 0.21466 | 0.20966 | 0.22836 | 0.21031 | 0.22075 | 0.21683 | 0.22096 | 0.20683 | 0.2227 | 0.21553 | 0.22423 | 0.20922 | 0.20922 | 0.20661 | 0.22336 | 0.2177 | 0.22618 | 0.20661 | 0.21705 | 0.20987 | 0.21335 | 0.22792 | 0.22575 | 0.21248 | 0.21488 | 0.21575 | 0.20857 | 0.20966 | 0.20987 | 0.22336 | 0.22597 | 0.21792 | 0.21314 | 0.21118
ON_LSE_JCT | 722 | 230 | ON | 0.004533 | 722 | 24640 | 1.1169 | 1.2364 | 1.1918 | 1.1713 | 1.1677 | 1.1665 | 1.2003 | 1.2268 | 1.2413 | 1.1653 | 1.146 | 1.193 | 1.234 | 1.1689 | 1.2159 | 1.2268 | 1.1737 | 1.1629 | 1.2545 | 1.1846 | 1.1858 | 1.187 | 1.1617 | 1.1713 | 1.1954 | 1.1653 | 1.1604 | 1.1978 | 1.2437 | 1.1966 | 1.1496 | 1.1822 | 1.1629 | 1.2183 | 1.1677 | 1.2051 | 1.1785 | 1.1496 | 1.1858 | 1.2557 | 1.187 | 1.1749 | 1.2425 | 1.146 | 1.228 | 1.2015 | 1.1858 | 1.2545 | 1.158 | 1.3615 | 1.2679 | 1.2863 | 1.3035 | 1.3509 | 1.2903 | 1.2929 | 1.2784 | 1.3654 | 1.3483 | 1.2679 | 1.2639 | 1.285 | 1.3312 | 1.3522 | 1.3562 | 1.3786 | 1.2824 | 1.3114 | 1.2863 | 1.3457 | 1.3206 | 1.3035 | 1.2613 | 1.2982 | 1.3022 | 1.3206 | 1.3008 | 1.2574 | 1.2587 | 1.2521 | 1.3035 | 1.3615 | 1.2758 | 1.3061 | 1.2626 | 1.2718 | 1.3325 | 1.2929 | 1.3338 | 1.376 | 1.3602 | 1.3298 | 1.3839 | 1.3088 | 1.289 | 1.2771 | 1.2587 | 1.3068 | 1.3912 | 1.3323 | 1.3229 | 1.3618 | 1.3591 | 1.3537 | 1.3537 | 1.3028 | 1.3805 | 1.3805 | 1.3644 | 1.2854 | 1.3484 | 1.3926 | 1.3805 | 1.3162 | 1.3014 | 1.406 | 1.3216 | 1.3832 | 1.351 | 1.2894 | 1.3658 | 1.2961 | 1.3859 | 1.3055 | 1.2733 | 1.3698 | 1.2854 | 1.2961 | 1.406 | 1.3135 | 1.3175 | 1.3149 | 1.2813 | 1.3698 | 1.3028 | 1.3551 | 1.2733 | 1.2921 | 1.3631 | 1.3256 | 1.3805 | 1.3631 | 1.3939 | 1.4073 | 1.3189 | 1.4506 | 1.4353 | 1.4646 | 1.4506 | 1.3333 | 1.3934 | 1.4325 | 1.3822 | 1.4562 | 1.4576 | 1.3333 | 1.4031 | 1.4618 | 1.4031 | 1.4269 | 1.4311 | 1.4464 | 1.3529 | 1.4367 | 1.3962 | 1.3822 | 1.4101 | 1.4017 | 1.4325 | 1.3766 | 1.3654 | 1.4618 | 1.4353 | 1.4059 | 1.3361 | 1.4059 | 1.4576 | 1.3654 | 1.3892 | 1.3892 | 1.385 | 1.3305 | 1.4157 | 1.3278 | 1.3305 | 1.3641 | 1.445 | 1.3696 | 1.4129 | 1.3347 | 1.4311 | 1.4604 | 1.4325 | 1.3547 | 1.3859 | 1.4185 | 1.3618 | 1.41 | 1.3873 | 1.3802 | 1.4313 | 1.3845 | 1.4313 | 1.3958 | 1.4369 | 1.4185 | 1.4625 | 1.4057 | 1.3873 | 1.3703 | 1.3547 | 1.4327 | 1.3504 | 1.3646 | 1.4554 | 1.3958 | 1.4894 | 1.3618 | 1.444 | 1.4696 | 1.3703 | 1.3845 | 1.4015 | 1.4213 | 1.4795 | 1.4057 | 1.4596 | 1.3887 | 1.4369 | 1.4511 | 1.3476 | 1.4313 | 1.4228 | 1.41 | 1.4625 | 1.4001 | 1.4128 | 1.4639 | 1.4015 | 1.3887 | 1.3972 | 1.4114 | 1.3646 | 1.3603 | 1.4001 | 1.4114 | 1.4213 | 1.4525 | 1.471 | 1.3901 | 1.4525 | 1.4313 | 1.4554 | 1.3745 | 1.4001 | 1.3674 | 1.4894 | 1.3717 | 1.4398 | 1.4142 | 1.4412 | 1.349 | 1.4525 | 1.4057 | 1.4625 | 1.3646 | 1.3646 | 1.3476 | 1.4568 | 1.4199 | 1.4752 | 1.3476 | 1.4157 | 1.3689 | 1.3916 | 1.4866 | 1.4724 | 1.3859 | 1.4015 | 1.4072 | 1.3603 | 1.3674 | 1.3689 | 1.4568 | 1.4738 | 1.4213 | 1.3901 | 1.3774
ON_LSL_DSS | 723 | 230 | ON | 0.004533 | 723 | 24640 | 1.1169 | 1.2364 | 1.1918 | 1.1713 | 1.1677 | 1.1665 | 1.2003 | 1.2268 | 1.2413 | 1.1653 | 1.146 | 1.193 | 1.234 | 1.1689 | 1.2159 | 1.2268 | 1.1737 | 1.1629 | 1.2545 | 1.1846 | 1.1858 | 1.187 | 1.1617 | 1.1713 | 1.1954 | 1.1653 | 1.1604 | 1.1978 | 1.2437 | 1.1966 | 1.1496 | 1.1822 | 1.1629 | 1.2183 | 1.1677 | 1.2051 | 1.1785 | 1.1496 | 1.1858 | 1.2557 | 1.187 | 1.1749 | 1.2425 | 1.146 | 1.228 | 1.2015 | 1.1858 | 1.2545 | 1.158 | 1.3615 | 1.2679 | 1.2863 | 1.3035 | 1.3509 | 1.2903 | 1.2929 | 1.2784 | 1.3654 | 1.3483 | 1.2679 | 1.2639 | 1.285 | 1.3312 | 1.3522 | 1.3562 | 1.3786 | 1.2824 | 1.3114 | 1.2863 | 1.3457 | 1.3206 | 1.3035 | 1.2613 | 1.2982 | 1.3022 | 1.3206 | 1.3008 | 1.2574 | 1.2587 | 1.2521 | 1.3035 | 1.3615 | 1.2758 | 1.3061 | 1.2626 | 1.2718 | 1.3325 | 1.2929 | 1.3338 | 1.376 | 1.3602 | 1.3298 | 1.3839 | 1.3088 | 1.289 | 1.2771 | 1.2587 | 1.3068 | 1.3912 | 1.3323 | 1.3229 | 1.3618 | 1.3591 | 1.3537 | 1.3537 | 1.3028 | 1.3805 | 1.3805 | 1.3644 | 1.2854 | 1.3484 | 1.3926 | 1.3805 | 1.3162 | 1.3014 | 1.406 | 1.3216 | 1.3832 | 1.351 | 1.2894 | 1.3658 | 1.2961 | 1.3859 | 1.3055 | 1.2733 | 1.3698 | 1.2854 | 1.2961 | 1.406 | 1.3135 | 1.3175 | 1.3149 | 1.2813 | 1.3698 | 1.3028 | 1.3551 | 1.2733 | 1.2921 | 1.3631 | 1.3256 | 1.3805 | 1.3631 | 1.3939 | 1.4073 | 1.3189 | 1.4506 | 1.4353 | 1.4646 | 1.4506 | 1.3333 | 1.3934 | 1.4325 | 1.3822 | 1.4562 | 1.4576 | 1.3333 | 1.4031 | 1.4618 | 1.4031 | 1.4269 | 1.4311 | 1.4464 | 1.3529 | 1.4367 | 1.3962 | 1.3822 | 1.4101 | 1.4017 | 1.4325 | 1.3766 | 1.3654 | 1.4618 | 1.4353 | 1.4059 | 1.3361 | 1.4059 | 1.4576 | 1.3654 | 1.3892 | 1.3892 | 1.385 | 1.3305 | 1.4157 | 1.3278 | 1.3305 | 1.3641 | 1.445 | 1.3696 | 1.4129 | 1.3347 | 1.4311 | 1.4604 | 1.4325 | 1.3547 | 1.3859 | 1.4185 | 1.3618 | 1.41 | 1.3873 | 1.3802 | 1.4313 | 1.3845 | 1.4313 | 1.3958 | 1.4369 | 1.4185 | 1.4625 | 1.4057 | 1.3873 | 1.3703 | 1.3547 | 1.4327 | 1.3504 | 1.3646 | 1.4554 | 1.3958 | 1.4894 | 1.3618 | 1.444 | 1.4696 | 1.3703 | 1.3845 | 1.4015 | 1.4213 | 1.4795 | 1.4057 | 1.4596 | 1.3887 | 1.4369 | 1.4511 | 1.3476 | 1.4313 | 1.4228 | 1.41 | 1.4625 | 1.4001 | 1.4128 | 1.4639 | 1.4015 | 1.3887 | 1.3972 | 1.4114 | 1.3646 | 1.3603 | 1.4001 | 1.4114 | 1.4213 | 1.4525 | 1.471 | 1.3901 | 1.4525 | 1.4313 | 1.4554 | 1.3745 | 1.4001 | 1.3674 | 1.4894 | 1.3717 | 1.4398 | 1.4142 | 1.4412 | 1.349 | 1.4525 | 1.4057 | 1.4625 | 1.3646 | 1.3646 | 1.3476 | 1.4568 | 1.4199 | 1.4752 | 1.3476 | 1.4157 | 1.3689 | 1.3916 | 1.4866 | 1.4724 | 1.3859 | 1.4015 | 1.4072 | 1.3603 | 1.3674 | 1.3689 | 1.4568 | 1.4738 | 1.4213 | 1.3901 | 1.3774
ON_LSL_JCT | 724 | 230 | ON | 0.004533 | 724 | 24640 | 1.1169 | 1.2364 | 1.1918 | 1.1713 | 1.1677 | 1.1665 | 1.2003 | 1.2268 | 1.2413 | 1.1653 | 1.146 | 1.193 | 1.234 | 1.1689 | 1.2159 | 1.2268 | 1.1737 | 1.1629 | 1.2545 | 1.1846 | 1.1858 | 1.187 | 1.1617 | 1.1713 | 1.1954 | 1.1653 | 1.1604 | 1.1978 | 1.2437 | 1.1966 | 1.1496 | 1.1822 | 1.1629 | 1.2183 | 1.1677 | 1.2051 | 1.1785 | 1.1496 | 1.1858 | 1.2557 | 1.187 | 1.1749 | 1.2425 | 1.146 | 1.228 | 1.2015 | 1.1858 | 1.2545 | 1.158 | 1.3615 | 1.2679 | 1.2863 | 1.3035 | 1.3509 | 1.2903 | 1.2929 | 1.2784 | 1.3654 | 1.3483 | 1.2679 | 1.2639 | 1.285 | 1.3312 | 1.3522 | 1.3562 | 1.3786 | 1.2824 | 1.3114 | 1.2863 | 1.3457 | 1.3206 | 1.3035 | 1.2613 | 1.2982 | 1.3022 | 1.3206 | 1.3008 | 1.2574 | 1.2587 | 1.2521 | 1.3035 | 1.3615 | 1.2758 | 1.3061 | 1.2626 | 1.2718 | 1.3325 | 1.2929 | 1.3338 | 1.376 | 1.3602 | 1.3298 | 1.3839 | 1.3088 | 1.289 | 1.2771 | 1.2587 | 1.3068 | 1.3912 | 1.3323 | 1.3229 | 1.3618 | 1.3591 | 1.3537 | 1.3537 | 1.3028 | 1.3805 | 1.3805 | 1.3644 | 1.2854 | 1.3484 | 1.3926 | 1.3805 | 1.3162 | 1.3014 | 1.406 | 1.3216 | 1.3832 | 1.351 | 1.2894 | 1.3658 | 1.2961 | 1.3859 | 1.3055 | 1.2733 | 1.3698 | 1.2854 | 1.2961 | 1.406 | 1.3135 | 1.3175 | 1.3149 | 1.2813 | 1.3698 | 1.3028 | 1.3551 | 1.2733 | 1.2921 | 1.3631 | 1.3256 | 1.3805 | 1.3631 | 1.3939 | 1.4073 | 1.3189 | 1.4506 | 1.4353 | 1.4646 | 1.4506 | 1.3333 | 1.3934 | 1.4325 | 1.3822 | 1.4562 | 1.4576 | 1.3333 | 1.4031 | 1.4618 | 1.4031 | 1.4269 | 1.4311 | 1.4464 | 1.3529 | 1.4367 | 1.3962 | 1.3822 | 1.4101 | 1.4017 | 1.4325 | 1.3766 | 1.3654 | 1.4618 | 1.4353 | 1.4059 | 1.3361 | 1.4059 | 1.4576 | 1.3654 | 1.3892 | 1.3892 | 1.385 | 1.3305 | 1.4157 | 1.3278 | 1.3305 | 1.3641 | 1.445 | 1.3696 | 1.4129 | 1.3347 | 1.4311 | 1.4604 | 1.4325 | 1.3547 | 1.3859 | 1.4185 | 1.3618 | 1.41 | 1.3873 | 1.3802 | 1.4313 | 1.3845 | 1.4313 | 1.3958 | 1.4369 | 1.4185 | 1.4625 | 1.4057 | 1.3873 | 1.3703 | 1.3547 | 1.4327 | 1.3504 | 1.3646 | 1.4554 | 1.3958 | 1.4894 | 1.3618 | 1.444 | 1.4696 | 1.3703 | 1.3845 | 1.4015 | 1.4213 | 1.4795 | 1.4057 | 1.4596 | 1.3887 | 1.4369 | 1.4511 | 1.3476 | 1.4313 | 1.4228 | 1.41 | 1.4625 | 1.4001 | 1.4128 | 1.4639 | 1.4015 | 1.3887 | 1.3972 | 1.4114 | 1.3646 | 1.3603 | 1.4001 | 1.4114 | 1.4213 | 1.4525 | 1.471 | 1.3901 | 1.4525 | 1.4313 | 1.4554 | 1.3745 | 1.4001 | 1.3674 | 1.4894 | 1.3717 | 1.4398 | 1.4142 | 1.4412 | 1.349 | 1.4525 | 1.4057 | 1.4625 | 1.3646 | 1.3646 | 1.3476 | 1.4568 | 1.4199 | 1.4752 | 1.3476 | 1.4157 | 1.3689 | 1.3916 | 1.4866 | 1.4724 | 1.3859 | 1.4015 | 1.4072 | 1.3603 | 1.3674 | 1.3689 | 1.4568 | 1.4738 | 1.4213 | 1.3901 | 1.3774
ON_LSW_JCT | 725 | 230 | ON | 0.004533 | 725 | 24640 | 1.1169 | 1.2364 | 1.1918 | 1.1713 | 1.1677 | 1.1665 | 1.2003 | 1.2268 | 1.2413 | 1.1653 | 1.146 | 1.193 | 1.234 | 1.1689 | 1.2159 | 1.2268 | 1.1737 | 1.1629 | 1.2545 | 1.1846 | 1.1858 | 1.187 | 1.1617 | 1.1713 | 1.1954 | 1.1653 | 1.1604 | 1.1978 | 1.2437 | 1.1966 | 1.1496 | 1.1822 | 1.1629 | 1.2183 | 1.1677 | 1.2051 | 1.1785 | 1.1496 | 1.1858 | 1.2557 | 1.187 | 1.1749 | 1.2425 | 1.146 | 1.228 | 1.2015 | 1.1858 | 1.2545 | 1.158 | 1.3615 | 1.2679 | 1.2863 | 1.3035 | 1.3509 | 1.2903 | 1.2929 | 1.2784 | 1.3654 | 1.3483 | 1.2679 | 1.2639 | 1.285 | 1.3312 | 1.3522 | 1.3562 | 1.3786 | 1.2824 | 1.3114 | 1.2863 | 1.3457 | 1.3206 | 1.3035 | 1.2613 | 1.2982 | 1.3022 | 1.3206 | 1.3008 | 1.2574 | 1.2587 | 1.2521 | 1.3035 | 1.3615 | 1.2758 | 1.3061 | 1.2626 | 1.2718 | 1.3325 | 1.2929 | 1.3338 | 1.376 | 1.3602 | 1.3298 | 1.3839 | 1.3088 | 1.289 | 1.2771 | 1.2587 | 1.3068 | 1.3912 | 1.3323 | 1.3229 | 1.3618 | 1.3591 | 1.3537 | 1.3537 | 1.3028 | 1.3805 | 1.3805 | 1.3644 | 1.2854 | 1.3484 | 1.3926 | 1.3805 | 1.3162 | 1.3014 | 1.406 | 1.3216 | 1.3832 | 1.351 | 1.2894 | 1.3658 | 1.2961 | 1.3859 | 1.3055 | 1.2733 | 1.3698 | 1.2854 | 1.2961 | 1.406 | 1.3135 | 1.3175 | 1.3149 | 1.2813 | 1.3698 | 1.3028 | 1.3551 | 1.2733 | 1.2921 | 1.3631 | 1.3256 | 1.3805 | 1.3631 | 1.3939 | 1.4073 | 1.3189 | 1.4506 | 1.4353 | 1.4646 | 1.4506 | 1.3333 | 1.3934 | 1.4325 | 1.3822 | 1.4562 | 1.4576 | 1.3333 | 1.4031 | 1.4618 | 1.4031 | 1.4269 | 1.4311 | 1.4464 | 1.3529 | 1.4367 | 1.3962 | 1.3822 | 1.4101 | 1.4017 | 1.4325 | 1.3766 | 1.3654 | 1.4618 | 1.4353 | 1.4059 | 1.3361 | 1.4059 | 1.4576 | 1.3654 | 1.3892 | 1.3892 | 1.385 | 1.3305 | 1.4157 | 1.3278 | 1.3305 | 1.3641 | 1.445 | 1.3696 | 1.4129 | 1.3347 | 1.4311 | 1.4604 | 1.4325 | 1.3547 | 1.3859 | 1.4185 | 1.3618 | 1.41 | 1.3873 | 1.3802 | 1.4313 | 1.3845 | 1.4313 | 1.3958 | 1.4369 | 1.4185 | 1.4625 | 1.4057 | 1.3873 | 1.3703 | 1.3547 | 1.4327 | 1.3504 | 1.3646 | 1.4554 | 1.3958 | 1.4894 | 1.3618 | 1.444 | 1.4696 | 1.3703 | 1.3845 | 1.4015 | 1.4213 | 1.4795 | 1.4057 | 1.4596 | 1.3887 | 1.4369 | 1.4511 | 1.3476 | 1.4313 | 1.4228 | 1.41 | 1.4625 | 1.4001 | 1.4128 | 1.4639 | 1.4015 | 1.3887 | 1.3972 | 1.4114 | 1.3646 | 1.3603 | 1.4001 | 1.4114 | 1.4213 | 1.4525 | 1.471 | 1.3901 | 1.4525 | 1.4313 | 1.4554 | 1.3745 | 1.4001 | 1.3674 | 1.4894 | 1.3717 | 1.4398 | 1.4142 | 1.4412 | 1.349 | 1.4525 | 1.4057 | 1.4625 | 1.3646 | 1.3646 | 1.3476 | 1.4568 | 1.4199 | 1.4752 | 1.3476 | 1.4157 | 1.3689 | 1.3916 | 1.4866 | 1.4724 | 1.3859 | 1.4015 | 1.4072 | 1.3603 | 1.3674 | 1.3689 | 1.4568 | 1.4738 | 1.4213 | 1.3901 | 1.3774
ON_LUC_JCT | 726 | 230 | ON | 0.001321 | 726 | 24640 | 0.32549 | 0.36032 | 0.34732 | 0.34134 | 0.34028 | 0.33993 | 0.34978 | 0.35751 | 0.36173 | 0.33958 | 0.33396 | 0.34767 | 0.35962 | 0.34064 | 0.35435 | 0.35751 | 0.34204 | 0.33888 | 0.3656 | 0.34521 | 0.34556 | 0.34591 | 0.33853 | 0.34134 | 0.34837 | 0.33958 | 0.33818 | 0.34907 | 0.36243 | 0.34872 | 0.33501 | 0.3445 | 0.33888 | 0.35505 | 0.34028 | 0.35118 | 0.34345 | 0.33501 | 0.34556 | 0.36595 | 0.34591 | 0.34239 | 0.36208 | 0.33396 | 0.35786 | 0.35013 | 0.34556 | 0.3656 | 0.33747 | 0.39676 | 0.36949 | 0.37487 | 0.37986 | 0.39369 | 0.37602 | 0.37679 | 0.37256 | 0.39791 | 0.39292 | 0.36949 | 0.36834 | 0.37448 | 0.38792 | 0.39407 | 0.39522 | 0.40175 | 0.37371 | 0.38216 | 0.37487 | 0.39215 | 0.38485 | 0.37986 | 0.36757 | 0.37832 | 0.37947 | 0.38485 | 0.37909 | 0.36642 | 0.3668 | 0.36488 | 0.37986 | 0.39676 | 0.37179 | 0.38063 | 0.36795 | 0.37064 | 0.38831 | 0.37679 | 0.38869 | 0.40098 | 0.39637 | 0.38754 | 0.40329 | 0.38139 | 0.37563 | 0.37218 | 0.3668 | 0.38083 | 0.40544 | 0.38825 | 0.38552 | 0.39684 | 0.39606 | 0.3945 | 0.3945 | 0.37966 | 0.40231 | 0.40231 | 0.39762 | 0.37458 | 0.39294 | 0.40583 | 0.40231 | 0.38356 | 0.37927 | 0.40973 | 0.38512 | 0.40309 | 0.39372 | 0.37575 | 0.39801 | 0.3777 | 0.40387 | 0.38044 | 0.37106 | 0.39919 | 0.37458 | 0.3777 | 0.40973 | 0.38278 | 0.38395 | 0.38317 | 0.37341 | 0.39919 | 0.37966 | 0.39489 | 0.37106 | 0.37653 | 0.39723 | 0.3863 | 0.40231 | 0.39723 | 0.40622 | 0.41012 | 0.38434 | 0.42274 | 0.41826 | 0.4268 | 0.42274 | 0.38856 | 0.40605 | 0.41745 | 0.4028 | 0.42436 | 0.42477 | 0.38856 | 0.4089 | 0.42599 | 0.4089 | 0.41582 | 0.41704 | 0.42152 | 0.39426 | 0.41867 | 0.40687 | 0.4028 | 0.41094 | 0.4085 | 0.41745 | 0.40117 | 0.39792 | 0.42599 | 0.41826 | 0.40972 | 0.38937 | 0.40972 | 0.42477 | 0.39792 | 0.40483 | 0.40483 | 0.40361 | 0.38775 | 0.41256 | 0.38693 | 0.38775 | 0.39751 | 0.42111 | 0.39914 | 0.41175 | 0.38897 | 0.41704 | 0.42558 | 0.41745 | 0.39478 | 0.40387 | 0.41338 | 0.39684 | 0.4109 | 0.40428 | 0.40222 | 0.4171 | 0.40346 | 0.4171 | 0.40676 | 0.41875 | 0.41338 | 0.42619 | 0.40966 | 0.40428 | 0.39932 | 0.39478 | 0.41751 | 0.39354 | 0.39767 | 0.42413 | 0.40676 | 0.43405 | 0.39684 | 0.42082 | 0.42826 | 0.39932 | 0.40346 | 0.40842 | 0.4142 | 0.43115 | 0.40966 | 0.42537 | 0.4047 | 0.41875 | 0.42289 | 0.39271 | 0.4171 | 0.41462 | 0.4109 | 0.42619 | 0.408 | 0.41172 | 0.42661 | 0.40842 | 0.4047 | 0.40718 | 0.41131 | 0.39767 | 0.39643 | 0.408 | 0.41131 | 0.4142 | 0.4233 | 0.42867 | 0.40511 | 0.4233 | 0.4171 | 0.42413 | 0.40056 | 0.408 | 0.3985 | 0.43405 | 0.39974 | 0.41958 | 0.41214 | 0.41999 | 0.39312 | 0.4233 | 0.40966 | 0.42619 | 0.39767 | 0.39767 | 0.39271 | 0.42454 | 0.41379 | 0.42991 | 0.39271 | 0.41255 | 0.39891 | 0.40552 | 0.43322 | 0.42909 | 0.40387 | 0.40842 | 0.41007 | 0.39643 | 0.3985 | 0.39891 | 0.42454 | 0.4295 | 0.4142 | 0.40511 | 0.40139
ON_LWN_GSS | 727 | 230 | ON | 0.000753 | 727 | 24640 | 0.18554 | 0.20539 | 0.19798 | 0.19457 | 0.19397 | 0.19377 | 0.19938 | 0.20379 | 0.20619 | 0.19357 | 0.19036 | 0.19818 | 0.20499 | 0.19417 | 0.20199 | 0.20379 | 0.19497 | 0.19317 | 0.2084 | 0.19678 | 0.19698 | 0.19718 | 0.19297 | 0.19457 | 0.19858 | 0.19357 | 0.19277 | 0.19898 | 0.20659 | 0.19878 | 0.19096 | 0.19637 | 0.19317 | 0.20239 | 0.19397 | 0.20018 | 0.19577 | 0.19096 | 0.19698 | 0.2086 | 0.19718 | 0.19517 | 0.20639 | 0.19036 | 0.20399 | 0.19958 | 0.19698 | 0.2084 | 0.19237 | 0.22616 | 0.21062 | 0.21368 | 0.21653 | 0.22441 | 0.21434 | 0.21478 | 0.21237 | 0.22682 | 0.22397 | 0.21062 | 0.20996 | 0.21346 | 0.22113 | 0.22463 | 0.22529 | 0.22901 | 0.21302 | 0.21784 | 0.21368 | 0.22353 | 0.21937 | 0.21653 | 0.20952 | 0.21565 | 0.21631 | 0.21937 | 0.21609 | 0.20887 | 0.20908 | 0.20799 | 0.21653 | 0.22616 | 0.21193 | 0.21697 | 0.20974 | 0.21127 | 0.22134 | 0.21478 | 0.22156 | 0.22857 | 0.22594 | 0.22091 | 0.22988 | 0.2174 | 0.21412 | 0.21215 | 0.20908 | 0.21708 | 0.23111 | 0.22131 | 0.21975 | 0.22621 | 0.22576 | 0.22487 | 0.22487 | 0.21641 | 0.22933 | 0.22933 | 0.22665 | 0.21352 | 0.22398 | 0.23133 | 0.22933 | 0.21864 | 0.21619 | 0.23356 | 0.21953 | 0.22977 | 0.22443 | 0.21419 | 0.22688 | 0.2153 | 0.23022 | 0.21686 | 0.21151 | 0.22755 | 0.21352 | 0.2153 | 0.23356 | 0.21819 | 0.21886 | 0.21842 | 0.21285 | 0.22755 | 0.21641 | 0.2251 | 0.21151 | 0.21463 | 0.22643 | 0.2202 | 0.22933 | 0.22643 | 0.23155 | 0.23378 | 0.21908 | 0.24097 | 0.23842 | 0.24329 | 0.24097 | 0.22149 | 0.23146 | 0.23795 | 0.2296 | 0.2419 | 0.24213 | 0.22149 | 0.23308 | 0.24282 | 0.23308 | 0.23703 | 0.23772 | 0.24027 | 0.22473 | 0.23865 | 0.23192 | 0.2296 | 0.23424 | 0.23285 | 0.23795 | 0.22868 | 0.22682 | 0.24282 | 0.23842 | 0.23355 | 0.22195 | 0.23355 | 0.24213 | 0.22682 | 0.23076 | 0.23076 | 0.23007 | 0.22102 | 0.23517 | 0.22056 | 0.22102 | 0.22659 | 0.24004 | 0.22752 | 0.23471 | 0.22172 | 0.23772 | 0.24259 | 0.23795 | 0.22503 | 0.23022 | 0.23563 | 0.22621 | 0.23422 | 0.23045 | 0.22927 | 0.23776 | 0.22998 | 0.23776 | 0.23186 | 0.2387 | 0.23563 | 0.24294 | 0.23351 | 0.23045 | 0.22762 | 0.22503 | 0.23799 | 0.22432 | 0.22668 | 0.24176 | 0.23186 | 0.24742 | 0.22621 | 0.23988 | 0.24412 | 0.22762 | 0.22998 | 0.23281 | 0.23611 | 0.24577 | 0.23351 | 0.24247 | 0.23069 | 0.2387 | 0.24105 | 0.22385 | 0.23776 | 0.23634 | 0.23422 | 0.24294 | 0.23257 | 0.23469 | 0.24318 | 0.23281 | 0.23069 | 0.2321 | 0.23446 | 0.22668 | 0.22597 | 0.23257 | 0.23446 | 0.23611 | 0.24129 | 0.24435 | 0.23092 | 0.24129 | 0.23776 | 0.24176 | 0.22833 | 0.23257 | 0.22715 | 0.24742 | 0.22786 | 0.23917 | 0.23493 | 0.2394 | 0.22409 | 0.24129 | 0.23351 | 0.24294 | 0.22668 | 0.22668 | 0.22385 | 0.242 | 0.23587 | 0.24506 | 0.22385 | 0.23516 | 0.22739 | 0.23116 | 0.24695 | 0.24459 | 0.23022 | 0.23281 | 0.23375 | 0.22597 | 0.22715 | 0.22739 | 0.242 | 0.24482 | 0.23611 | 0.23092 | 0.2288
ON_LWN_JCT | 728 | 230 | ON | 0.000753 | 728 | 24640 | 0.18554 | 0.20539 | 0.19798 | 0.19457 | 0.19397 | 0.19377 | 0.19938 | 0.20379 | 0.20619 | 0.19357 | 0.19036 | 0.19818 | 0.20499 | 0.19417 | 0.20199 | 0.20379 | 0.19497 | 0.19317 | 0.2084 | 0.19678 | 0.19698 | 0.19718 | 0.19297 | 0.19457 | 0.19858 | 0.19357 | 0.19277 | 0.19898 | 0.20659 | 0.19878 | 0.19096 | 0.19637 | 0.19317 | 0.20239 | 0.19397 | 0.20018 | 0.19577 | 0.19096 | 0.19698 | 0.2086 | 0.19718 | 0.19517 | 0.20639 | 0.19036 | 0.20399 | 0.19958 | 0.19698 | 0.2084 | 0.19237 | 0.22616 | 0.21062 | 0.21368 | 0.21653 | 0.22441 | 0.21434 | 0.21478 | 0.21237 | 0.22682 | 0.22397 | 0.21062 | 0.20996 | 0.21346 | 0.22113 | 0.22463 | 0.22529 | 0.22901 | 0.21302 | 0.21784 | 0.21368 | 0.22353 | 0.21937 | 0.21653 | 0.20952 | 0.21565 | 0.21631 | 0.21937 | 0.21609 | 0.20887 | 0.20908 | 0.20799 | 0.21653 | 0.22616 | 0.21193 | 0.21697 | 0.20974 | 0.21127 | 0.22134 | 0.21478 | 0.22156 | 0.22857 | 0.22594 | 0.22091 | 0.22988 | 0.2174 | 0.21412 | 0.21215 | 0.20908 | 0.21708 | 0.23111 | 0.22131 | 0.21975 | 0.22621 | 0.22576 | 0.22487 | 0.22487 | 0.21641 | 0.22933 | 0.22933 | 0.22665 | 0.21352 | 0.22398 | 0.23133 | 0.22933 | 0.21864 | 0.21619 | 0.23356 | 0.21953 | 0.22977 | 0.22443 | 0.21419 | 0.22688 | 0.2153 | 0.23022 | 0.21686 | 0.21151 | 0.22755 | 0.21352 | 0.2153 | 0.23356 | 0.21819 | 0.21886 | 0.21842 | 0.21285 | 0.22755 | 0.21641 | 0.2251 | 0.21151 | 0.21463 | 0.22643 | 0.2202 | 0.22933 | 0.22643 | 0.23155 | 0.23378 | 0.21908 | 0.24097 | 0.23842 | 0.24329 | 0.24097 | 0.22149 | 0.23146 | 0.23795 | 0.2296 | 0.2419 | 0.24213 | 0.22149 | 0.23308 | 0.24282 | 0.23308 | 0.23703 | 0.23772 | 0.24027 | 0.22473 | 0.23865 | 0.23192 | 0.2296 | 0.23424 | 0.23285 | 0.23795 | 0.22868 | 0.22682 | 0.24282 | 0.23842 | 0.23355 | 0.22195 | 0.23355 | 0.24213 | 0.22682 | 0.23076 | 0.23076 | 0.23007 | 0.22102 | 0.23517 | 0.22056 | 0.22102 | 0.22659 | 0.24004 | 0.22752 | 0.23471 | 0.22172 | 0.23772 | 0.24259 | 0.23795 | 0.22503 | 0.23022 | 0.23563 | 0.22621 | 0.23422 | 0.23045 | 0.22927 | 0.23776 | 0.22998 | 0.23776 | 0.23186 | 0.2387 | 0.23563 | 0.24294 | 0.23351 | 0.23045 | 0.22762 | 0.22503 | 0.23799 | 0.22432 | 0.22668 | 0.24176 | 0.23186 | 0.24742 | 0.22621 | 0.23988 | 0.24412 | 0.22762 | 0.22998 | 0.23281 | 0.23611 | 0.24577 | 0.23351 | 0.24247 | 0.23069 | 0.2387 | 0.24105 | 0.22385 | 0.23776 | 0.23634 | 0.23422 | 0.24294 | 0.23257 | 0.23469 | 0.24318 | 0.23281 | 0.23069 | 0.2321 | 0.23446 | 0.22668 | 0.22597 | 0.23257 | 0.23446 | 0.23611 | 0.24129 | 0.24435 | 0.23092 | 0.24129 | 0.23776 | 0.24176 | 0.22833 | 0.23257 | 0.22715 | 0.24742 | 0.22786 | 0.23917 | 0.23493 | 0.2394 | 0.22409 | 0.24129 | 0.23351 | 0.24294 | 0.22668 | 0.22668 | 0.22385 | 0.242 | 0.23587 | 0.24506 | 0.22385 | 0.23516 | 0.22739 | 0.23116 | 0.24695 | 0.24459 | 0.23022 | 0.23281 | 0.23375 | 0.22597 | 0.22715 | 0.22739 | 0.242 | 0.24482 | 0.23611 | 0.23092 | 0.2288
ON_LYN_JCT | 729 | 230 | ON | 0.001217 | 729 | 24640 | 0.29987 | 0.33195 | 0.31997 | 0.31447 | 0.31349 | 0.31317 | 0.32224 | 0.32936 | 0.33325 | 0.31285 | 0.30767 | 0.3203 | 0.33131 | 0.31382 | 0.32645 | 0.32936 | 0.31511 | 0.3122 | 0.33681 | 0.31803 | 0.31835 | 0.31868 | 0.31188 | 0.31447 | 0.32094 | 0.31285 | 0.31155 | 0.32159 | 0.3339 | 0.32127 | 0.30864 | 0.31738 | 0.3122 | 0.3271 | 0.31349 | 0.32353 | 0.31641 | 0.30864 | 0.31835 | 0.33714 | 0.31868 | 0.31544 | 0.33357 | 0.30767 | 0.32969 | 0.32256 | 0.31835 | 0.33681 | 0.3109 | 0.36552 | 0.3404 | 0.34535 | 0.34995 | 0.36269 | 0.34641 | 0.34712 | 0.34323 | 0.36658 | 0.36198 | 0.3404 | 0.33934 | 0.345 | 0.35738 | 0.36305 | 0.36411 | 0.37012 | 0.34429 | 0.35208 | 0.34535 | 0.36128 | 0.35455 | 0.34995 | 0.33863 | 0.34854 | 0.3496 | 0.35455 | 0.34925 | 0.33757 | 0.33792 | 0.33615 | 0.34995 | 0.36552 | 0.34252 | 0.35066 | 0.33898 | 0.34146 | 0.35774 | 0.34712 | 0.35809 | 0.36941 | 0.36517 | 0.35703 | 0.37154 | 0.35137 | 0.34606 | 0.34288 | 0.33792 | 0.35085 | 0.37352 | 0.35768 | 0.35516 | 0.3656 | 0.36488 | 0.36344 | 0.36344 | 0.34977 | 0.37064 | 0.37064 | 0.36632 | 0.34509 | 0.362 | 0.37388 | 0.37064 | 0.35337 | 0.34941 | 0.37747 | 0.3548 | 0.37136 | 0.36272 | 0.34617 | 0.36668 | 0.34797 | 0.37208 | 0.35049 | 0.34185 | 0.36776 | 0.34509 | 0.34797 | 0.37747 | 0.35265 | 0.35373 | 0.35301 | 0.34401 | 0.36776 | 0.34977 | 0.3638 | 0.34185 | 0.34689 | 0.36596 | 0.35588 | 0.37064 | 0.36596 | 0.37424 | 0.37783 | 0.35409 | 0.38945 | 0.38533 | 0.3932 | 0.38945 | 0.35797 | 0.37409 | 0.38458 | 0.37109 | 0.39095 | 0.39133 | 0.35797 | 0.37671 | 0.39245 | 0.37671 | 0.38308 | 0.38421 | 0.38833 | 0.36322 | 0.38571 | 0.37484 | 0.37109 | 0.37858 | 0.37634 | 0.38458 | 0.36959 | 0.36659 | 0.39245 | 0.38533 | 0.37746 | 0.35872 | 0.37746 | 0.39133 | 0.36659 | 0.37296 | 0.37296 | 0.37184 | 0.35722 | 0.38008 | 0.35647 | 0.35722 | 0.36621 | 0.38796 | 0.36771 | 0.37933 | 0.35834 | 0.38421 | 0.39208 | 0.38458 | 0.3637 | 0.37207 | 0.38083 | 0.3656 | 0.37855 | 0.37246 | 0.37055 | 0.38426 | 0.37169 | 0.38426 | 0.37474 | 0.38578 | 0.38083 | 0.39264 | 0.37741 | 0.37246 | 0.36789 | 0.3637 | 0.38464 | 0.36255 | 0.36636 | 0.39074 | 0.37474 | 0.39988 | 0.3656 | 0.38769 | 0.39454 | 0.36789 | 0.37169 | 0.37626 | 0.3816 | 0.39721 | 0.37741 | 0.39188 | 0.37284 | 0.38578 | 0.38959 | 0.36179 | 0.38426 | 0.38198 | 0.37855 | 0.39264 | 0.37588 | 0.37931 | 0.39302 | 0.37626 | 0.37284 | 0.37512 | 0.37893 | 0.36636 | 0.36522 | 0.37588 | 0.37893 | 0.3816 | 0.38997 | 0.39492 | 0.37322 | 0.38997 | 0.38426 | 0.39074 | 0.36903 | 0.37588 | 0.36712 | 0.39988 | 0.36827 | 0.38655 | 0.37969 | 0.38693 | 0.36217 | 0.38997 | 0.37741 | 0.39264 | 0.36636 | 0.36636 | 0.36179 | 0.39112 | 0.38121 | 0.39607 | 0.36179 | 0.38007 | 0.3675 | 0.3736 | 0.39911 | 0.39531 | 0.37207 | 0.37626 | 0.37779 | 0.36522 | 0.36712 | 0.3675 | 0.39112 | 0.39569 | 0.3816 | 0.37322 | 0.36979
ON_MAJ_ISS | 730 | 230 | ON | 0.001057 | 730 | 24640 | 0.26044 | 0.28831 | 0.27791 | 0.27312 | 0.27228 | 0.272 | 0.27987 | 0.28606 | 0.28944 | 0.27172 | 0.26722 | 0.27819 | 0.28775 | 0.27256 | 0.28353 | 0.28606 | 0.27369 | 0.27115 | 0.29253 | 0.27622 | 0.2765 | 0.27678 | 0.27087 | 0.27312 | 0.27875 | 0.27172 | 0.27059 | 0.27931 | 0.29 | 0.27903 | 0.26806 | 0.27565 | 0.27115 | 0.28409 | 0.27228 | 0.281 | 0.27481 | 0.26806 | 0.2765 | 0.29281 | 0.27678 | 0.27397 | 0.28972 | 0.26722 | 0.28634 | 0.28016 | 0.2765 | 0.29253 | 0.27003 | 0.31747 | 0.29565 | 0.29995 | 0.30394 | 0.31501 | 0.30087 | 0.30149 | 0.29811 | 0.31839 | 0.31439 | 0.29565 | 0.29472 | 0.29964 | 0.3104 | 0.31532 | 0.31624 | 0.32146 | 0.29903 | 0.30579 | 0.29995 | 0.31378 | 0.30794 | 0.30394 | 0.29411 | 0.30271 | 0.30364 | 0.30794 | 0.30333 | 0.29319 | 0.2935 | 0.29196 | 0.30394 | 0.31747 | 0.29749 | 0.30456 | 0.29442 | 0.29657 | 0.31071 | 0.30149 | 0.31101 | 0.32085 | 0.31716 | 0.31009 | 0.32269 | 0.30517 | 0.30056 | 0.2978 | 0.2935 | 0.30472 | 0.32441 | 0.31066 | 0.30847 | 0.31753 | 0.31691 | 0.31566 | 0.31566 | 0.30378 | 0.32191 | 0.32191 | 0.31816 | 0.29972 | 0.31441 | 0.32472 | 0.32191 | 0.30691 | 0.30347 | 0.32785 | 0.30816 | 0.32253 | 0.31503 | 0.30066 | 0.31847 | 0.30222 | 0.32316 | 0.30441 | 0.29691 | 0.31941 | 0.29972 | 0.30222 | 0.32785 | 0.30628 | 0.30722 | 0.3066 | 0.29878 | 0.31941 | 0.30378 | 0.31597 | 0.29691 | 0.30128 | 0.31785 | 0.3091 | 0.32191 | 0.31785 | 0.32504 | 0.32816 | 0.30753 | 0.33825 | 0.33467 | 0.34151 | 0.33825 | 0.31091 | 0.3249 | 0.33402 | 0.3223 | 0.33955 | 0.33988 | 0.31091 | 0.32718 | 0.34086 | 0.32718 | 0.33272 | 0.33369 | 0.33728 | 0.31546 | 0.335 | 0.32556 | 0.3223 | 0.32881 | 0.32686 | 0.33402 | 0.321 | 0.31839 | 0.34086 | 0.33467 | 0.32783 | 0.31156 | 0.32783 | 0.33988 | 0.31839 | 0.32393 | 0.32393 | 0.32295 | 0.31025 | 0.33011 | 0.3096 | 0.31025 | 0.31807 | 0.33695 | 0.31937 | 0.32946 | 0.31123 | 0.33369 | 0.34053 | 0.33402 | 0.31588 | 0.32316 | 0.33076 | 0.31753 | 0.32878 | 0.32349 | 0.32183 | 0.33374 | 0.32283 | 0.33374 | 0.32547 | 0.33506 | 0.33076 | 0.34102 | 0.32779 | 0.32349 | 0.31952 | 0.31588 | 0.33407 | 0.31489 | 0.3182 | 0.33936 | 0.32547 | 0.3473 | 0.31753 | 0.33672 | 0.34267 | 0.31952 | 0.32283 | 0.3268 | 0.33143 | 0.34499 | 0.32779 | 0.34036 | 0.32382 | 0.33506 | 0.33837 | 0.31423 | 0.33374 | 0.33176 | 0.32878 | 0.34102 | 0.32646 | 0.32944 | 0.34135 | 0.3268 | 0.32382 | 0.3258 | 0.32911 | 0.3182 | 0.3172 | 0.32646 | 0.32911 | 0.33143 | 0.3387 | 0.343 | 0.32415 | 0.3387 | 0.33374 | 0.33936 | 0.32051 | 0.32646 | 0.31886 | 0.3473 | 0.31985 | 0.33573 | 0.32977 | 0.33606 | 0.31456 | 0.3387 | 0.32779 | 0.34102 | 0.3182 | 0.3182 | 0.31423 | 0.3397 | 0.3311 | 0.344 | 0.31423 | 0.3301 | 0.31919 | 0.32448 | 0.34664 | 0.34333 | 0.32316 | 0.3268 | 0.32812 | 0.3172 | 0.31886 | 0.31919 | 0.3397 | 0.34366 | 0.33143 | 0.32415 | 0.32117
ON_MAJ_JCT | 731 | 230 | ON | 0.001057 | 731 | 24640 | 0.26044 | 0.28831 | 0.27791 | 0.27312 | 0.27228 | 0.272 | 0.27987 | 0.28606 | 0.28944 | 0.27172 | 0.26722 | 0.27819 | 0.28775 | 0.27256 | 0.28353 | 0.28606 | 0.27369 | 0.27115 | 0.29253 | 0.27622 | 0.2765 | 0.27678 | 0.27087 | 0.27312 | 0.27875 | 0.27172 | 0.27059 | 0.27931 | 0.29 | 0.27903 | 0.26806 | 0.27565 | 0.27115 | 0.28409 | 0.27228 | 0.281 | 0.27481 | 0.26806 | 0.2765 | 0.29281 | 0.27678 | 0.27397 | 0.28972 | 0.26722 | 0.28634 | 0.28016 | 0.2765 | 0.29253 | 0.27003 | 0.31747 | 0.29565 | 0.29995 | 0.30394 | 0.31501 | 0.30087 | 0.30149 | 0.29811 | 0.31839 | 0.31439 | 0.29565 | 0.29472 | 0.29964 | 0.3104 | 0.31532 | 0.31624 | 0.32146 | 0.29903 | 0.30579 | 0.29995 | 0.31378 | 0.30794 | 0.30394 | 0.29411 | 0.30271 | 0.30364 | 0.30794 | 0.30333 | 0.29319 | 0.2935 | 0.29196 | 0.30394 | 0.31747 | 0.29749 | 0.30456 | 0.29442 | 0.29657 | 0.31071 | 0.30149 | 0.31101 | 0.32085 | 0.31716 | 0.31009 | 0.32269 | 0.30517 | 0.30056 | 0.2978 | 0.2935 | 0.30472 | 0.32441 | 0.31066 | 0.30847 | 0.31753 | 0.31691 | 0.31566 | 0.31566 | 0.30378 | 0.32191 | 0.32191 | 0.31816 | 0.29972 | 0.31441 | 0.32472 | 0.32191 | 0.30691 | 0.30347 | 0.32785 | 0.30816 | 0.32253 | 0.31503 | 0.30066 | 0.31847 | 0.30222 | 0.32316 | 0.30441 | 0.29691 | 0.31941 | 0.29972 | 0.30222 | 0.32785 | 0.30628 | 0.30722 | 0.3066 | 0.29878 | 0.31941 | 0.30378 | 0.31597 | 0.29691 | 0.30128 | 0.31785 | 0.3091 | 0.32191 | 0.31785 | 0.32504 | 0.32816 | 0.30753 | 0.33825 | 0.33467 | 0.34151 | 0.33825 | 0.31091 | 0.3249 | 0.33402 | 0.3223 | 0.33955 | 0.33988 | 0.31091 | 0.32718 | 0.34086 | 0.32718 | 0.33272 | 0.33369 | 0.33728 | 0.31546 | 0.335 | 0.32556 | 0.3223 | 0.32881 | 0.32686 | 0.33402 | 0.321 | 0.31839 | 0.34086 | 0.33467 | 0.32783 | 0.31156 | 0.32783 | 0.33988 | 0.31839 | 0.32393 | 0.32393 | 0.32295 | 0.31025 | 0.33011 | 0.3096 | 0.31025 | 0.31807 | 0.33695 | 0.31937 | 0.32946 | 0.31123 | 0.33369 | 0.34053 | 0.33402 | 0.31588 | 0.32316 | 0.33076 | 0.31753 | 0.32878 | 0.32349 | 0.32183 | 0.33374 | 0.32283 | 0.33374 | 0.32547 | 0.33506 | 0.33076 | 0.34102 | 0.32779 | 0.32349 | 0.31952 | 0.31588 | 0.33407 | 0.31489 | 0.3182 | 0.33936 | 0.32547 | 0.3473 | 0.31753 | 0.33672 | 0.34267 | 0.31952 | 0.32283 | 0.3268 | 0.33143 | 0.34499 | 0.32779 | 0.34036 | 0.32382 | 0.33506 | 0.33837 | 0.31423 | 0.33374 | 0.33176 | 0.32878 | 0.34102 | 0.32646 | 0.32944 | 0.34135 | 0.3268 | 0.32382 | 0.3258 | 0.32911 | 0.3182 | 0.3172 | 0.32646 | 0.32911 | 0.33143 | 0.3387 | 0.343 | 0.32415 | 0.3387 | 0.33374 | 0.33936 | 0.32051 | 0.32646 | 0.31886 | 0.3473 | 0.31985 | 0.33573 | 0.32977 | 0.33606 | 0.31456 | 0.3387 | 0.32779 | 0.34102 | 0.3182 | 0.3182 | 0.31423 | 0.3397 | 0.3311 | 0.344 | 0.31423 | 0.3301 | 0.31919 | 0.32448 | 0.34664 | 0.34333 | 0.32316 | 0.3268 | 0.32812 | 0.3172 | 0.31886 | 0.31919 | 0.3397 | 0.34366 | 0.33143 | 0.32415 | 0.32117
ON_MAR_JCT | 732 | 230 | ON | 0.001398 | 732 | 24640 | 0.34447 | 0.38133 | 0.36756 | 0.36124 | 0.36012 | 0.35975 | 0.37016 | 0.37835 | 0.38281 | 0.35938 | 0.35342 | 0.36793 | 0.38058 | 0.36049 | 0.375 | 0.37835 | 0.36198 | 0.35863 | 0.38691 | 0.36533 | 0.3657 | 0.36607 | 0.35826 | 0.36124 | 0.36868 | 0.35938 | 0.35789 | 0.36942 | 0.38356 | 0.36905 | 0.35454 | 0.36458 | 0.35863 | 0.37574 | 0.36012 | 0.37165 | 0.36347 | 0.35454 | 0.3657 | 0.38728 | 0.36607 | 0.36235 | 0.38319 | 0.35342 | 0.37872 | 0.37054 | 0.3657 | 0.38691 | 0.35714 | 0.41988 | 0.39103 | 0.39672 | 0.402 | 0.41663 | 0.39794 | 0.39875 | 0.39428 | 0.4211 | 0.41582 | 0.39103 | 0.38981 | 0.39631 | 0.41054 | 0.41704 | 0.41826 | 0.42517 | 0.3955 | 0.40444 | 0.39672 | 0.41501 | 0.40728 | 0.402 | 0.38899 | 0.40037 | 0.40159 | 0.40728 | 0.40119 | 0.38777 | 0.38818 | 0.38615 | 0.402 | 0.41988 | 0.39346 | 0.40281 | 0.3894 | 0.39224 | 0.41094 | 0.39875 | 0.41135 | 0.42436 | 0.41948 | 0.41013 | 0.42679 | 0.40363 | 0.39753 | 0.39387 | 0.38818 | 0.40303 | 0.42907 | 0.41088 | 0.40799 | 0.41997 | 0.41915 | 0.41749 | 0.41749 | 0.40179 | 0.42576 | 0.42576 | 0.4208 | 0.39641 | 0.41584 | 0.42948 | 0.42576 | 0.40592 | 0.40137 | 0.43362 | 0.40757 | 0.42659 | 0.41667 | 0.39765 | 0.42121 | 0.39972 | 0.42741 | 0.40261 | 0.39269 | 0.42245 | 0.39641 | 0.39972 | 0.43362 | 0.40509 | 0.40633 | 0.40551 | 0.39517 | 0.42245 | 0.40179 | 0.41791 | 0.39269 | 0.39848 | 0.42039 | 0.40881 | 0.42576 | 0.42039 | 0.4299 | 0.43403 | 0.40675 | 0.44738 | 0.44264 | 0.45168 | 0.44738 | 0.41121 | 0.42972 | 0.44178 | 0.42628 | 0.4491 | 0.44953 | 0.41121 | 0.43274 | 0.45082 | 0.43274 | 0.44006 | 0.44135 | 0.44609 | 0.41724 | 0.44307 | 0.43058 | 0.42628 | 0.43489 | 0.43231 | 0.44178 | 0.42456 | 0.42111 | 0.45082 | 0.44264 | 0.4336 | 0.41207 | 0.4336 | 0.44953 | 0.42111 | 0.42843 | 0.42843 | 0.42714 | 0.41035 | 0.43661 | 0.40949 | 0.41035 | 0.42068 | 0.44565 | 0.4224 | 0.43575 | 0.41164 | 0.44135 | 0.45039 | 0.44178 | 0.41779 | 0.42741 | 0.43747 | 0.41997 | 0.43485 | 0.42785 | 0.42566 | 0.44141 | 0.42697 | 0.44141 | 0.43047 | 0.44316 | 0.43747 | 0.45104 | 0.43354 | 0.42785 | 0.4226 | 0.41779 | 0.44185 | 0.41647 | 0.42085 | 0.44885 | 0.43047 | 0.45935 | 0.41997 | 0.44535 | 0.45322 | 0.4226 | 0.42697 | 0.43222 | 0.43835 | 0.45628 | 0.43354 | 0.45016 | 0.42829 | 0.44316 | 0.44754 | 0.4156 | 0.44141 | 0.43879 | 0.43485 | 0.45104 | 0.43179 | 0.43572 | 0.45147 | 0.43222 | 0.42829 | 0.43091 | 0.43529 | 0.42085 | 0.41954 | 0.43179 | 0.43529 | 0.43835 | 0.44797 | 0.45366 | 0.42872 | 0.44797 | 0.44141 | 0.44885 | 0.42391 | 0.43179 | 0.42172 | 0.45935 | 0.42304 | 0.44404 | 0.43616 | 0.44447 | 0.41604 | 0.44797 | 0.43354 | 0.45104 | 0.42085 | 0.42085 | 0.4156 | 0.44929 | 0.43791 | 0.45497 | 0.4156 | 0.4366 | 0.42216 | 0.42916 | 0.45847 | 0.4541 | 0.42741 | 0.43222 | 0.43397 | 0.41954 | 0.42172 | 0.42216 | 0.44929 | 0.45453 | 0.43835 | 0.42872 | 0.42479
ON_MBY_DSS | 733 | 230 | ON | 0.004533 | 733 | 24640 | 1.1169 | 1.2364 | 1.1918 | 1.1713 | 1.1677 | 1.1665 | 1.2003 | 1.2268 | 1.2413 | 1.1653 | 1.146 | 1.193 | 1.234 | 1.1689 | 1.2159 | 1.2268 | 1.1737 | 1.1629 | 1.2545 | 1.1846 | 1.1858 | 1.187 | 1.1617 | 1.1713 | 1.1954 | 1.1653 | 1.1604 | 1.1978 | 1.2437 | 1.1966 | 1.1496 | 1.1822 | 1.1629 | 1.2183 | 1.1677 | 1.2051 | 1.1785 | 1.1496 | 1.1858 | 1.2557 | 1.187 | 1.1749 | 1.2425 | 1.146 | 1.228 | 1.2015 | 1.1858 | 1.2545 | 1.158 | 1.3615 | 1.2679 | 1.2863 | 1.3035 | 1.3509 | 1.2903 | 1.2929 | 1.2784 | 1.3654 | 1.3483 | 1.2679 | 1.2639 | 1.285 | 1.3312 | 1.3522 | 1.3562 | 1.3786 | 1.2824 | 1.3114 | 1.2863 | 1.3457 | 1.3206 | 1.3035 | 1.2613 | 1.2982 | 1.3022 | 1.3206 | 1.3008 | 1.2574 | 1.2587 | 1.2521 | 1.3035 | 1.3615 | 1.2758 | 1.3061 | 1.2626 | 1.2718 | 1.3325 | 1.2929 | 1.3338 | 1.376 | 1.3602 | 1.3298 | 1.3839 | 1.3088 | 1.289 | 1.2771 | 1.2587 | 1.3068 | 1.3912 | 1.3323 | 1.3229 | 1.3618 | 1.3591 | 1.3537 | 1.3537 | 1.3028 | 1.3805 | 1.3805 | 1.3644 | 1.2854 | 1.3484 | 1.3926 | 1.3805 | 1.3162 | 1.3014 | 1.406 | 1.3216 | 1.3832 | 1.351 | 1.2894 | 1.3658 | 1.2961 | 1.3859 | 1.3055 | 1.2733 | 1.3698 | 1.2854 | 1.2961 | 1.406 | 1.3135 | 1.3175 | 1.3149 | 1.2813 | 1.3698 | 1.3028 | 1.3551 | 1.2733 | 1.2921 | 1.3631 | 1.3256 | 1.3805 | 1.3631 | 1.3939 | 1.4073 | 1.3189 | 1.4506 | 1.4353 | 1.4646 | 1.4506 | 1.3333 | 1.3934 | 1.4325 | 1.3822 | 1.4562 | 1.4576 | 1.3333 | 1.4031 | 1.4618 | 1.4031 | 1.4269 | 1.4311 | 1.4464 | 1.3529 | 1.4367 | 1.3962 | 1.3822 | 1.4101 | 1.4017 | 1.4325 | 1.3766 | 1.3654 | 1.4618 | 1.4353 | 1.4059 | 1.3361 | 1.4059 | 1.4576 | 1.3654 | 1.3892 | 1.3892 | 1.385 | 1.3305 | 1.4157 | 1.3278 | 1.3305 | 1.3641 | 1.445 | 1.3696 | 1.4129 | 1.3347 | 1.4311 | 1.4604 | 1.4325 | 1.3547 | 1.3859 | 1.4185 | 1.3618 | 1.41 | 1.3873 | 1.3802 | 1.4313 | 1.3845 | 1.4313 | 1.3958 | 1.4369 | 1.4185 | 1.4625 | 1.4057 | 1.3873 | 1.3703 | 1.3547 | 1.4327 | 1.3504 | 1.3646 | 1.4554 | 1.3958 | 1.4894 | 1.3618 | 1.444 | 1.4696 | 1.3703 | 1.3845 | 1.4015 | 1.4213 | 1.4795 | 1.4057 | 1.4596 | 1.3887 | 1.4369 | 1.4511 | 1.3476 | 1.4313 | 1.4228 | 1.41 | 1.4625 | 1.4001 | 1.4128 | 1.4639 | 1.4015 | 1.3887 | 1.3972 | 1.4114 | 1.3646 | 1.3603 | 1.4001 | 1.4114 | 1.4213 | 1.4525 | 1.471 | 1.3901 | 1.4525 | 1.4313 | 1.4554 | 1.3745 | 1.4001 | 1.3674 | 1.4894 | 1.3717 | 1.4398 | 1.4142 | 1.4412 | 1.349 | 1.4525 | 1.4057 | 1.4625 | 1.3646 | 1.3646 | 1.3476 | 1.4568 | 1.4199 | 1.4752 | 1.3476 | 1.4157 | 1.3689 | 1.3916 | 1.4866 | 1.4724 | 1.3859 | 1.4015 | 1.4072 | 1.3603 | 1.3674 | 1.3689 | 1.4568 | 1.4738 | 1.4213 | 1.3901 | 1.3774
ON_MDH_DSS | 734 | 230 | ON | 0.002337 | 734 | 24640 | 0.57584 | 0.63745 | 0.61444 | 0.60387 | 0.602 | 0.60138 | 0.61879 | 0.63248 | 0.63994 | 0.60076 | 0.59081 | 0.61506 | 0.63621 | 0.60262 | 0.62688 | 0.63248 | 0.60511 | 0.59952 | 0.64678 | 0.61071 | 0.61133 | 0.61195 | 0.59889 | 0.60387 | 0.61631 | 0.60076 | 0.59827 | 0.61755 | 0.64118 | 0.61693 | 0.59267 | 0.60947 | 0.59952 | 0.62812 | 0.602 | 0.62128 | 0.6076 | 0.59267 | 0.61133 | 0.6474 | 0.61195 | 0.60573 | 0.64056 | 0.59081 | 0.6331 | 0.61942 | 0.61133 | 0.64678 | 0.59703 | 0.70191 | 0.65367 | 0.66318 | 0.67201 | 0.69647 | 0.66522 | 0.66658 | 0.6591 | 0.70395 | 0.69512 | 0.65367 | 0.65163 | 0.6625 | 0.68628 | 0.69715 | 0.69919 | 0.71074 | 0.66114 | 0.67609 | 0.66318 | 0.69376 | 0.68085 | 0.67201 | 0.65027 | 0.6693 | 0.67133 | 0.68085 | 0.67065 | 0.64823 | 0.64891 | 0.64551 | 0.67201 | 0.70191 | 0.65774 | 0.67337 | 0.65095 | 0.65571 | 0.68696 | 0.66658 | 0.68764 | 0.70938 | 0.70123 | 0.6856 | 0.71346 | 0.67473 | 0.66454 | 0.65842 | 0.64891 | 0.67373 | 0.71726 | 0.68686 | 0.68202 | 0.70206 | 0.70068 | 0.69791 | 0.69791 | 0.67166 | 0.71173 | 0.71173 | 0.70344 | 0.66267 | 0.69515 | 0.71795 | 0.71173 | 0.67857 | 0.67097 | 0.72486 | 0.68133 | 0.71312 | 0.69653 | 0.66475 | 0.70413 | 0.6682 | 0.7145 | 0.67304 | 0.65645 | 0.70621 | 0.66267 | 0.6682 | 0.72486 | 0.67718 | 0.67926 | 0.67788 | 0.6606 | 0.70621 | 0.67166 | 0.69861 | 0.65645 | 0.66613 | 0.70275 | 0.6834 | 0.71173 | 0.70275 | 0.71864 | 0.72555 | 0.67995 | 0.74787 | 0.73995 | 0.75507 | 0.74787 | 0.68741 | 0.71836 | 0.73851 | 0.7126 | 0.75075 | 0.75147 | 0.68741 | 0.72339 | 0.75363 | 0.72339 | 0.73563 | 0.73779 | 0.74571 | 0.69748 | 0.74067 | 0.7198 | 0.7126 | 0.72699 | 0.72268 | 0.73851 | 0.70972 | 0.70396 | 0.75363 | 0.73995 | 0.72483 | 0.68884 | 0.72483 | 0.75147 | 0.70396 | 0.7162 | 0.7162 | 0.71404 | 0.68597 | 0.72987 | 0.68453 | 0.68597 | 0.70324 | 0.74499 | 0.70612 | 0.72843 | 0.68812 | 0.73779 | 0.75291 | 0.73851 | 0.6984 | 0.71449 | 0.73131 | 0.70206 | 0.72692 | 0.71522 | 0.71157 | 0.73789 | 0.71376 | 0.73789 | 0.71961 | 0.74082 | 0.73131 | 0.75398 | 0.72473 | 0.71522 | 0.70645 | 0.6984 | 0.73863 | 0.69621 | 0.70352 | 0.75033 | 0.71961 | 0.76788 | 0.70206 | 0.74448 | 0.75764 | 0.70645 | 0.71376 | 0.72254 | 0.73278 | 0.76276 | 0.72473 | 0.75252 | 0.71596 | 0.74082 | 0.74813 | 0.69475 | 0.73789 | 0.73351 | 0.72692 | 0.75398 | 0.72181 | 0.72839 | 0.75471 | 0.72254 | 0.71596 | 0.72034 | 0.72766 | 0.70352 | 0.70133 | 0.72181 | 0.72766 | 0.73278 | 0.74886 | 0.75837 | 0.71669 | 0.74886 | 0.73789 | 0.75033 | 0.70864 | 0.72181 | 0.70499 | 0.76788 | 0.70718 | 0.74228 | 0.72912 | 0.74301 | 0.69548 | 0.74886 | 0.72473 | 0.75398 | 0.70352 | 0.70352 | 0.69475 | 0.75106 | 0.73204 | 0.76057 | 0.69475 | 0.72985 | 0.70572 | 0.71742 | 0.76642 | 0.7591 | 0.71449 | 0.72254 | 0.72546 | 0.70133 | 0.70499 | 0.70572 | 0.75106 | 0.75983 | 0.73278 | 0.71669 | 0.7101
ON_MDV_DSS | 735 | 230 | ON | 0.003487 | 735 | 24640 | 0.8592 | 0.95113 | 0.9168 | 0.90102 | 0.89824 | 0.89731 | 0.92329 | 0.94371 | 0.95484 | 0.89638 | 0.88154 | 0.91773 | 0.94927 | 0.89917 | 0.93536 | 0.94371 | 0.90288 | 0.89453 | 0.96505 | 0.91123 | 0.91216 | 0.91309 | 0.8936 | 0.90102 | 0.91958 | 0.89638 | 0.89267 | 0.92144 | 0.9567 | 0.92051 | 0.88432 | 0.90937 | 0.89453 | 0.93721 | 0.89824 | 0.927 | 0.90659 | 0.88432 | 0.91216 | 0.96598 | 0.91309 | 0.90381 | 0.95577 | 0.88154 | 0.94464 | 0.92422 | 0.91216 | 0.96505 | 0.89082 | 1.0473 | 0.97533 | 0.98952 | 1.0027 | 1.0392 | 0.99256 | 0.99459 | 0.98344 | 1.0504 | 1.0372 | 0.97533 | 0.97228 | 0.98851 | 1.024 | 1.0402 | 1.0433 | 1.0605 | 0.98648 | 1.0088 | 0.98952 | 1.0351 | 1.0159 | 1.0027 | 0.97026 | 0.99864 | 1.0017 | 1.0159 | 1.0007 | 0.96722 | 0.96823 | 0.96316 | 1.0027 | 1.0473 | 0.98141 | 1.0047 | 0.97127 | 0.97837 | 1.025 | 0.99459 | 1.026 | 1.0585 | 1.0463 | 1.023 | 1.0645 | 1.0068 | 0.99155 | 0.98242 | 0.96823 | 1.0053 | 1.0702 | 1.0248 | 1.0176 | 1.0475 | 1.0455 | 1.0413 | 1.0413 | 1.0022 | 1.062 | 1.062 | 1.0496 | 0.98876 | 1.0372 | 1.0712 | 1.062 | 1.0125 | 1.0011 | 1.0816 | 1.0166 | 1.064 | 1.0393 | 0.99186 | 1.0506 | 0.99701 | 1.0661 | 1.0042 | 0.97948 | 1.0537 | 0.98876 | 0.99701 | 1.0816 | 1.0104 | 1.0135 | 1.0114 | 0.98567 | 1.0537 | 1.0022 | 1.0424 | 0.97948 | 0.99392 | 1.0486 | 1.0197 | 1.062 | 1.0486 | 1.0723 | 1.0826 | 1.0145 | 1.1159 | 1.1041 | 1.1266 | 1.1159 | 1.0257 | 1.0718 | 1.1019 | 1.0633 | 1.1202 | 1.1213 | 1.0257 | 1.0794 | 1.1245 | 1.0794 | 1.0976 | 1.1008 | 1.1127 | 1.0407 | 1.1051 | 1.074 | 1.0633 | 1.0847 | 1.0783 | 1.1019 | 1.059 | 1.0504 | 1.1245 | 1.1041 | 1.0815 | 1.0278 | 1.0815 | 1.1213 | 1.0504 | 1.0686 | 1.0686 | 1.0654 | 1.0235 | 1.089 | 1.0214 | 1.0235 | 1.0493 | 1.1116 | 1.0536 | 1.0869 | 1.0267 | 1.1008 | 1.1234 | 1.1019 | 1.0421 | 1.0661 | 1.0912 | 1.0475 | 1.0846 | 1.0672 | 1.0617 | 1.101 | 1.065 | 1.101 | 1.0737 | 1.1054 | 1.0912 | 1.125 | 1.0814 | 1.0672 | 1.0541 | 1.0421 | 1.1021 | 1.0388 | 1.0497 | 1.1196 | 1.0737 | 1.1457 | 1.0475 | 1.1108 | 1.1305 | 1.0541 | 1.065 | 1.0781 | 1.0934 | 1.1381 | 1.0814 | 1.1228 | 1.0683 | 1.1054 | 1.1163 | 1.0366 | 1.101 | 1.0945 | 1.0846 | 1.125 | 1.077 | 1.0868 | 1.1261 | 1.0781 | 1.0683 | 1.0748 | 1.0857 | 1.0497 | 1.0464 | 1.077 | 1.0857 | 1.0934 | 1.1174 | 1.1316 | 1.0694 | 1.1174 | 1.101 | 1.1196 | 1.0574 | 1.077 | 1.0519 | 1.1457 | 1.0552 | 1.1075 | 1.0879 | 1.1086 | 1.0377 | 1.1174 | 1.0814 | 1.125 | 1.0497 | 1.0497 | 1.0366 | 1.1206 | 1.0923 | 1.1348 | 1.0366 | 1.089 | 1.053 | 1.0704 | 1.1436 | 1.1326 | 1.0661 | 1.0781 | 1.0825 | 1.0464 | 1.0519 | 1.053 | 1.1206 | 1.1337 | 1.0934 | 1.0694 | 1.0595
ON_MER_TSS | 736 | 230 | ON | 0.003026 | 736 | 24640 | 0.74561 | 0.82539 | 0.79559 | 0.7819 | 0.77949 | 0.77868 | 0.80123 | 0.81894 | 0.82861 | 0.77788 | 0.76499 | 0.7964 | 0.82378 | 0.78029 | 0.8117 | 0.81894 | 0.78351 | 0.77627 | 0.83747 | 0.79076 | 0.79157 | 0.79237 | 0.77546 | 0.7819 | 0.79801 | 0.77788 | 0.77466 | 0.79962 | 0.83022 | 0.79881 | 0.76741 | 0.78915 | 0.77627 | 0.81331 | 0.77949 | 0.80445 | 0.78673 | 0.76741 | 0.79157 | 0.83827 | 0.79237 | 0.78432 | 0.82941 | 0.76499 | 0.81975 | 0.80203 | 0.79157 | 0.83747 | 0.77304 | 0.90885 | 0.84638 | 0.8587 | 0.87014 | 0.90181 | 0.86134 | 0.8631 | 0.85342 | 0.91149 | 0.90005 | 0.84638 | 0.84374 | 0.85782 | 0.88861 | 0.90269 | 0.90533 | 0.92029 | 0.85606 | 0.87542 | 0.8587 | 0.89829 | 0.88158 | 0.87014 | 0.84198 | 0.86662 | 0.86926 | 0.88158 | 0.86838 | 0.83934 | 0.84022 | 0.83582 | 0.87014 | 0.90885 | 0.85166 | 0.8719 | 0.84286 | 0.84902 | 0.88949 | 0.8631 | 0.89037 | 0.91853 | 0.90797 | 0.88773 | 0.92381 | 0.87366 | 0.86046 | 0.85254 | 0.84022 | 0.87236 | 0.92873 | 0.88936 | 0.8831 | 0.90904 | 0.90725 | 0.90367 | 0.90367 | 0.86968 | 0.92157 | 0.92157 | 0.91083 | 0.85804 | 0.9001 | 0.92962 | 0.92157 | 0.87862 | 0.86878 | 0.93857 | 0.8822 | 0.92336 | 0.90189 | 0.86073 | 0.91173 | 0.8652 | 0.92515 | 0.87146 | 0.84999 | 0.91441 | 0.85804 | 0.8652 | 0.93857 | 0.87683 | 0.87952 | 0.87773 | 0.85536 | 0.91441 | 0.86968 | 0.90457 | 0.84999 | 0.86252 | 0.90994 | 0.88489 | 0.92157 | 0.90994 | 0.93052 | 0.93946 | 0.88041 | 0.96836 | 0.9581 | 0.97768 | 0.96836 | 0.89007 | 0.93014 | 0.95624 | 0.92269 | 0.97208 | 0.97302 | 0.89007 | 0.93667 | 0.97581 | 0.93667 | 0.95251 | 0.95531 | 0.96556 | 0.90312 | 0.95904 | 0.93201 | 0.92269 | 0.94133 | 0.93574 | 0.95624 | 0.91896 | 0.9115 | 0.97581 | 0.9581 | 0.93853 | 0.89193 | 0.93853 | 0.97302 | 0.9115 | 0.92735 | 0.92735 | 0.92455 | 0.8882 | 0.94506 | 0.88634 | 0.8882 | 0.91057 | 0.96463 | 0.9143 | 0.94319 | 0.891 | 0.95531 | 0.97488 | 0.95624 | 0.90431 | 0.92514 | 0.94692 | 0.90904 | 0.94124 | 0.92609 | 0.92135 | 0.95544 | 0.92419 | 0.95544 | 0.93177 | 0.95923 | 0.94692 | 0.97627 | 0.9384 | 0.92609 | 0.91472 | 0.90431 | 0.95639 | 0.90147 | 0.91094 | 0.97154 | 0.93177 | 0.99427 | 0.90904 | 0.96396 | 0.98101 | 0.91472 | 0.92419 | 0.93556 | 0.94881 | 0.98764 | 0.9384 | 0.97438 | 0.92703 | 0.95923 | 0.9687 | 0.89957 | 0.95544 | 0.94976 | 0.94124 | 0.97627 | 0.93461 | 0.94313 | 0.97722 | 0.93556 | 0.92703 | 0.93272 | 0.94219 | 0.91094 | 0.9081 | 0.93461 | 0.94219 | 0.94881 | 0.96965 | 0.98196 | 0.92798 | 0.96965 | 0.95544 | 0.97154 | 0.91757 | 0.93461 | 0.91283 | 0.99427 | 0.91567 | 0.96112 | 0.94408 | 0.96207 | 0.90052 | 0.96965 | 0.9384 | 0.97627 | 0.91094 | 0.91094 | 0.89957 | 0.97249 | 0.94787 | 0.9848 | 0.89957 | 0.94503 | 0.91378 | 0.92893 | 0.99237 | 0.9829 | 0.92514 | 0.93556 | 0.93934 | 0.9081 | 0.91283 | 0.91378 | 0.97249 | 0.98385 | 0.94881 | 0.92798 | 0.91946
ON_MIL_SWS | 737 | 500 | ON | 0.005313 | 737 | 24640 | 1.3091 | 1.4492 | 1.3969 | 1.3729 | 1.3686 | 1.3672 | 1.4068 | 1.4379 | 1.4549 | 1.3658 | 1.3432 | 1.3983 | 1.4464 | 1.37 | 1.4252 | 1.4379 | 1.3757 | 1.363 | 1.4704 | 1.3884 | 1.3898 | 1.3912 | 1.3615 | 1.3729 | 1.4011 | 1.3658 | 1.3601 | 1.404 | 1.4577 | 1.4025 | 1.3474 | 1.3856 | 1.363 | 1.428 | 1.3686 | 1.4124 | 1.3813 | 1.3474 | 1.3898 | 1.4718 | 1.3912 | 1.3771 | 1.4563 | 1.3432 | 1.4393 | 1.4082 | 1.3898 | 1.4704 | 1.3573 | 1.5957 | 1.4861 | 1.5077 | 1.5278 | 1.5834 | 1.5123 | 1.5154 | 1.4984 | 1.6004 | 1.5803 | 1.4861 | 1.4814 | 1.5061 | 1.5602 | 1.5849 | 1.5896 | 1.6158 | 1.5031 | 1.537 | 1.5077 | 1.5772 | 1.5479 | 1.5278 | 1.4783 | 1.5216 | 1.5262 | 1.5479 | 1.5247 | 1.4737 | 1.4753 | 1.4675 | 1.5278 | 1.5957 | 1.4953 | 1.5309 | 1.4799 | 1.4907 | 1.5618 | 1.5154 | 1.5633 | 1.6127 | 1.5942 | 1.5587 | 1.622 | 1.534 | 1.5108 | 1.4969 | 1.4753 | 1.5317 | 1.6306 | 1.5615 | 1.5505 | 1.5961 | 1.5929 | 1.5867 | 1.5867 | 1.527 | 1.6181 | 1.6181 | 1.5992 | 1.5065 | 1.5804 | 1.6322 | 1.6181 | 1.5427 | 1.5254 | 1.6479 | 1.549 | 1.6212 | 1.5835 | 1.5113 | 1.6008 | 1.5191 | 1.6244 | 1.5301 | 1.4924 | 1.6055 | 1.5065 | 1.5191 | 1.6479 | 1.5395 | 1.5442 | 1.5411 | 1.5018 | 1.6055 | 1.527 | 1.5882 | 1.4924 | 1.5144 | 1.5977 | 1.5537 | 1.6181 | 1.5977 | 1.6338 | 1.6495 | 1.5458 | 1.7002 | 1.6822 | 1.7166 | 1.7002 | 1.5628 | 1.6331 | 1.679 | 1.62 | 1.7068 | 1.7084 | 1.5628 | 1.6446 | 1.7133 | 1.6446 | 1.6724 | 1.6773 | 1.6953 | 1.5857 | 1.6839 | 1.6364 | 1.62 | 1.6528 | 1.6429 | 1.679 | 1.6135 | 1.6004 | 1.7133 | 1.6822 | 1.6479 | 1.566 | 1.6479 | 1.7084 | 1.6004 | 1.6282 | 1.6282 | 1.6233 | 1.5595 | 1.6593 | 1.5562 | 1.5595 | 1.5988 | 1.6937 | 1.6053 | 1.656 | 1.5644 | 1.6773 | 1.7117 | 1.679 | 1.5878 | 1.6243 | 1.6626 | 1.5961 | 1.6526 | 1.626 | 1.6177 | 1.6775 | 1.6227 | 1.6775 | 1.636 | 1.6842 | 1.6626 | 1.7141 | 1.6476 | 1.626 | 1.6061 | 1.5878 | 1.6792 | 1.5828 | 1.5994 | 1.7058 | 1.636 | 1.7457 | 1.5961 | 1.6925 | 1.7224 | 1.6061 | 1.6227 | 1.6426 | 1.6659 | 1.7341 | 1.6476 | 1.7108 | 1.6277 | 1.6842 | 1.7008 | 1.5795 | 1.6775 | 1.6676 | 1.6526 | 1.7141 | 1.641 | 1.6559 | 1.7158 | 1.6426 | 1.6277 | 1.6376 | 1.6543 | 1.5994 | 1.5944 | 1.641 | 1.6543 | 1.6659 | 1.7025 | 1.7241 | 1.6293 | 1.7025 | 1.6775 | 1.7058 | 1.611 | 1.641 | 1.6027 | 1.7457 | 1.6077 | 1.6875 | 1.6576 | 1.6892 | 1.5811 | 1.7025 | 1.6476 | 1.7141 | 1.5994 | 1.5994 | 1.5795 | 1.7075 | 1.6642 | 1.7291 | 1.5795 | 1.6593 | 1.6044 | 1.631 | 1.7424 | 1.7258 | 1.6243 | 1.6426 | 1.6493 | 1.5944 | 1.6027 | 1.6044 | 1.7075 | 1.7274 | 1.6659 | 1.6293 | 1.6144
ON_MJ1_JCT | 738 | 230 | ON | 0.003203 | 738 | 24640 | 0.78922 | 0.87367 | 0.84213 | 0.82764 | 0.82508 | 0.82423 | 0.84809 | 0.86685 | 0.87708 | 0.82338 | 0.80974 | 0.84298 | 0.87196 | 0.82593 | 0.85918 | 0.86685 | 0.82934 | 0.82167 | 0.88645 | 0.83701 | 0.83787 | 0.83872 | 0.82082 | 0.82764 | 0.84469 | 0.82338 | 0.81997 | 0.84639 | 0.87878 | 0.84554 | 0.8123 | 0.83531 | 0.82167 | 0.86088 | 0.82508 | 0.8515 | 0.83275 | 0.8123 | 0.83787 | 0.8873 | 0.83872 | 0.8302 | 0.87793 | 0.80974 | 0.8677 | 0.84895 | 0.83787 | 0.88645 | 0.81826 | 0.96201 | 0.89589 | 0.90893 | 0.92103 | 0.95456 | 0.91172 | 0.91358 | 0.90334 | 0.9648 | 0.9527 | 0.89589 | 0.8931 | 0.908 | 0.94059 | 0.95549 | 0.95829 | 0.97412 | 0.90613 | 0.92662 | 0.90893 | 0.95084 | 0.93314 | 0.92103 | 0.89123 | 0.91731 | 0.9201 | 0.93314 | 0.91917 | 0.88844 | 0.88937 | 0.88471 | 0.92103 | 0.96201 | 0.90148 | 0.9229 | 0.89216 | 0.89868 | 0.94152 | 0.91358 | 0.94245 | 0.97225 | 0.96108 | 0.93966 | 0.97784 | 0.92476 | 0.91079 | 0.90241 | 0.88937 | 0.92339 | 0.98305 | 0.94138 | 0.93475 | 0.96222 | 0.96032 | 0.95653 | 0.95653 | 0.92055 | 0.97547 | 0.97547 | 0.96411 | 0.90823 | 0.95275 | 0.984 | 0.97547 | 0.93002 | 0.9196 | 0.99347 | 0.9338 | 0.97737 | 0.95464 | 0.91107 | 0.96506 | 0.91581 | 0.97926 | 0.92244 | 0.89971 | 0.9679 | 0.90823 | 0.91581 | 0.99347 | 0.92812 | 0.93096 | 0.92907 | 0.90539 | 0.9679 | 0.92055 | 0.95748 | 0.89971 | 0.91297 | 0.96316 | 0.93665 | 0.97547 | 0.96316 | 0.98495 | 0.99442 | 0.93191 | 1.025 | 1.0141 | 1.0349 | 1.025 | 0.94213 | 0.98455 | 1.0122 | 0.97666 | 1.0289 | 1.0299 | 0.94213 | 0.99146 | 1.0329 | 0.99146 | 1.0082 | 1.0112 | 1.022 | 0.95594 | 1.0151 | 0.98652 | 0.97666 | 0.99639 | 0.99047 | 1.0122 | 0.97271 | 0.96482 | 1.0329 | 1.0141 | 0.99343 | 0.9441 | 0.99343 | 1.0299 | 0.96482 | 0.98159 | 0.98159 | 0.97863 | 0.94016 | 1.0003 | 0.93818 | 0.94016 | 0.96383 | 1.0211 | 0.96778 | 0.99836 | 0.94312 | 1.0112 | 1.0319 | 1.0122 | 0.9572 | 0.97926 | 1.0023 | 0.96222 | 0.99629 | 0.98026 | 0.97525 | 1.0113 | 0.97825 | 1.0113 | 0.98627 | 1.0153 | 1.0023 | 1.0334 | 0.99329 | 0.98026 | 0.96823 | 0.9572 | 1.0123 | 0.9542 | 0.96422 | 1.0284 | 0.98627 | 1.0524 | 0.96222 | 1.0203 | 1.0384 | 0.96823 | 0.97825 | 0.99028 | 1.0043 | 1.0454 | 0.99329 | 1.0314 | 0.98126 | 1.0153 | 1.0254 | 0.95219 | 1.0113 | 1.0053 | 0.99629 | 1.0334 | 0.98928 | 0.9983 | 1.0344 | 0.99028 | 0.98126 | 0.98727 | 0.9973 | 0.96422 | 0.96121 | 0.98928 | 0.9973 | 1.0043 | 1.0264 | 1.0394 | 0.98226 | 1.0264 | 1.0113 | 1.0284 | 0.97124 | 0.98928 | 0.96623 | 1.0524 | 0.96923 | 1.0173 | 0.9993 | 1.0183 | 0.9532 | 1.0264 | 0.99329 | 1.0334 | 0.96422 | 0.96422 | 0.95219 | 1.0294 | 1.0033 | 1.0424 | 0.95219 | 1.0003 | 0.96723 | 0.98326 | 1.0504 | 1.0404 | 0.97926 | 0.99028 | 0.99429 | 0.96121 | 0.96623 | 0.96723 | 1.0294 | 1.0414 | 1.0043 | 0.98226 | 0.97324
ON_MJ2_JCT | 739 | 230 | ON | 0.003203 | 739 | 24640 | 0.78922 | 0.87367 | 0.84213 | 0.82764 | 0.82508 | 0.82423 | 0.84809 | 0.86685 | 0.87708 | 0.82338 | 0.80974 | 0.84298 | 0.87196 | 0.82593 | 0.85918 | 0.86685 | 0.82934 | 0.82167 | 0.88645 | 0.83701 | 0.83787 | 0.83872 | 0.82082 | 0.82764 | 0.84469 | 0.82338 | 0.81997 | 0.84639 | 0.87878 | 0.84554 | 0.8123 | 0.83531 | 0.82167 | 0.86088 | 0.82508 | 0.8515 | 0.83275 | 0.8123 | 0.83787 | 0.8873 | 0.83872 | 0.8302 | 0.87793 | 0.80974 | 0.8677 | 0.84895 | 0.83787 | 0.88645 | 0.81826 | 0.96201 | 0.89589 | 0.90893 | 0.92103 | 0.95456 | 0.91172 | 0.91358 | 0.90334 | 0.9648 | 0.9527 | 0.89589 | 0.8931 | 0.908 | 0.94059 | 0.95549 | 0.95829 | 0.97412 | 0.90613 | 0.92662 | 0.90893 | 0.95084 | 0.93314 | 0.92103 | 0.89123 | 0.91731 | 0.9201 | 0.93314 | 0.91917 | 0.88844 | 0.88937 | 0.88471 | 0.92103 | 0.96201 | 0.90148 | 0.9229 | 0.89216 | 0.89868 | 0.94152 | 0.91358 | 0.94245 | 0.97225 | 0.96108 | 0.93966 | 0.97784 | 0.92476 | 0.91079 | 0.90241 | 0.88937 | 0.92339 | 0.98305 | 0.94138 | 0.93475 | 0.96222 | 0.96032 | 0.95653 | 0.95653 | 0.92055 | 0.97547 | 0.97547 | 0.96411 | 0.90823 | 0.95275 | 0.984 | 0.97547 | 0.93002 | 0.9196 | 0.99347 | 0.9338 | 0.97737 | 0.95464 | 0.91107 | 0.96506 | 0.91581 | 0.97926 | 0.92244 | 0.89971 | 0.9679 | 0.90823 | 0.91581 | 0.99347 | 0.92812 | 0.93096 | 0.92907 | 0.90539 | 0.9679 | 0.92055 | 0.95748 | 0.89971 | 0.91297 | 0.96316 | 0.93665 | 0.97547 | 0.96316 | 0.98495 | 0.99442 | 0.93191 | 1.025 | 1.0141 | 1.0349 | 1.025 | 0.94213 | 0.98455 | 1.0122 | 0.97666 | 1.0289 | 1.0299 | 0.94213 | 0.99146 | 1.0329 | 0.99146 | 1.0082 | 1.0112 | 1.022 | 0.95594 | 1.0151 | 0.98652 | 0.97666 | 0.99639 | 0.99047 | 1.0122 | 0.97271 | 0.96482 | 1.0329 | 1.0141 | 0.99343 | 0.9441 | 0.99343 | 1.0299 | 0.96482 | 0.98159 | 0.98159 | 0.97863 | 0.94016 | 1.0003 | 0.93818 | 0.94016 | 0.96383 | 1.0211 | 0.96778 | 0.99836 | 0.94312 | 1.0112 | 1.0319 | 1.0122 | 0.9572 | 0.97926 | 1.0023 | 0.96222 | 0.99629 | 0.98026 | 0.97525 | 1.0113 | 0.97825 | 1.0113 | 0.98627 | 1.0153 | 1.0023 | 1.0334 | 0.99329 | 0.98026 | 0.96823 | 0.9572 | 1.0123 | 0.9542 | 0.96422 | 1.0284 | 0.98627 | 1.0524 | 0.96222 | 1.0203 | 1.0384 | 0.96823 | 0.97825 | 0.99028 | 1.0043 | 1.0454 | 0.99329 | 1.0314 | 0.98126 | 1.0153 | 1.0254 | 0.95219 | 1.0113 | 1.0053 | 0.99629 | 1.0334 | 0.98928 | 0.9983 | 1.0344 | 0.99028 | 0.98126 | 0.98727 | 0.9973 | 0.96422 | 0.96121 | 0.98928 | 0.9973 | 1.0043 | 1.0264 | 1.0394 | 0.98226 | 1.0264 | 1.0113 | 1.0284 | 0.97124 | 0.98928 | 0.96623 | 1.0524 | 0.96923 | 1.0173 | 0.9993 | 1.0183 | 0.9532 | 1.0264 | 0.99329 | 1.0334 | 0.96422 | 0.96422 | 0.95219 | 1.0294 | 1.0033 | 1.0424 | 0.95219 | 1.0003 | 0.96723 | 0.98326 | 1.0504 | 1.0404 | 0.97926 | 0.99028 | 0.99429 | 0.96121 | 0.96623 | 0.96723 | 1.0294 | 1.0414 | 1.0043 | 0.98226 | 0.97324
ON_MJ3_JCT | 740 | 230 | ON | 0.003203 | 740 | 24640 | 0.78922 | 0.87367 | 0.84213 | 0.82764 | 0.82508 | 0.82423 | 0.84809 | 0.86685 | 0.87708 | 0.82338 | 0.80974 | 0.84298 | 0.87196 | 0.82593 | 0.85918 | 0.86685 | 0.82934 | 0.82167 | 0.88645 | 0.83701 | 0.83787 | 0.83872 | 0.82082 | 0.82764 | 0.84469 | 0.82338 | 0.81997 | 0.84639 | 0.87878 | 0.84554 | 0.8123 | 0.83531 | 0.82167 | 0.86088 | 0.82508 | 0.8515 | 0.83275 | 0.8123 | 0.83787 | 0.8873 | 0.83872 | 0.8302 | 0.87793 | 0.80974 | 0.8677 | 0.84895 | 0.83787 | 0.88645 | 0.81826 | 0.96201 | 0.89589 | 0.90893 | 0.92103 | 0.95456 | 0.91172 | 0.91358 | 0.90334 | 0.9648 | 0.9527 | 0.89589 | 0.8931 | 0.908 | 0.94059 | 0.95549 | 0.95829 | 0.97412 | 0.90613 | 0.92662 | 0.90893 | 0.95084 | 0.93314 | 0.92103 | 0.89123 | 0.91731 | 0.9201 | 0.93314 | 0.91917 | 0.88844 | 0.88937 | 0.88471 | 0.92103 | 0.96201 | 0.90148 | 0.9229 | 0.89216 | 0.89868 | 0.94152 | 0.91358 | 0.94245 | 0.97225 | 0.96108 | 0.93966 | 0.97784 | 0.92476 | 0.91079 | 0.90241 | 0.88937 | 0.92339 | 0.98305 | 0.94138 | 0.93475 | 0.96222 | 0.96032 | 0.95653 | 0.95653 | 0.92055 | 0.97547 | 0.97547 | 0.96411 | 0.90823 | 0.95275 | 0.984 | 0.97547 | 0.93002 | 0.9196 | 0.99347 | 0.9338 | 0.97737 | 0.95464 | 0.91107 | 0.96506 | 0.91581 | 0.97926 | 0.92244 | 0.89971 | 0.9679 | 0.90823 | 0.91581 | 0.99347 | 0.92812 | 0.93096 | 0.92907 | 0.90539 | 0.9679 | 0.92055 | 0.95748 | 0.89971 | 0.91297 | 0.96316 | 0.93665 | 0.97547 | 0.96316 | 0.98495 | 0.99442 | 0.93191 | 1.025 | 1.0141 | 1.0349 | 1.025 | 0.94213 | 0.98455 | 1.0122 | 0.97666 | 1.0289 | 1.0299 | 0.94213 | 0.99146 | 1.0329 | 0.99146 | 1.0082 | 1.0112 | 1.022 | 0.95594 | 1.0151 | 0.98652 | 0.97666 | 0.99639 | 0.99047 | 1.0122 | 0.97271 | 0.96482 | 1.0329 | 1.0141 | 0.99343 | 0.9441 | 0.99343 | 1.0299 | 0.96482 | 0.98159 | 0.98159 | 0.97863 | 0.94016 | 1.0003 | 0.93818 | 0.94016 | 0.96383 | 1.0211 | 0.96778 | 0.99836 | 0.94312 | 1.0112 | 1.0319 | 1.0122 | 0.9572 | 0.97926 | 1.0023 | 0.96222 | 0.99629 | 0.98026 | 0.97525 | 1.0113 | 0.97825 | 1.0113 | 0.98627 | 1.0153 | 1.0023 | 1.0334 | 0.99329 | 0.98026 | 0.96823 | 0.9572 | 1.0123 | 0.9542 | 0.96422 | 1.0284 | 0.98627 | 1.0524 | 0.96222 | 1.0203 | 1.0384 | 0.96823 | 0.97825 | 0.99028 | 1.0043 | 1.0454 | 0.99329 | 1.0314 | 0.98126 | 1.0153 | 1.0254 | 0.95219 | 1.0113 | 1.0053 | 0.99629 | 1.0334 | 0.98928 | 0.9983 | 1.0344 | 0.99028 | 0.98126 | 0.98727 | 0.9973 | 0.96422 | 0.96121 | 0.98928 | 0.9973 | 1.0043 | 1.0264 | 1.0394 | 0.98226 | 1.0264 | 1.0113 | 1.0284 | 0.97124 | 0.98928 | 0.96623 | 1.0524 | 0.96923 | 1.0173 | 0.9993 | 1.0183 | 0.9532 | 1.0264 | 0.99329 | 1.0334 | 0.96422 | 0.96422 | 0.95219 | 1.0294 | 1.0033 | 1.0424 | 0.95219 | 1.0003 | 0.96723 | 0.98326 | 1.0504 | 1.0404 | 0.97926 | 0.99028 | 0.99429 | 0.96121 | 0.96623 | 0.96723 | 1.0294 | 1.0414 | 1.0043 | 0.98226 | 0.97324
ON_MJ4_JCT | 741 | 230 | ON | 0.003203 | 741 | 24640 | 0.78922 | 0.87367 | 0.84213 | 0.82764 | 0.82508 | 0.82423 | 0.84809 | 0.86685 | 0.87708 | 0.82338 | 0.80974 | 0.84298 | 0.87196 | 0.82593 | 0.85918 | 0.86685 | 0.82934 | 0.82167 | 0.88645 | 0.83701 | 0.83787 | 0.83872 | 0.82082 | 0.82764 | 0.84469 | 0.82338 | 0.81997 | 0.84639 | 0.87878 | 0.84554 | 0.8123 | 0.83531 | 0.82167 | 0.86088 | 0.82508 | 0.8515 | 0.83275 | 0.8123 | 0.83787 | 0.8873 | 0.83872 | 0.8302 | 0.87793 | 0.80974 | 0.8677 | 0.84895 | 0.83787 | 0.88645 | 0.81826 | 0.96201 | 0.89589 | 0.90893 | 0.92103 | 0.95456 | 0.91172 | 0.91358 | 0.90334 | 0.9648 | 0.9527 | 0.89589 | 0.8931 | 0.908 | 0.94059 | 0.95549 | 0.95829 | 0.97412 | 0.90613 | 0.92662 | 0.90893 | 0.95084 | 0.93314 | 0.92103 | 0.89123 | 0.91731 | 0.9201 | 0.93314 | 0.91917 | 0.88844 | 0.88937 | 0.88471 | 0.92103 | 0.96201 | 0.90148 | 0.9229 | 0.89216 | 0.89868 | 0.94152 | 0.91358 | 0.94245 | 0.97225 | 0.96108 | 0.93966 | 0.97784 | 0.92476 | 0.91079 | 0.90241 | 0.88937 | 0.92339 | 0.98305 | 0.94138 | 0.93475 | 0.96222 | 0.96032 | 0.95653 | 0.95653 | 0.92055 | 0.97547 | 0.97547 | 0.96411 | 0.90823 | 0.95275 | 0.984 | 0.97547 | 0.93002 | 0.9196 | 0.99347 | 0.9338 | 0.97737 | 0.95464 | 0.91107 | 0.96506 | 0.91581 | 0.97926 | 0.92244 | 0.89971 | 0.9679 | 0.90823 | 0.91581 | 0.99347 | 0.92812 | 0.93096 | 0.92907 | 0.90539 | 0.9679 | 0.92055 | 0.95748 | 0.89971 | 0.91297 | 0.96316 | 0.93665 | 0.97547 | 0.96316 | 0.98495 | 0.99442 | 0.93191 | 1.025 | 1.0141 | 1.0349 | 1.025 | 0.94213 | 0.98455 | 1.0122 | 0.97666 | 1.0289 | 1.0299 | 0.94213 | 0.99146 | 1.0329 | 0.99146 | 1.0082 | 1.0112 | 1.022 | 0.95594 | 1.0151 | 0.98652 | 0.97666 | 0.99639 | 0.99047 | 1.0122 | 0.97271 | 0.96482 | 1.0329 | 1.0141 | 0.99343 | 0.9441 | 0.99343 | 1.0299 | 0.96482 | 0.98159 | 0.98159 | 0.97863 | 0.94016 | 1.0003 | 0.93818 | 0.94016 | 0.96383 | 1.0211 | 0.96778 | 0.99836 | 0.94312 | 1.0112 | 1.0319 | 1.0122 | 0.9572 | 0.97926 | 1.0023 | 0.96222 | 0.99629 | 0.98026 | 0.97525 | 1.0113 | 0.97825 | 1.0113 | 0.98627 | 1.0153 | 1.0023 | 1.0334 | 0.99329 | 0.98026 | 0.96823 | 0.9572 | 1.0123 | 0.9542 | 0.96422 | 1.0284 | 0.98627 | 1.0524 | 0.96222 | 1.0203 | 1.0384 | 0.96823 | 0.97825 | 0.99028 | 1.0043 | 1.0454 | 0.99329 | 1.0314 | 0.98126 | 1.0153 | 1.0254 | 0.95219 | 1.0113 | 1.0053 | 0.99629 | 1.0334 | 0.98928 | 0.9983 | 1.0344 | 0.99028 | 0.98126 | 0.98727 | 0.9973 | 0.96422 | 0.96121 | 0.98928 | 0.9973 | 1.0043 | 1.0264 | 1.0394 | 0.98226 | 1.0264 | 1.0113 | 1.0284 | 0.97124 | 0.98928 | 0.96623 | 1.0524 | 0.96923 | 1.0173 | 0.9993 | 1.0183 | 0.9532 | 1.0264 | 0.99329 | 1.0334 | 0.96422 | 0.96422 | 0.95219 | 1.0294 | 1.0033 | 1.0424 | 0.95219 | 1.0003 | 0.96723 | 0.98326 | 1.0504 | 1.0404 | 0.97926 | 0.99028 | 0.99429 | 0.96121 | 0.96623 | 0.96723 | 1.0294 | 1.0414 | 1.0043 | 0.98226 | 0.97324
ON_MKY_DSS | 742 | 230 | ON | 0.00126 | 742 | 24640 | 0.31046 | 0.34368 | 0.33128 | 0.32558 | 0.32457 | 0.32424 | 0.33362 | 0.341 | 0.34502 | 0.3239 | 0.31854 | 0.33161 | 0.34301 | 0.32491 | 0.33798 | 0.341 | 0.32625 | 0.32323 | 0.34871 | 0.32927 | 0.3296 | 0.32994 | 0.32289 | 0.32558 | 0.33228 | 0.3239 | 0.32256 | 0.33295 | 0.3457 | 0.33262 | 0.31954 | 0.3286 | 0.32323 | 0.33865 | 0.32457 | 0.33497 | 0.32759 | 0.31954 | 0.3296 | 0.34905 | 0.32994 | 0.32658 | 0.34536 | 0.31854 | 0.34134 | 0.33396 | 0.3296 | 0.34871 | 0.32189 | 0.37844 | 0.35243 | 0.35756 | 0.36232 | 0.37551 | 0.35865 | 0.35939 | 0.35536 | 0.37954 | 0.37477 | 0.35243 | 0.35133 | 0.35719 | 0.37001 | 0.37587 | 0.37697 | 0.3832 | 0.35646 | 0.36452 | 0.35756 | 0.37404 | 0.36708 | 0.36232 | 0.35059 | 0.36085 | 0.36195 | 0.36708 | 0.36159 | 0.3495 | 0.34986 | 0.34803 | 0.36232 | 0.37844 | 0.35462 | 0.36305 | 0.35096 | 0.35353 | 0.37038 | 0.35939 | 0.37074 | 0.38247 | 0.37807 | 0.36964 | 0.38466 | 0.36378 | 0.35829 | 0.35499 | 0.34986 | 0.36324 | 0.38671 | 0.37032 | 0.36771 | 0.37852 | 0.37777 | 0.37628 | 0.37628 | 0.36213 | 0.38373 | 0.38373 | 0.37926 | 0.35728 | 0.37479 | 0.38709 | 0.38373 | 0.36585 | 0.36175 | 0.39081 | 0.36734 | 0.38448 | 0.37554 | 0.3584 | 0.37964 | 0.36026 | 0.38522 | 0.36287 | 0.35393 | 0.38075 | 0.35728 | 0.36026 | 0.39081 | 0.36511 | 0.36622 | 0.36548 | 0.35616 | 0.38075 | 0.36213 | 0.37665 | 0.35393 | 0.35914 | 0.37889 | 0.36846 | 0.38373 | 0.37889 | 0.38746 | 0.39118 | 0.3666 | 0.40322 | 0.39895 | 0.4071 | 0.40322 | 0.37062 | 0.3873 | 0.39817 | 0.3842 | 0.40477 | 0.40516 | 0.37062 | 0.39002 | 0.40632 | 0.39002 | 0.39662 | 0.39778 | 0.40205 | 0.37605 | 0.39933 | 0.38808 | 0.3842 | 0.39196 | 0.38963 | 0.39817 | 0.38265 | 0.37954 | 0.40632 | 0.39895 | 0.3908 | 0.37139 | 0.3908 | 0.40516 | 0.37954 | 0.38614 | 0.38614 | 0.38498 | 0.36984 | 0.39351 | 0.36906 | 0.36984 | 0.37915 | 0.40166 | 0.38071 | 0.39274 | 0.371 | 0.39778 | 0.40593 | 0.39817 | 0.37655 | 0.38522 | 0.39429 | 0.37852 | 0.39192 | 0.38561 | 0.38364 | 0.39784 | 0.38483 | 0.39784 | 0.38798 | 0.39942 | 0.39429 | 0.40651 | 0.39074 | 0.38561 | 0.38088 | 0.37655 | 0.39823 | 0.37536 | 0.37931 | 0.40454 | 0.38798 | 0.414 | 0.37852 | 0.40139 | 0.40848 | 0.38088 | 0.38483 | 0.38956 | 0.39508 | 0.41124 | 0.39074 | 0.40572 | 0.38601 | 0.39942 | 0.40336 | 0.37457 | 0.39784 | 0.39547 | 0.39192 | 0.40651 | 0.38916 | 0.39271 | 0.40691 | 0.38956 | 0.38601 | 0.38837 | 0.39232 | 0.37931 | 0.37812 | 0.38916 | 0.39232 | 0.39508 | 0.40375 | 0.40888 | 0.3864 | 0.40375 | 0.39784 | 0.40454 | 0.38207 | 0.38916 | 0.38009 | 0.414 | 0.38128 | 0.4002 | 0.39311 | 0.4006 | 0.37497 | 0.40375 | 0.39074 | 0.40651 | 0.37931 | 0.37931 | 0.37457 | 0.40494 | 0.39468 | 0.41006 | 0.37457 | 0.3935 | 0.38049 | 0.3868 | 0.41322 | 0.40927 | 0.38522 | 0.38956 | 0.39113 | 0.37812 | 0.38009 | 0.38049 | 0.40494 | 0.40967 | 0.39508 | 0.3864 | 0.38285
ON_MKY_JCT | 743 | 230 | ON | 0.00126 | 743 | 24640 | 0.31046 | 0.34368 | 0.33128 | 0.32558 | 0.32457 | 0.32424 | 0.33362 | 0.341 | 0.34502 | 0.3239 | 0.31854 | 0.33161 | 0.34301 | 0.32491 | 0.33798 | 0.341 | 0.32625 | 0.32323 | 0.34871 | 0.32927 | 0.3296 | 0.32994 | 0.32289 | 0.32558 | 0.33228 | 0.3239 | 0.32256 | 0.33295 | 0.3457 | 0.33262 | 0.31954 | 0.3286 | 0.32323 | 0.33865 | 0.32457 | 0.33497 | 0.32759 | 0.31954 | 0.3296 | 0.34905 | 0.32994 | 0.32658 | 0.34536 | 0.31854 | 0.34134 | 0.33396 | 0.3296 | 0.34871 | 0.32189 | 0.37844 | 0.35243 | 0.35756 | 0.36232 | 0.37551 | 0.35865 | 0.35939 | 0.35536 | 0.37954 | 0.37477 | 0.35243 | 0.35133 | 0.35719 | 0.37001 | 0.37587 | 0.37697 | 0.3832 | 0.35646 | 0.36452 | 0.35756 | 0.37404 | 0.36708 | 0.36232 | 0.35059 | 0.36085 | 0.36195 | 0.36708 | 0.36159 | 0.3495 | 0.34986 | 0.34803 | 0.36232 | 0.37844 | 0.35462 | 0.36305 | 0.35096 | 0.35353 | 0.37038 | 0.35939 | 0.37074 | 0.38247 | 0.37807 | 0.36964 | 0.38466 | 0.36378 | 0.35829 | 0.35499 | 0.34986 | 0.36324 | 0.38671 | 0.37032 | 0.36771 | 0.37852 | 0.37777 | 0.37628 | 0.37628 | 0.36213 | 0.38373 | 0.38373 | 0.37926 | 0.35728 | 0.37479 | 0.38709 | 0.38373 | 0.36585 | 0.36175 | 0.39081 | 0.36734 | 0.38448 | 0.37554 | 0.3584 | 0.37964 | 0.36026 | 0.38522 | 0.36287 | 0.35393 | 0.38075 | 0.35728 | 0.36026 | 0.39081 | 0.36511 | 0.36622 | 0.36548 | 0.35616 | 0.38075 | 0.36213 | 0.37665 | 0.35393 | 0.35914 | 0.37889 | 0.36846 | 0.38373 | 0.37889 | 0.38746 | 0.39118 | 0.3666 | 0.40322 | 0.39895 | 0.4071 | 0.40322 | 0.37062 | 0.3873 | 0.39817 | 0.3842 | 0.40477 | 0.40516 | 0.37062 | 0.39002 | 0.40632 | 0.39002 | 0.39662 | 0.39778 | 0.40205 | 0.37605 | 0.39933 | 0.38808 | 0.3842 | 0.39196 | 0.38963 | 0.39817 | 0.38265 | 0.37954 | 0.40632 | 0.39895 | 0.3908 | 0.37139 | 0.3908 | 0.40516 | 0.37954 | 0.38614 | 0.38614 | 0.38498 | 0.36984 | 0.39351 | 0.36906 | 0.36984 | 0.37915 | 0.40166 | 0.38071 | 0.39274 | 0.371 | 0.39778 | 0.40593 | 0.39817 | 0.37655 | 0.38522 | 0.39429 | 0.37852 | 0.39192 | 0.38561 | 0.38364 | 0.39784 | 0.38483 | 0.39784 | 0.38798 | 0.39942 | 0.39429 | 0.40651 | 0.39074 | 0.38561 | 0.38088 | 0.37655 | 0.39823 | 0.37536 | 0.37931 | 0.40454 | 0.38798 | 0.414 | 0.37852 | 0.40139 | 0.40848 | 0.38088 | 0.38483 | 0.38956 | 0.39508 | 0.41124 | 0.39074 | 0.40572 | 0.38601 | 0.39942 | 0.40336 | 0.37457 | 0.39784 | 0.39547 | 0.39192 | 0.40651 | 0.38916 | 0.39271 | 0.40691 | 0.38956 | 0.38601 | 0.38837 | 0.39232 | 0.37931 | 0.37812 | 0.38916 | 0.39232 | 0.39508 | 0.40375 | 0.40888 | 0.3864 | 0.40375 | 0.39784 | 0.40454 | 0.38207 | 0.38916 | 0.38009 | 0.414 | 0.38128 | 0.4002 | 0.39311 | 0.4006 | 0.37497 | 0.40375 | 0.39074 | 0.40651 | 0.37931 | 0.37931 | 0.37457 | 0.40494 | 0.39468 | 0.41006 | 0.37457 | 0.3935 | 0.38049 | 0.3868 | 0.41322 | 0.40927 | 0.38522 | 0.38956 | 0.39113 | 0.37812 | 0.38009 | 0.38049 | 0.40494 | 0.40967 | 0.39508 | 0.3864 | 0.38285
ON_MKZ_TSS | 744 | 230 | ON | 0.000621 | 744 | 24640 | 0.15301 | 0.16939 | 0.16327 | 0.16046 | 0.15997 | 0.1598 | 0.16443 | 0.16806 | 0.17005 | 0.15964 | 0.15699 | 0.16344 | 0.16906 | 0.16013 | 0.16658 | 0.16806 | 0.16079 | 0.15931 | 0.17187 | 0.16228 | 0.16245 | 0.16261 | 0.15914 | 0.16046 | 0.16377 | 0.15964 | 0.15898 | 0.1641 | 0.17038 | 0.16393 | 0.15749 | 0.16195 | 0.15931 | 0.16691 | 0.15997 | 0.16509 | 0.16145 | 0.15749 | 0.16245 | 0.17203 | 0.16261 | 0.16096 | 0.17021 | 0.15699 | 0.16823 | 0.16459 | 0.16245 | 0.17187 | 0.15865 | 0.18652 | 0.1737 | 0.17622 | 0.17857 | 0.18507 | 0.17677 | 0.17713 | 0.17514 | 0.18706 | 0.18471 | 0.1737 | 0.17315 | 0.17604 | 0.18236 | 0.18525 | 0.18579 | 0.18886 | 0.17568 | 0.17965 | 0.17622 | 0.18435 | 0.18092 | 0.17857 | 0.17279 | 0.17785 | 0.17839 | 0.18092 | 0.17821 | 0.17225 | 0.17243 | 0.17153 | 0.17857 | 0.18652 | 0.17478 | 0.17893 | 0.17297 | 0.17424 | 0.18254 | 0.17713 | 0.18272 | 0.1885 | 0.18633 | 0.18218 | 0.18958 | 0.17929 | 0.17658 | 0.17496 | 0.17243 | 0.17903 | 0.19059 | 0.18252 | 0.18123 | 0.18656 | 0.18619 | 0.18545 | 0.18545 | 0.17848 | 0.18913 | 0.18913 | 0.18692 | 0.17609 | 0.18472 | 0.19078 | 0.18913 | 0.18031 | 0.17829 | 0.19261 | 0.18105 | 0.18949 | 0.18509 | 0.17664 | 0.18711 | 0.17756 | 0.18986 | 0.17884 | 0.17444 | 0.18766 | 0.17609 | 0.17756 | 0.19261 | 0.17994 | 0.1805 | 0.18013 | 0.17554 | 0.18766 | 0.17848 | 0.18564 | 0.17444 | 0.17701 | 0.18674 | 0.1816 | 0.18913 | 0.18674 | 0.19096 | 0.1928 | 0.18068 | 0.19873 | 0.19662 | 0.20064 | 0.19873 | 0.18266 | 0.19089 | 0.19624 | 0.18936 | 0.19949 | 0.19968 | 0.18266 | 0.19222 | 0.20026 | 0.19222 | 0.19548 | 0.19605 | 0.19815 | 0.18534 | 0.19681 | 0.19127 | 0.18936 | 0.19318 | 0.19203 | 0.19624 | 0.18859 | 0.18706 | 0.20026 | 0.19662 | 0.19261 | 0.18304 | 0.19261 | 0.19968 | 0.18706 | 0.19031 | 0.19031 | 0.18974 | 0.18228 | 0.19395 | 0.1819 | 0.18228 | 0.18687 | 0.19796 | 0.18763 | 0.19356 | 0.18285 | 0.19605 | 0.20007 | 0.19624 | 0.18558 | 0.18986 | 0.19433 | 0.18656 | 0.19316 | 0.19005 | 0.18908 | 0.19608 | 0.18966 | 0.19608 | 0.19122 | 0.19685 | 0.19433 | 0.20035 | 0.19258 | 0.19005 | 0.18772 | 0.18558 | 0.19627 | 0.185 | 0.18694 | 0.19938 | 0.19122 | 0.20404 | 0.18656 | 0.19783 | 0.20132 | 0.18772 | 0.18966 | 0.192 | 0.19472 | 0.20268 | 0.19258 | 0.19996 | 0.19025 | 0.19685 | 0.1988 | 0.18461 | 0.19608 | 0.19491 | 0.19316 | 0.20035 | 0.1918 | 0.19355 | 0.20055 | 0.192 | 0.19025 | 0.19141 | 0.19336 | 0.18694 | 0.18636 | 0.1918 | 0.19336 | 0.19472 | 0.19899 | 0.20152 | 0.19044 | 0.19899 | 0.19608 | 0.19938 | 0.1883 | 0.1918 | 0.18733 | 0.20404 | 0.18792 | 0.19724 | 0.19375 | 0.19744 | 0.18481 | 0.19899 | 0.19258 | 0.20035 | 0.18694 | 0.18694 | 0.18461 | 0.19958 | 0.19452 | 0.2021 | 0.18461 | 0.19394 | 0.18753 | 0.19064 | 0.20366 | 0.20171 | 0.18986 | 0.192 | 0.19277 | 0.18636 | 0.18733 | 0.18753 | 0.19958 | 0.20191 | 0.19472 | 0.19044 | 0.18869
ON_MLD_DSS | 745 | 230 | ON | 0.00213 | 745 | 24640 | 0.52483 | 0.58099 | 0.56002 | 0.55038 | 0.54868 | 0.54811 | 0.56398 | 0.57645 | 0.58326 | 0.54755 | 0.53848 | 0.56058 | 0.57986 | 0.54925 | 0.57135 | 0.57645 | 0.55151 | 0.54641 | 0.58949 | 0.55662 | 0.55718 | 0.55775 | 0.54585 | 0.55038 | 0.56172 | 0.54755 | 0.54528 | 0.56285 | 0.58439 | 0.56228 | 0.54018 | 0.55548 | 0.54641 | 0.57249 | 0.54868 | 0.56625 | 0.55378 | 0.54018 | 0.55718 | 0.59006 | 0.55775 | 0.55208 | 0.58382 | 0.53848 | 0.57702 | 0.56455 | 0.55718 | 0.58949 | 0.54415 | 0.63974 | 0.59577 | 0.60444 | 0.61249 | 0.63478 | 0.6063 | 0.60754 | 0.60072 | 0.6416 | 0.63355 | 0.59577 | 0.59391 | 0.60382 | 0.62549 | 0.6354 | 0.63726 | 0.64779 | 0.60258 | 0.61621 | 0.60444 | 0.63231 | 0.62054 | 0.61249 | 0.59267 | 0.61001 | 0.61187 | 0.62054 | 0.61125 | 0.59081 | 0.59143 | 0.58834 | 0.61249 | 0.63974 | 0.59948 | 0.61373 | 0.59329 | 0.59763 | 0.62611 | 0.60754 | 0.62673 | 0.64655 | 0.63912 | 0.62488 | 0.65027 | 0.61497 | 0.60568 | 0.6001 | 0.59143 | 0.61405 | 0.65373 | 0.62602 | 0.62161 | 0.63988 | 0.63862 | 0.6361 | 0.6361 | 0.61216 | 0.64869 | 0.64869 | 0.64113 | 0.60398 | 0.63358 | 0.65436 | 0.64869 | 0.61846 | 0.61153 | 0.66066 | 0.62098 | 0.64995 | 0.63484 | 0.60587 | 0.64176 | 0.60902 | 0.65121 | 0.61342 | 0.59831 | 0.64365 | 0.60398 | 0.60902 | 0.66066 | 0.6172 | 0.61909 | 0.61783 | 0.60209 | 0.64365 | 0.61216 | 0.63673 | 0.59831 | 0.60713 | 0.6405 | 0.62287 | 0.64869 | 0.6405 | 0.65499 | 0.66129 | 0.61972 | 0.68163 | 0.67441 | 0.68819 | 0.68163 | 0.62652 | 0.65473 | 0.6731 | 0.64948 | 0.68425 | 0.68491 | 0.62652 | 0.65932 | 0.68687 | 0.65932 | 0.67047 | 0.67244 | 0.67966 | 0.6357 | 0.67507 | 0.65604 | 0.64948 | 0.6626 | 0.65866 | 0.6731 | 0.64686 | 0.64161 | 0.68687 | 0.67441 | 0.66063 | 0.62783 | 0.66063 | 0.68491 | 0.64161 | 0.65276 | 0.65276 | 0.65079 | 0.62521 | 0.66522 | 0.62389 | 0.62521 | 0.64095 | 0.679 | 0.64358 | 0.66391 | 0.62717 | 0.67244 | 0.68622 | 0.6731 | 0.63654 | 0.65121 | 0.66654 | 0.63988 | 0.66254 | 0.65187 | 0.64854 | 0.67254 | 0.65054 | 0.67254 | 0.65587 | 0.6752 | 0.66654 | 0.6872 | 0.66054 | 0.65187 | 0.64387 | 0.63654 | 0.6732 | 0.63454 | 0.64121 | 0.68387 | 0.65587 | 0.69986 | 0.63988 | 0.67853 | 0.69053 | 0.64387 | 0.65054 | 0.65854 | 0.66787 | 0.6952 | 0.66054 | 0.68587 | 0.65254 | 0.6752 | 0.68187 | 0.63321 | 0.67254 | 0.66854 | 0.66254 | 0.6872 | 0.65787 | 0.66387 | 0.68787 | 0.65854 | 0.65254 | 0.65654 | 0.6632 | 0.64121 | 0.63921 | 0.65787 | 0.6632 | 0.66787 | 0.68253 | 0.6912 | 0.65321 | 0.68253 | 0.67254 | 0.68387 | 0.64587 | 0.65787 | 0.64254 | 0.69986 | 0.64454 | 0.67653 | 0.66454 | 0.6772 | 0.63388 | 0.68253 | 0.66054 | 0.6872 | 0.64121 | 0.64121 | 0.63321 | 0.68453 | 0.6672 | 0.6932 | 0.63321 | 0.6652 | 0.64321 | 0.65387 | 0.69853 | 0.69187 | 0.65121 | 0.65854 | 0.6612 | 0.63921 | 0.64254 | 0.64321 | 0.68453 | 0.69253 | 0.66787 | 0.65321 | 0.64721
ON_MLD_JCT | 746 | 230 | ON | 0.00213 | 746 | 24640 | 0.52483 | 0.58099 | 0.56002 | 0.55038 | 0.54868 | 0.54811 | 0.56398 | 0.57645 | 0.58326 | 0.54755 | 0.53848 | 0.56058 | 0.57986 | 0.54925 | 0.57135 | 0.57645 | 0.55151 | 0.54641 | 0.58949 | 0.55662 | 0.55718 | 0.55775 | 0.54585 | 0.55038 | 0.56172 | 0.54755 | 0.54528 | 0.56285 | 0.58439 | 0.56228 | 0.54018 | 0.55548 | 0.54641 | 0.57249 | 0.54868 | 0.56625 | 0.55378 | 0.54018 | 0.55718 | 0.59006 | 0.55775 | 0.55208 | 0.58382 | 0.53848 | 0.57702 | 0.56455 | 0.55718 | 0.58949 | 0.54415 | 0.63974 | 0.59577 | 0.60444 | 0.61249 | 0.63478 | 0.6063 | 0.60754 | 0.60072 | 0.6416 | 0.63355 | 0.59577 | 0.59391 | 0.60382 | 0.62549 | 0.6354 | 0.63726 | 0.64779 | 0.60258 | 0.61621 | 0.60444 | 0.63231 | 0.62054 | 0.61249 | 0.59267 | 0.61001 | 0.61187 | 0.62054 | 0.61125 | 0.59081 | 0.59143 | 0.58834 | 0.61249 | 0.63974 | 0.59948 | 0.61373 | 0.59329 | 0.59763 | 0.62611 | 0.60754 | 0.62673 | 0.64655 | 0.63912 | 0.62488 | 0.65027 | 0.61497 | 0.60568 | 0.6001 | 0.59143 | 0.61405 | 0.65373 | 0.62602 | 0.62161 | 0.63988 | 0.63862 | 0.6361 | 0.6361 | 0.61216 | 0.64869 | 0.64869 | 0.64113 | 0.60398 | 0.63358 | 0.65436 | 0.64869 | 0.61846 | 0.61153 | 0.66066 | 0.62098 | 0.64995 | 0.63484 | 0.60587 | 0.64176 | 0.60902 | 0.65121 | 0.61342 | 0.59831 | 0.64365 | 0.60398 | 0.60902 | 0.66066 | 0.6172 | 0.61909 | 0.61783 | 0.60209 | 0.64365 | 0.61216 | 0.63673 | 0.59831 | 0.60713 | 0.6405 | 0.62287 | 0.64869 | 0.6405 | 0.65499 | 0.66129 | 0.61972 | 0.68163 | 0.67441 | 0.68819 | 0.68163 | 0.62652 | 0.65473 | 0.6731 | 0.64948 | 0.68425 | 0.68491 | 0.62652 | 0.65932 | 0.68687 | 0.65932 | 0.67047 | 0.67244 | 0.67966 | 0.6357 | 0.67507 | 0.65604 | 0.64948 | 0.6626 | 0.65866 | 0.6731 | 0.64686 | 0.64161 | 0.68687 | 0.67441 | 0.66063 | 0.62783 | 0.66063 | 0.68491 | 0.64161 | 0.65276 | 0.65276 | 0.65079 | 0.62521 | 0.66522 | 0.62389 | 0.62521 | 0.64095 | 0.679 | 0.64358 | 0.66391 | 0.62717 | 0.67244 | 0.68622 | 0.6731 | 0.63654 | 0.65121 | 0.66654 | 0.63988 | 0.66254 | 0.65187 | 0.64854 | 0.67254 | 0.65054 | 0.67254 | 0.65587 | 0.6752 | 0.66654 | 0.6872 | 0.66054 | 0.65187 | 0.64387 | 0.63654 | 0.6732 | 0.63454 | 0.64121 | 0.68387 | 0.65587 | 0.69986 | 0.63988 | 0.67853 | 0.69053 | 0.64387 | 0.65054 | 0.65854 | 0.66787 | 0.6952 | 0.66054 | 0.68587 | 0.65254 | 0.6752 | 0.68187 | 0.63321 | 0.67254 | 0.66854 | 0.66254 | 0.6872 | 0.65787 | 0.66387 | 0.68787 | 0.65854 | 0.65254 | 0.65654 | 0.6632 | 0.64121 | 0.63921 | 0.65787 | 0.6632 | 0.66787 | 0.68253 | 0.6912 | 0.65321 | 0.68253 | 0.67254 | 0.68387 | 0.64587 | 0.65787 | 0.64254 | 0.69986 | 0.64454 | 0.67653 | 0.66454 | 0.6772 | 0.63388 | 0.68253 | 0.66054 | 0.6872 | 0.64121 | 0.64121 | 0.63321 | 0.68453 | 0.6672 | 0.6932 | 0.63321 | 0.6652 | 0.64321 | 0.65387 | 0.69853 | 0.69187 | 0.65121 | 0.65854 | 0.6612 | 0.63921 | 0.64254 | 0.64321 | 0.68453 | 0.69253 | 0.66787 | 0.65321 | 0.64721
ON_MLV_DSS | 747 | 230 | ON | 0.004533 | 747 | 24640 | 1.1169 | 1.2364 | 1.1918 | 1.1713 | 1.1677 | 1.1665 | 1.2003 | 1.2268 | 1.2413 | 1.1653 | 1.146 | 1.193 | 1.234 | 1.1689 | 1.2159 | 1.2268 | 1.1737 | 1.1629 | 1.2545 | 1.1846 | 1.1858 | 1.187 | 1.1617 | 1.1713 | 1.1954 | 1.1653 | 1.1604 | 1.1978 | 1.2437 | 1.1966 | 1.1496 | 1.1822 | 1.1629 | 1.2183 | 1.1677 | 1.2051 | 1.1785 | 1.1496 | 1.1858 | 1.2557 | 1.187 | 1.1749 | 1.2425 | 1.146 | 1.228 | 1.2015 | 1.1858 | 1.2545 | 1.158 | 1.3615 | 1.2679 | 1.2863 | 1.3035 | 1.3509 | 1.2903 | 1.2929 | 1.2784 | 1.3654 | 1.3483 | 1.2679 | 1.2639 | 1.285 | 1.3312 | 1.3522 | 1.3562 | 1.3786 | 1.2824 | 1.3114 | 1.2863 | 1.3457 | 1.3206 | 1.3035 | 1.2613 | 1.2982 | 1.3022 | 1.3206 | 1.3008 | 1.2574 | 1.2587 | 1.2521 | 1.3035 | 1.3615 | 1.2758 | 1.3061 | 1.2626 | 1.2718 | 1.3325 | 1.2929 | 1.3338 | 1.376 | 1.3602 | 1.3298 | 1.3839 | 1.3088 | 1.289 | 1.2771 | 1.2587 | 1.3068 | 1.3912 | 1.3323 | 1.3229 | 1.3618 | 1.3591 | 1.3537 | 1.3537 | 1.3028 | 1.3805 | 1.3805 | 1.3644 | 1.2854 | 1.3484 | 1.3926 | 1.3805 | 1.3162 | 1.3014 | 1.406 | 1.3216 | 1.3832 | 1.351 | 1.2894 | 1.3658 | 1.2961 | 1.3859 | 1.3055 | 1.2733 | 1.3698 | 1.2854 | 1.2961 | 1.406 | 1.3135 | 1.3175 | 1.3149 | 1.2813 | 1.3698 | 1.3028 | 1.3551 | 1.2733 | 1.2921 | 1.3631 | 1.3256 | 1.3805 | 1.3631 | 1.3939 | 1.4073 | 1.3189 | 1.4506 | 1.4353 | 1.4646 | 1.4506 | 1.3333 | 1.3934 | 1.4325 | 1.3822 | 1.4562 | 1.4576 | 1.3333 | 1.4031 | 1.4618 | 1.4031 | 1.4269 | 1.4311 | 1.4464 | 1.3529 | 1.4367 | 1.3962 | 1.3822 | 1.4101 | 1.4017 | 1.4325 | 1.3766 | 1.3654 | 1.4618 | 1.4353 | 1.4059 | 1.3361 | 1.4059 | 1.4576 | 1.3654 | 1.3892 | 1.3892 | 1.385 | 1.3305 | 1.4157 | 1.3278 | 1.3305 | 1.3641 | 1.445 | 1.3696 | 1.4129 | 1.3347 | 1.4311 | 1.4604 | 1.4325 | 1.3547 | 1.3859 | 1.4185 | 1.3618 | 1.41 | 1.3873 | 1.3802 | 1.4313 | 1.3845 | 1.4313 | 1.3958 | 1.4369 | 1.4185 | 1.4625 | 1.4057 | 1.3873 | 1.3703 | 1.3547 | 1.4327 | 1.3504 | 1.3646 | 1.4554 | 1.3958 | 1.4894 | 1.3618 | 1.444 | 1.4696 | 1.3703 | 1.3845 | 1.4015 | 1.4213 | 1.4795 | 1.4057 | 1.4596 | 1.3887 | 1.4369 | 1.4511 | 1.3476 | 1.4313 | 1.4228 | 1.41 | 1.4625 | 1.4001 | 1.4128 | 1.4639 | 1.4015 | 1.3887 | 1.3972 | 1.4114 | 1.3646 | 1.3603 | 1.4001 | 1.4114 | 1.4213 | 1.4525 | 1.471 | 1.3901 | 1.4525 | 1.4313 | 1.4554 | 1.3745 | 1.4001 | 1.3674 | 1.4894 | 1.3717 | 1.4398 | 1.4142 | 1.4412 | 1.349 | 1.4525 | 1.4057 | 1.4625 | 1.3646 | 1.3646 | 1.3476 | 1.4568 | 1.4199 | 1.4752 | 1.3476 | 1.4157 | 1.3689 | 1.3916 | 1.4866 | 1.4724 | 1.3859 | 1.4015 | 1.4072 | 1.3603 | 1.3674 | 1.3689 | 1.4568 | 1.4738 | 1.4213 | 1.3901 | 1.3774
ON_MM1_DSS | 748 | 230 | ON | 0.003203 | 748 | 24640 | 0.78922 | 0.87367 | 0.84213 | 0.82764 | 0.82508 | 0.82423 | 0.84809 | 0.86685 | 0.87708 | 0.82338 | 0.80974 | 0.84298 | 0.87196 | 0.82593 | 0.85918 | 0.86685 | 0.82934 | 0.82167 | 0.88645 | 0.83701 | 0.83787 | 0.83872 | 0.82082 | 0.82764 | 0.84469 | 0.82338 | 0.81997 | 0.84639 | 0.87878 | 0.84554 | 0.8123 | 0.83531 | 0.82167 | 0.86088 | 0.82508 | 0.8515 | 0.83275 | 0.8123 | 0.83787 | 0.8873 | 0.83872 | 0.8302 | 0.87793 | 0.80974 | 0.8677 | 0.84895 | 0.83787 | 0.88645 | 0.81826 | 0.96201 | 0.89589 | 0.90893 | 0.92103 | 0.95456 | 0.91172 | 0.91358 | 0.90334 | 0.9648 | 0.9527 | 0.89589 | 0.8931 | 0.908 | 0.94059 | 0.95549 | 0.95829 | 0.97412 | 0.90613 | 0.92662 | 0.90893 | 0.95084 | 0.93314 | 0.92103 | 0.89123 | 0.91731 | 0.9201 | 0.93314 | 0.91917 | 0.88844 | 0.88937 | 0.88471 | 0.92103 | 0.96201 | 0.90148 | 0.9229 | 0.89216 | 0.89868 | 0.94152 | 0.91358 | 0.94245 | 0.97225 | 0.96108 | 0.93966 | 0.97784 | 0.92476 | 0.91079 | 0.90241 | 0.88937 | 0.92339 | 0.98305 | 0.94138 | 0.93475 | 0.96222 | 0.96032 | 0.95653 | 0.95653 | 0.92055 | 0.97547 | 0.97547 | 0.96411 | 0.90823 | 0.95275 | 0.984 | 0.97547 | 0.93002 | 0.9196 | 0.99347 | 0.9338 | 0.97737 | 0.95464 | 0.91107 | 0.96506 | 0.91581 | 0.97926 | 0.92244 | 0.89971 | 0.9679 | 0.90823 | 0.91581 | 0.99347 | 0.92812 | 0.93096 | 0.92907 | 0.90539 | 0.9679 | 0.92055 | 0.95748 | 0.89971 | 0.91297 | 0.96316 | 0.93665 | 0.97547 | 0.96316 | 0.98495 | 0.99442 | 0.93191 | 1.025 | 1.0141 | 1.0349 | 1.025 | 0.94213 | 0.98455 | 1.0122 | 0.97666 | 1.0289 | 1.0299 | 0.94213 | 0.99146 | 1.0329 | 0.99146 | 1.0082 | 1.0112 | 1.022 | 0.95594 | 1.0151 | 0.98652 | 0.97666 | 0.99639 | 0.99047 | 1.0122 | 0.97271 | 0.96482 | 1.0329 | 1.0141 | 0.99343 | 0.9441 | 0.99343 | 1.0299 | 0.96482 | 0.98159 | 0.98159 | 0.97863 | 0.94016 | 1.0003 | 0.93818 | 0.94016 | 0.96383 | 1.0211 | 0.96778 | 0.99836 | 0.94312 | 1.0112 | 1.0319 | 1.0122 | 0.9572 | 0.97926 | 1.0023 | 0.96222 | 0.99629 | 0.98026 | 0.97525 | 1.0113 | 0.97825 | 1.0113 | 0.98627 | 1.0153 | 1.0023 | 1.0334 | 0.99329 | 0.98026 | 0.96823 | 0.9572 | 1.0123 | 0.9542 | 0.96422 | 1.0284 | 0.98627 | 1.0524 | 0.96222 | 1.0203 | 1.0384 | 0.96823 | 0.97825 | 0.99028 | 1.0043 | 1.0454 | 0.99329 | 1.0314 | 0.98126 | 1.0153 | 1.0254 | 0.95219 | 1.0113 | 1.0053 | 0.99629 | 1.0334 | 0.98928 | 0.9983 | 1.0344 | 0.99028 | 0.98126 | 0.98727 | 0.9973 | 0.96422 | 0.96121 | 0.98928 | 0.9973 | 1.0043 | 1.0264 | 1.0394 | 0.98226 | 1.0264 | 1.0113 | 1.0284 | 0.97124 | 0.98928 | 0.96623 | 1.0524 | 0.96923 | 1.0173 | 0.9993 | 1.0183 | 0.9532 | 1.0264 | 0.99329 | 1.0334 | 0.96422 | 0.96422 | 0.95219 | 1.0294 | 1.0033 | 1.0424 | 0.95219 | 1.0003 | 0.96723 | 0.98326 | 1.0504 | 1.0404 | 0.97926 | 0.99028 | 0.99429 | 0.96121 | 0.96623 | 0.96723 | 1.0294 | 1.0414 | 1.0043 | 0.98226 | 0.97324
ON_MM2_DSS | 749 | 230 | ON | 0.003203 | 749 | 24640 | 0.78922 | 0.87367 | 0.84213 | 0.82764 | 0.82508 | 0.82423 | 0.84809 | 0.86685 | 0.87708 | 0.82338 | 0.80974 | 0.84298 | 0.87196 | 0.82593 | 0.85918 | 0.86685 | 0.82934 | 0.82167 | 0.88645 | 0.83701 | 0.83787 | 0.83872 | 0.82082 | 0.82764 | 0.84469 | 0.82338 | 0.81997 | 0.84639 | 0.87878 | 0.84554 | 0.8123 | 0.83531 | 0.82167 | 0.86088 | 0.82508 | 0.8515 | 0.83275 | 0.8123 | 0.83787 | 0.8873 | 0.83872 | 0.8302 | 0.87793 | 0.80974 | 0.8677 | 0.84895 | 0.83787 | 0.88645 | 0.81826 | 0.96201 | 0.89589 | 0.90893 | 0.92103 | 0.95456 | 0.91172 | 0.91358 | 0.90334 | 0.9648 | 0.9527 | 0.89589 | 0.8931 | 0.908 | 0.94059 | 0.95549 | 0.95829 | 0.97412 | 0.90613 | 0.92662 | 0.90893 | 0.95084 | 0.93314 | 0.92103 | 0.89123 | 0.91731 | 0.9201 | 0.93314 | 0.91917 | 0.88844 | 0.88937 | 0.88471 | 0.92103 | 0.96201 | 0.90148 | 0.9229 | 0.89216 | 0.89868 | 0.94152 | 0.91358 | 0.94245 | 0.97225 | 0.96108 | 0.93966 | 0.97784 | 0.92476 | 0.91079 | 0.90241 | 0.88937 | 0.92339 | 0.98305 | 0.94138 | 0.93475 | 0.96222 | 0.96032 | 0.95653 | 0.95653 | 0.92055 | 0.97547 | 0.97547 | 0.96411 | 0.90823 | 0.95275 | 0.984 | 0.97547 | 0.93002 | 0.9196 | 0.99347 | 0.9338 | 0.97737 | 0.95464 | 0.91107 | 0.96506 | 0.91581 | 0.97926 | 0.92244 | 0.89971 | 0.9679 | 0.90823 | 0.91581 | 0.99347 | 0.92812 | 0.93096 | 0.92907 | 0.90539 | 0.9679 | 0.92055 | 0.95748 | 0.89971 | 0.91297 | 0.96316 | 0.93665 | 0.97547 | 0.96316 | 0.98495 | 0.99442 | 0.93191 | 1.025 | 1.0141 | 1.0349 | 1.025 | 0.94213 | 0.98455 | 1.0122 | 0.97666 | 1.0289 | 1.0299 | 0.94213 | 0.99146 | 1.0329 | 0.99146 | 1.0082 | 1.0112 | 1.022 | 0.95594 | 1.0151 | 0.98652 | 0.97666 | 0.99639 | 0.99047 | 1.0122 | 0.97271 | 0.96482 | 1.0329 | 1.0141 | 0.99343 | 0.9441 | 0.99343 | 1.0299 | 0.96482 | 0.98159 | 0.98159 | 0.97863 | 0.94016 | 1.0003 | 0.93818 | 0.94016 | 0.96383 | 1.0211 | 0.96778 | 0.99836 | 0.94312 | 1.0112 | 1.0319 | 1.0122 | 0.9572 | 0.97926 | 1.0023 | 0.96222 | 0.99629 | 0.98026 | 0.97525 | 1.0113 | 0.97825 | 1.0113 | 0.98627 | 1.0153 | 1.0023 | 1.0334 | 0.99329 | 0.98026 | 0.96823 | 0.9572 | 1.0123 | 0.9542 | 0.96422 | 1.0284 | 0.98627 | 1.0524 | 0.96222 | 1.0203 | 1.0384 | 0.96823 | 0.97825 | 0.99028 | 1.0043 | 1.0454 | 0.99329 | 1.0314 | 0.98126 | 1.0153 | 1.0254 | 0.95219 | 1.0113 | 1.0053 | 0.99629 | 1.0334 | 0.98928 | 0.9983 | 1.0344 | 0.99028 | 0.98126 | 0.98727 | 0.9973 | 0.96422 | 0.96121 | 0.98928 | 0.9973 | 1.0043 | 1.0264 | 1.0394 | 0.98226 | 1.0264 | 1.0113 | 1.0284 | 0.97124 | 0.98928 | 0.96623 | 1.0524 | 0.96923 | 1.0173 | 0.9993 | 1.0183 | 0.9532 | 1.0264 | 0.99329 | 1.0334 | 0.96422 | 0.96422 | 0.95219 | 1.0294 | 1.0033 | 1.0424 | 0.95219 | 1.0003 | 0.96723 | 0.98326 | 1.0504 | 1.0404 | 0.97926 | 0.99028 | 0.99429 | 0.96121 | 0.96623 | 0.96723 | 1.0294 | 1.0414 | 1.0043 | 0.98226 | 0.97324
ON_MM3_DSS | 750 | 230 | ON | 0.003203 | 750 | 24640 | 0.78922 | 0.87367 | 0.84213 | 0.82764 | 0.82508 | 0.82423 | 0.84809 | 0.86685 | 0.87708 | 0.82338 | 0.80974 | 0.84298 | 0.87196 | 0.82593 | 0.85918 | 0.86685 | 0.82934 | 0.82167 | 0.88645 | 0.83701 | 0.83787 | 0.83872 | 0.82082 | 0.82764 | 0.84469 | 0.82338 | 0.81997 | 0.84639 | 0.87878 | 0.84554 | 0.8123 | 0.83531 | 0.82167 | 0.86088 | 0.82508 | 0.8515 | 0.83275 | 0.8123 | 0.83787 | 0.8873 | 0.83872 | 0.8302 | 0.87793 | 0.80974 | 0.8677 | 0.84895 | 0.83787 | 0.88645 | 0.81826 | 0.96201 | 0.89589 | 0.90893 | 0.92103 | 0.95456 | 0.91172 | 0.91358 | 0.90334 | 0.9648 | 0.9527 | 0.89589 | 0.8931 | 0.908 | 0.94059 | 0.95549 | 0.95829 | 0.97412 | 0.90613 | 0.92662 | 0.90893 | 0.95084 | 0.93314 | 0.92103 | 0.89123 | 0.91731 | 0.9201 | 0.93314 | 0.91917 | 0.88844 | 0.88937 | 0.88471 | 0.92103 | 0.96201 | 0.90148 | 0.9229 | 0.89216 | 0.89868 | 0.94152 | 0.91358 | 0.94245 | 0.97225 | 0.96108 | 0.93966 | 0.97784 | 0.92476 | 0.91079 | 0.90241 | 0.88937 | 0.92339 | 0.98305 | 0.94138 | 0.93475 | 0.96222 | 0.96032 | 0.95653 | 0.95653 | 0.92055 | 0.97547 | 0.97547 | 0.96411 | 0.90823 | 0.95275 | 0.984 | 0.97547 | 0.93002 | 0.9196 | 0.99347 | 0.9338 | 0.97737 | 0.95464 | 0.91107 | 0.96506 | 0.91581 | 0.97926 | 0.92244 | 0.89971 | 0.9679 | 0.90823 | 0.91581 | 0.99347 | 0.92812 | 0.93096 | 0.92907 | 0.90539 | 0.9679 | 0.92055 | 0.95748 | 0.89971 | 0.91297 | 0.96316 | 0.93665 | 0.97547 | 0.96316 | 0.98495 | 0.99442 | 0.93191 | 1.025 | 1.0141 | 1.0349 | 1.025 | 0.94213 | 0.98455 | 1.0122 | 0.97666 | 1.0289 | 1.0299 | 0.94213 | 0.99146 | 1.0329 | 0.99146 | 1.0082 | 1.0112 | 1.022 | 0.95594 | 1.0151 | 0.98652 | 0.97666 | 0.99639 | 0.99047 | 1.0122 | 0.97271 | 0.96482 | 1.0329 | 1.0141 | 0.99343 | 0.9441 | 0.99343 | 1.0299 | 0.96482 | 0.98159 | 0.98159 | 0.97863 | 0.94016 | 1.0003 | 0.93818 | 0.94016 | 0.96383 | 1.0211 | 0.96778 | 0.99836 | 0.94312 | 1.0112 | 1.0319 | 1.0122 | 0.9572 | 0.97926 | 1.0023 | 0.96222 | 0.99629 | 0.98026 | 0.97525 | 1.0113 | 0.97825 | 1.0113 | 0.98627 | 1.0153 | 1.0023 | 1.0334 | 0.99329 | 0.98026 | 0.96823 | 0.9572 | 1.0123 | 0.9542 | 0.96422 | 1.0284 | 0.98627 | 1.0524 | 0.96222 | 1.0203 | 1.0384 | 0.96823 | 0.97825 | 0.99028 | 1.0043 | 1.0454 | 0.99329 | 1.0314 | 0.98126 | 1.0153 | 1.0254 | 0.95219 | 1.0113 | 1.0053 | 0.99629 | 1.0334 | 0.98928 | 0.9983 | 1.0344 | 0.99028 | 0.98126 | 0.98727 | 0.9973 | 0.96422 | 0.96121 | 0.98928 | 0.9973 | 1.0043 | 1.0264 | 1.0394 | 0.98226 | 1.0264 | 1.0113 | 1.0284 | 0.97124 | 0.98928 | 0.96623 | 1.0524 | 0.96923 | 1.0173 | 0.9993 | 1.0183 | 0.9532 | 1.0264 | 0.99329 | 1.0334 | 0.96422 | 0.96422 | 0.95219 | 1.0294 | 1.0033 | 1.0424 | 0.95219 | 1.0003 | 0.96723 | 0.98326 | 1.0504 | 1.0404 | 0.97926 | 0.99028 | 0.99429 | 0.96121 | 0.96623 | 0.96723 | 1.0294 | 1.0414 | 1.0043 | 0.98226 | 0.97324
ON_MM4_DSS | 751 | 230 | ON | 0.003203 | 751 | 24640 | 0.78922 | 0.87367 | 0.84213 | 0.82764 | 0.82508 | 0.82423 | 0.84809 | 0.86685 | 0.87708 | 0.82338 | 0.80974 | 0.84298 | 0.87196 | 0.82593 | 0.85918 | 0.86685 | 0.82934 | 0.82167 | 0.88645 | 0.83701 | 0.83787 | 0.83872 | 0.82082 | 0.82764 | 0.84469 | 0.82338 | 0.81997 | 0.84639 | 0.87878 | 0.84554 | 0.8123 | 0.83531 | 0.82167 | 0.86088 | 0.82508 | 0.8515 | 0.83275 | 0.8123 | 0.83787 | 0.8873 | 0.83872 | 0.8302 | 0.87793 | 0.80974 | 0.8677 | 0.84895 | 0.83787 | 0.88645 | 0.81826 | 0.96201 | 0.89589 | 0.90893 | 0.92103 | 0.95456 | 0.91172 | 0.91358 | 0.90334 | 0.9648 | 0.9527 | 0.89589 | 0.8931 | 0.908 | 0.94059 | 0.95549 | 0.95829 | 0.97412 | 0.90613 | 0.92662 | 0.90893 | 0.95084 | 0.93314 | 0.92103 | 0.89123 | 0.91731 | 0.9201 | 0.93314 | 0.91917 | 0.88844 | 0.88937 | 0.88471 | 0.92103 | 0.96201 | 0.90148 | 0.9229 | 0.89216 | 0.89868 | 0.94152 | 0.91358 | 0.94245 | 0.97225 | 0.96108 | 0.93966 | 0.97784 | 0.92476 | 0.91079 | 0.90241 | 0.88937 | 0.92339 | 0.98305 | 0.94138 | 0.93475 | 0.96222 | 0.96032 | 0.95653 | 0.95653 | 0.92055 | 0.97547 | 0.97547 | 0.96411 | 0.90823 | 0.95275 | 0.984 | 0.97547 | 0.93002 | 0.9196 | 0.99347 | 0.9338 | 0.97737 | 0.95464 | 0.91107 | 0.96506 | 0.91581 | 0.97926 | 0.92244 | 0.89971 | 0.9679 | 0.90823 | 0.91581 | 0.99347 | 0.92812 | 0.93096 | 0.92907 | 0.90539 | 0.9679 | 0.92055 | 0.95748 | 0.89971 | 0.91297 | 0.96316 | 0.93665 | 0.97547 | 0.96316 | 0.98495 | 0.99442 | 0.93191 | 1.025 | 1.0141 | 1.0349 | 1.025 | 0.94213 | 0.98455 | 1.0122 | 0.97666 | 1.0289 | 1.0299 | 0.94213 | 0.99146 | 1.0329 | 0.99146 | 1.0082 | 1.0112 | 1.022 | 0.95594 | 1.0151 | 0.98652 | 0.97666 | 0.99639 | 0.99047 | 1.0122 | 0.97271 | 0.96482 | 1.0329 | 1.0141 | 0.99343 | 0.9441 | 0.99343 | 1.0299 | 0.96482 | 0.98159 | 0.98159 | 0.97863 | 0.94016 | 1.0003 | 0.93818 | 0.94016 | 0.96383 | 1.0211 | 0.96778 | 0.99836 | 0.94312 | 1.0112 | 1.0319 | 1.0122 | 0.9572 | 0.97926 | 1.0023 | 0.96222 | 0.99629 | 0.98026 | 0.97525 | 1.0113 | 0.97825 | 1.0113 | 0.98627 | 1.0153 | 1.0023 | 1.0334 | 0.99329 | 0.98026 | 0.96823 | 0.9572 | 1.0123 | 0.9542 | 0.96422 | 1.0284 | 0.98627 | 1.0524 | 0.96222 | 1.0203 | 1.0384 | 0.96823 | 0.97825 | 0.99028 | 1.0043 | 1.0454 | 0.99329 | 1.0314 | 0.98126 | 1.0153 | 1.0254 | 0.95219 | 1.0113 | 1.0053 | 0.99629 | 1.0334 | 0.98928 | 0.9983 | 1.0344 | 0.99028 | 0.98126 | 0.98727 | 0.9973 | 0.96422 | 0.96121 | 0.98928 | 0.9973 | 1.0043 | 1.0264 | 1.0394 | 0.98226 | 1.0264 | 1.0113 | 1.0284 | 0.97124 | 0.98928 | 0.96623 | 1.0524 | 0.96923 | 1.0173 | 0.9993 | 1.0183 | 0.9532 | 1.0264 | 0.99329 | 1.0334 | 0.96422 | 0.96422 | 0.95219 | 1.0294 | 1.0033 | 1.0424 | 0.95219 | 1.0003 | 0.96723 | 0.98326 | 1.0504 | 1.0404 | 0.97926 | 0.99028 | 0.99429 | 0.96121 | 0.96623 | 0.96723 | 1.0294 | 1.0414 | 1.0043 | 0.98226 | 0.97324
ON_MND_DSS | 752 | 230 | ON | 0.000636 | 752 | 24640 | 0.15671 | 0.17348 | 0.16722 | 0.16434 | 0.16383 | 0.16366 | 0.1684 | 0.17212 | 0.17416 | 0.16349 | 0.16078 | 0.16739 | 0.17314 | 0.164 | 0.1706 | 0.17212 | 0.16468 | 0.16315 | 0.17602 | 0.1662 | 0.16637 | 0.16654 | 0.16299 | 0.16434 | 0.16772 | 0.16349 | 0.16282 | 0.16806 | 0.17449 | 0.16789 | 0.16129 | 0.16586 | 0.16315 | 0.17094 | 0.16383 | 0.16908 | 0.16535 | 0.16129 | 0.16637 | 0.17619 | 0.16654 | 0.16485 | 0.17432 | 0.16078 | 0.17229 | 0.16857 | 0.16637 | 0.17602 | 0.16248 | 0.19102 | 0.17789 | 0.18048 | 0.18288 | 0.18954 | 0.18103 | 0.1814 | 0.17937 | 0.19158 | 0.18917 | 0.17789 | 0.17734 | 0.1803 | 0.18677 | 0.18973 | 0.19028 | 0.19342 | 0.17993 | 0.18399 | 0.18048 | 0.1888 | 0.18529 | 0.18288 | 0.17697 | 0.18214 | 0.1827 | 0.18529 | 0.18251 | 0.17641 | 0.1766 | 0.17567 | 0.18288 | 0.19102 | 0.179 | 0.18325 | 0.17715 | 0.17845 | 0.18695 | 0.1814 | 0.18714 | 0.19305 | 0.19084 | 0.18658 | 0.19416 | 0.18362 | 0.18085 | 0.17919 | 0.1766 | 0.18335 | 0.1952 | 0.18692 | 0.18561 | 0.19106 | 0.19069 | 0.18993 | 0.18993 | 0.18279 | 0.19369 | 0.19369 | 0.19144 | 0.18034 | 0.18918 | 0.19539 | 0.19369 | 0.18467 | 0.1826 | 0.19727 | 0.18542 | 0.19407 | 0.18956 | 0.18091 | 0.19163 | 0.18185 | 0.19445 | 0.18316 | 0.17865 | 0.19219 | 0.18034 | 0.18185 | 0.19727 | 0.18429 | 0.18486 | 0.18448 | 0.17978 | 0.19219 | 0.18279 | 0.19012 | 0.17865 | 0.18128 | 0.19125 | 0.18598 | 0.19369 | 0.19125 | 0.19557 | 0.19746 | 0.18504 | 0.20353 | 0.20137 | 0.20549 | 0.20353 | 0.18707 | 0.1955 | 0.20098 | 0.19393 | 0.20431 | 0.20451 | 0.18707 | 0.19687 | 0.20509 | 0.19687 | 0.2002 | 0.20079 | 0.20294 | 0.18982 | 0.20157 | 0.19589 | 0.19393 | 0.19785 | 0.19667 | 0.20098 | 0.19315 | 0.19158 | 0.20509 | 0.20137 | 0.19726 | 0.18746 | 0.19726 | 0.20451 | 0.19158 | 0.19491 | 0.19491 | 0.19432 | 0.18668 | 0.19863 | 0.18629 | 0.18668 | 0.19138 | 0.20274 | 0.19217 | 0.19824 | 0.18727 | 0.20079 | 0.2049 | 0.20098 | 0.19007 | 0.19444 | 0.19902 | 0.19106 | 0.19783 | 0.19464 | 0.19365 | 0.20081 | 0.19425 | 0.20081 | 0.19584 | 0.20161 | 0.19902 | 0.20519 | 0.19723 | 0.19464 | 0.19226 | 0.19007 | 0.20101 | 0.18947 | 0.19146 | 0.2042 | 0.19584 | 0.20897 | 0.19106 | 0.2026 | 0.20619 | 0.19226 | 0.19425 | 0.19663 | 0.19942 | 0.20758 | 0.19723 | 0.20479 | 0.19484 | 0.20161 | 0.2036 | 0.18907 | 0.20081 | 0.19962 | 0.19783 | 0.20519 | 0.19643 | 0.19823 | 0.20539 | 0.19663 | 0.19484 | 0.19604 | 0.19803 | 0.19146 | 0.19086 | 0.19643 | 0.19803 | 0.19942 | 0.2038 | 0.20639 | 0.19504 | 0.2038 | 0.20081 | 0.2042 | 0.19285 | 0.19643 | 0.19186 | 0.20897 | 0.19245 | 0.20201 | 0.19843 | 0.20221 | 0.18927 | 0.2038 | 0.19723 | 0.20519 | 0.19146 | 0.19146 | 0.18907 | 0.2044 | 0.19922 | 0.20698 | 0.18907 | 0.19862 | 0.19206 | 0.19524 | 0.20858 | 0.20659 | 0.19444 | 0.19663 | 0.19743 | 0.19086 | 0.19186 | 0.19206 | 0.2044 | 0.20678 | 0.19942 | 0.19504 | 0.19325
ON_MOD_DSS | 753 | 230 | ON | 0.001321 | 753 | 24640 | 0.32549 | 0.36032 | 0.34732 | 0.34134 | 0.34028 | 0.33993 | 0.34978 | 0.35751 | 0.36173 | 0.33958 | 0.33396 | 0.34767 | 0.35962 | 0.34064 | 0.35435 | 0.35751 | 0.34204 | 0.33888 | 0.3656 | 0.34521 | 0.34556 | 0.34591 | 0.33853 | 0.34134 | 0.34837 | 0.33958 | 0.33818 | 0.34907 | 0.36243 | 0.34872 | 0.33501 | 0.3445 | 0.33888 | 0.35505 | 0.34028 | 0.35118 | 0.34345 | 0.33501 | 0.34556 | 0.36595 | 0.34591 | 0.34239 | 0.36208 | 0.33396 | 0.35786 | 0.35013 | 0.34556 | 0.3656 | 0.33747 | 0.39676 | 0.36949 | 0.37487 | 0.37986 | 0.39369 | 0.37602 | 0.37679 | 0.37256 | 0.39791 | 0.39292 | 0.36949 | 0.36834 | 0.37448 | 0.38792 | 0.39407 | 0.39522 | 0.40175 | 0.37371 | 0.38216 | 0.37487 | 0.39215 | 0.38485 | 0.37986 | 0.36757 | 0.37832 | 0.37947 | 0.38485 | 0.37909 | 0.36642 | 0.3668 | 0.36488 | 0.37986 | 0.39676 | 0.37179 | 0.38063 | 0.36795 | 0.37064 | 0.38831 | 0.37679 | 0.38869 | 0.40098 | 0.39637 | 0.38754 | 0.40329 | 0.38139 | 0.37563 | 0.37218 | 0.3668 | 0.38083 | 0.40544 | 0.38825 | 0.38552 | 0.39684 | 0.39606 | 0.3945 | 0.3945 | 0.37966 | 0.40231 | 0.40231 | 0.39762 | 0.37458 | 0.39294 | 0.40583 | 0.40231 | 0.38356 | 0.37927 | 0.40973 | 0.38512 | 0.40309 | 0.39372 | 0.37575 | 0.39801 | 0.3777 | 0.40387 | 0.38044 | 0.37106 | 0.39919 | 0.37458 | 0.3777 | 0.40973 | 0.38278 | 0.38395 | 0.38317 | 0.37341 | 0.39919 | 0.37966 | 0.39489 | 0.37106 | 0.37653 | 0.39723 | 0.3863 | 0.40231 | 0.39723 | 0.40622 | 0.41012 | 0.38434 | 0.42274 | 0.41826 | 0.4268 | 0.42274 | 0.38856 | 0.40605 | 0.41745 | 0.4028 | 0.42436 | 0.42477 | 0.38856 | 0.4089 | 0.42599 | 0.4089 | 0.41582 | 0.41704 | 0.42152 | 0.39426 | 0.41867 | 0.40687 | 0.4028 | 0.41094 | 0.4085 | 0.41745 | 0.40117 | 0.39792 | 0.42599 | 0.41826 | 0.40972 | 0.38937 | 0.40972 | 0.42477 | 0.39792 | 0.40483 | 0.40483 | 0.40361 | 0.38775 | 0.41256 | 0.38693 | 0.38775 | 0.39751 | 0.42111 | 0.39914 | 0.41175 | 0.38897 | 0.41704 | 0.42558 | 0.41745 | 0.39478 | 0.40387 | 0.41338 | 0.39684 | 0.4109 | 0.40428 | 0.40222 | 0.4171 | 0.40346 | 0.4171 | 0.40676 | 0.41875 | 0.41338 | 0.42619 | 0.40966 | 0.40428 | 0.39932 | 0.39478 | 0.41751 | 0.39354 | 0.39767 | 0.42413 | 0.40676 | 0.43405 | 0.39684 | 0.42082 | 0.42826 | 0.39932 | 0.40346 | 0.40842 | 0.4142 | 0.43115 | 0.40966 | 0.42537 | 0.4047 | 0.41875 | 0.42289 | 0.39271 | 0.4171 | 0.41462 | 0.4109 | 0.42619 | 0.408 | 0.41172 | 0.42661 | 0.40842 | 0.4047 | 0.40718 | 0.41131 | 0.39767 | 0.39643 | 0.408 | 0.41131 | 0.4142 | 0.4233 | 0.42867 | 0.40511 | 0.4233 | 0.4171 | 0.42413 | 0.40056 | 0.408 | 0.3985 | 0.43405 | 0.39974 | 0.41958 | 0.41214 | 0.41999 | 0.39312 | 0.4233 | 0.40966 | 0.42619 | 0.39767 | 0.39767 | 0.39271 | 0.42454 | 0.41379 | 0.42991 | 0.39271 | 0.41255 | 0.39891 | 0.40552 | 0.43322 | 0.42909 | 0.40387 | 0.40842 | 0.41007 | 0.39643 | 0.3985 | 0.39891 | 0.42454 | 0.4295 | 0.4142 | 0.40511 | 0.40139
ON_MOG_JCT | 754 | 230 | ON | 0.000871 | 754 | 24640 | 0.21461 | 0.23758 | 0.229 | 0.22506 | 0.22437 | 0.22413 | 0.23062 | 0.23572 | 0.23851 | 0.2239 | 0.22019 | 0.22923 | 0.23711 | 0.2246 | 0.23364 | 0.23572 | 0.22553 | 0.22344 | 0.24105 | 0.22761 | 0.22784 | 0.22808 | 0.22321 | 0.22506 | 0.2297 | 0.2239 | 0.22298 | 0.23016 | 0.23897 | 0.22993 | 0.22089 | 0.22715 | 0.22344 | 0.2341 | 0.22437 | 0.23155 | 0.22645 | 0.22089 | 0.22784 | 0.24129 | 0.22808 | 0.22576 | 0.23874 | 0.22019 | 0.23596 | 0.23086 | 0.22784 | 0.24105 | 0.22251 | 0.2616 | 0.24362 | 0.24717 | 0.25046 | 0.25958 | 0.24793 | 0.24843 | 0.24565 | 0.26236 | 0.25907 | 0.24362 | 0.24286 | 0.24691 | 0.25578 | 0.25983 | 0.26059 | 0.26489 | 0.24641 | 0.25198 | 0.24717 | 0.25856 | 0.25375 | 0.25046 | 0.24236 | 0.24945 | 0.25021 | 0.25375 | 0.24995 | 0.2416 | 0.24185 | 0.24058 | 0.25046 | 0.2616 | 0.24514 | 0.25097 | 0.24261 | 0.24438 | 0.25603 | 0.24843 | 0.25628 | 0.26439 | 0.26135 | 0.25552 | 0.26591 | 0.25147 | 0.24767 | 0.24539 | 0.24185 | 0.2511 | 0.26732 | 0.25599 | 0.25419 | 0.26166 | 0.26114 | 0.26011 | 0.26011 | 0.25033 | 0.26526 | 0.26526 | 0.26217 | 0.24698 | 0.25908 | 0.26758 | 0.26526 | 0.2529 | 0.25007 | 0.27016 | 0.25393 | 0.26578 | 0.2596 | 0.24775 | 0.26243 | 0.24904 | 0.26629 | 0.25084 | 0.24466 | 0.2632 | 0.24698 | 0.24904 | 0.27016 | 0.25239 | 0.25316 | 0.25264 | 0.24621 | 0.2632 | 0.25033 | 0.26037 | 0.24466 | 0.24827 | 0.26192 | 0.2547 | 0.26526 | 0.26192 | 0.26784 | 0.27041 | 0.25342 | 0.27873 | 0.27578 | 0.28141 | 0.27873 | 0.2562 | 0.26773 | 0.27524 | 0.26559 | 0.2798 | 0.28007 | 0.2562 | 0.26961 | 0.28088 | 0.26961 | 0.27417 | 0.27497 | 0.27793 | 0.25995 | 0.27605 | 0.26827 | 0.26559 | 0.27095 | 0.26934 | 0.27524 | 0.26451 | 0.26237 | 0.28088 | 0.27578 | 0.27015 | 0.25673 | 0.27015 | 0.28007 | 0.26237 | 0.26693 | 0.26693 | 0.26612 | 0.25566 | 0.27202 | 0.25512 | 0.25566 | 0.2621 | 0.27766 | 0.26317 | 0.27149 | 0.25646 | 0.27497 | 0.28061 | 0.27524 | 0.2603 | 0.26629 | 0.27256 | 0.26166 | 0.27092 | 0.26656 | 0.2652 | 0.27501 | 0.26602 | 0.27501 | 0.2682 | 0.2761 | 0.27256 | 0.28101 | 0.27011 | 0.26656 | 0.26329 | 0.2603 | 0.27529 | 0.25948 | 0.2622 | 0.27965 | 0.2682 | 0.28619 | 0.26166 | 0.27747 | 0.28237 | 0.26329 | 0.26602 | 0.26929 | 0.27311 | 0.28428 | 0.27011 | 0.28046 | 0.26684 | 0.2761 | 0.27883 | 0.25893 | 0.27501 | 0.27338 | 0.27092 | 0.28101 | 0.26902 | 0.27147 | 0.28128 | 0.26929 | 0.26684 | 0.26847 | 0.2712 | 0.2622 | 0.26139 | 0.26902 | 0.2712 | 0.27311 | 0.2791 | 0.28265 | 0.26711 | 0.2791 | 0.27501 | 0.27965 | 0.26411 | 0.26902 | 0.26275 | 0.28619 | 0.26357 | 0.27665 | 0.27174 | 0.27692 | 0.2592 | 0.2791 | 0.27011 | 0.28101 | 0.2622 | 0.2622 | 0.25893 | 0.27992 | 0.27283 | 0.28346 | 0.25893 | 0.27202 | 0.26302 | 0.26738 | 0.28564 | 0.28292 | 0.26629 | 0.26929 | 0.27038 | 0.26139 | 0.26275 | 0.26302 | 0.27992 | 0.28319 | 0.27311 | 0.26711 | 0.26466
ON_MPT_TSS | 755 | 230 | ON | 0.001387 | 755 | 24640 | 0.34176 | 0.37832 | 0.36467 | 0.35839 | 0.35729 | 0.35692 | 0.36725 | 0.37537 | 0.3798 | 0.35655 | 0.35064 | 0.36504 | 0.37759 | 0.35766 | 0.37205 | 0.37537 | 0.35913 | 0.35581 | 0.38386 | 0.36245 | 0.36282 | 0.36319 | 0.35544 | 0.35839 | 0.36578 | 0.35655 | 0.35507 | 0.36651 | 0.38054 | 0.36614 | 0.35175 | 0.36172 | 0.35581 | 0.37279 | 0.35729 | 0.36873 | 0.36061 | 0.35175 | 0.36282 | 0.38423 | 0.36319 | 0.3595 | 0.38017 | 0.35064 | 0.37574 | 0.36762 | 0.36282 | 0.38386 | 0.35433 | 0.41658 | 0.38795 | 0.39359 | 0.39884 | 0.41335 | 0.3948 | 0.39561 | 0.39117 | 0.41779 | 0.41255 | 0.38795 | 0.38674 | 0.39319 | 0.40731 | 0.41376 | 0.41497 | 0.42182 | 0.39238 | 0.40126 | 0.39359 | 0.41174 | 0.40408 | 0.39884 | 0.38593 | 0.39722 | 0.39843 | 0.40408 | 0.39803 | 0.38472 | 0.38513 | 0.38311 | 0.39884 | 0.41658 | 0.39037 | 0.39964 | 0.38634 | 0.38916 | 0.40771 | 0.39561 | 0.40811 | 0.42102 | 0.41618 | 0.4069 | 0.42344 | 0.40045 | 0.3944 | 0.39077 | 0.38513 | 0.39986 | 0.42569 | 0.40765 | 0.40478 | 0.41667 | 0.41585 | 0.41421 | 0.41421 | 0.39863 | 0.42241 | 0.42241 | 0.41749 | 0.39329 | 0.41257 | 0.4261 | 0.42241 | 0.40273 | 0.39822 | 0.4302 | 0.40437 | 0.42323 | 0.41339 | 0.39452 | 0.4179 | 0.39657 | 0.42405 | 0.39945 | 0.3896 | 0.41913 | 0.39329 | 0.39657 | 0.4302 | 0.40191 | 0.40314 | 0.40232 | 0.39206 | 0.41913 | 0.39863 | 0.41462 | 0.3896 | 0.39534 | 0.41708 | 0.4056 | 0.42241 | 0.41708 | 0.42651 | 0.43061 | 0.40355 | 0.44386 | 0.43916 | 0.44813 | 0.44386 | 0.40797 | 0.42634 | 0.4383 | 0.42292 | 0.44557 | 0.44599 | 0.40797 | 0.42933 | 0.44727 | 0.42933 | 0.43659 | 0.43788 | 0.44258 | 0.41395 | 0.43958 | 0.4272 | 0.42292 | 0.43147 | 0.4289 | 0.4383 | 0.42122 | 0.4178 | 0.44727 | 0.43916 | 0.43019 | 0.40883 | 0.43019 | 0.44599 | 0.4178 | 0.42506 | 0.42506 | 0.42378 | 0.40712 | 0.43318 | 0.40626 | 0.40712 | 0.41737 | 0.44215 | 0.41908 | 0.43232 | 0.4084 | 0.43788 | 0.44685 | 0.4383 | 0.4145 | 0.42405 | 0.43403 | 0.41667 | 0.43143 | 0.42448 | 0.42231 | 0.43794 | 0.42361 | 0.43794 | 0.42709 | 0.43967 | 0.43403 | 0.44749 | 0.43012 | 0.42448 | 0.41927 | 0.4145 | 0.43837 | 0.4132 | 0.41754 | 0.44532 | 0.42709 | 0.45573 | 0.41667 | 0.44184 | 0.44966 | 0.41927 | 0.42361 | 0.42882 | 0.4349 | 0.45269 | 0.43012 | 0.44662 | 0.42492 | 0.43967 | 0.44401 | 0.41233 | 0.43794 | 0.43533 | 0.43143 | 0.44749 | 0.42839 | 0.4323 | 0.44792 | 0.42882 | 0.42492 | 0.42752 | 0.43186 | 0.41754 | 0.41624 | 0.42839 | 0.43186 | 0.4349 | 0.44445 | 0.45009 | 0.42535 | 0.44445 | 0.43794 | 0.44532 | 0.42058 | 0.42839 | 0.41841 | 0.45573 | 0.41971 | 0.44054 | 0.43273 | 0.44098 | 0.41276 | 0.44445 | 0.43012 | 0.44749 | 0.41754 | 0.41754 | 0.41233 | 0.44575 | 0.43447 | 0.45139 | 0.41233 | 0.43316 | 0.41884 | 0.42578 | 0.45486 | 0.45052 | 0.42405 | 0.42882 | 0.43056 | 0.41624 | 0.41841 | 0.41884 | 0.44575 | 0.45096 | 0.4349 | 0.42535 | 0.42144
ON_MRM_JCT | 756 | 230 | ON | 0.000621 | 756 | 24640 | 0.15301 | 0.16939 | 0.16327 | 0.16046 | 0.15997 | 0.1598 | 0.16443 | 0.16806 | 0.17005 | 0.15964 | 0.15699 | 0.16344 | 0.16906 | 0.16013 | 0.16658 | 0.16806 | 0.16079 | 0.15931 | 0.17187 | 0.16228 | 0.16245 | 0.16261 | 0.15914 | 0.16046 | 0.16377 | 0.15964 | 0.15898 | 0.1641 | 0.17038 | 0.16393 | 0.15749 | 0.16195 | 0.15931 | 0.16691 | 0.15997 | 0.16509 | 0.16145 | 0.15749 | 0.16245 | 0.17203 | 0.16261 | 0.16096 | 0.17021 | 0.15699 | 0.16823 | 0.16459 | 0.16245 | 0.17187 | 0.15865 | 0.18652 | 0.1737 | 0.17622 | 0.17857 | 0.18507 | 0.17677 | 0.17713 | 0.17514 | 0.18706 | 0.18471 | 0.1737 | 0.17315 | 0.17604 | 0.18236 | 0.18525 | 0.18579 | 0.18886 | 0.17568 | 0.17965 | 0.17622 | 0.18435 | 0.18092 | 0.17857 | 0.17279 | 0.17785 | 0.17839 | 0.18092 | 0.17821 | 0.17225 | 0.17243 | 0.17153 | 0.17857 | 0.18652 | 0.17478 | 0.17893 | 0.17297 | 0.17424 | 0.18254 | 0.17713 | 0.18272 | 0.1885 | 0.18633 | 0.18218 | 0.18958 | 0.17929 | 0.17658 | 0.17496 | 0.17243 | 0.17903 | 0.19059 | 0.18252 | 0.18123 | 0.18656 | 0.18619 | 0.18545 | 0.18545 | 0.17848 | 0.18913 | 0.18913 | 0.18692 | 0.17609 | 0.18472 | 0.19078 | 0.18913 | 0.18031 | 0.17829 | 0.19261 | 0.18105 | 0.18949 | 0.18509 | 0.17664 | 0.18711 | 0.17756 | 0.18986 | 0.17884 | 0.17444 | 0.18766 | 0.17609 | 0.17756 | 0.19261 | 0.17994 | 0.1805 | 0.18013 | 0.17554 | 0.18766 | 0.17848 | 0.18564 | 0.17444 | 0.17701 | 0.18674 | 0.1816 | 0.18913 | 0.18674 | 0.19096 | 0.1928 | 0.18068 | 0.19873 | 0.19662 | 0.20064 | 0.19873 | 0.18266 | 0.19089 | 0.19624 | 0.18936 | 0.19949 | 0.19968 | 0.18266 | 0.19222 | 0.20026 | 0.19222 | 0.19548 | 0.19605 | 0.19815 | 0.18534 | 0.19681 | 0.19127 | 0.18936 | 0.19318 | 0.19203 | 0.19624 | 0.18859 | 0.18706 | 0.20026 | 0.19662 | 0.19261 | 0.18304 | 0.19261 | 0.19968 | 0.18706 | 0.19031 | 0.19031 | 0.18974 | 0.18228 | 0.19395 | 0.1819 | 0.18228 | 0.18687 | 0.19796 | 0.18763 | 0.19356 | 0.18285 | 0.19605 | 0.20007 | 0.19624 | 0.18558 | 0.18986 | 0.19433 | 0.18656 | 0.19316 | 0.19005 | 0.18908 | 0.19608 | 0.18966 | 0.19608 | 0.19122 | 0.19685 | 0.19433 | 0.20035 | 0.19258 | 0.19005 | 0.18772 | 0.18558 | 0.19627 | 0.185 | 0.18694 | 0.19938 | 0.19122 | 0.20404 | 0.18656 | 0.19783 | 0.20132 | 0.18772 | 0.18966 | 0.192 | 0.19472 | 0.20268 | 0.19258 | 0.19996 | 0.19025 | 0.19685 | 0.1988 | 0.18461 | 0.19608 | 0.19491 | 0.19316 | 0.20035 | 0.1918 | 0.19355 | 0.20055 | 0.192 | 0.19025 | 0.19141 | 0.19336 | 0.18694 | 0.18636 | 0.1918 | 0.19336 | 0.19472 | 0.19899 | 0.20152 | 0.19044 | 0.19899 | 0.19608 | 0.19938 | 0.1883 | 0.1918 | 0.18733 | 0.20404 | 0.18792 | 0.19724 | 0.19375 | 0.19744 | 0.18481 | 0.19899 | 0.19258 | 0.20035 | 0.18694 | 0.18694 | 0.18461 | 0.19958 | 0.19452 | 0.2021 | 0.18461 | 0.19394 | 0.18753 | 0.19064 | 0.20366 | 0.20171 | 0.18986 | 0.192 | 0.19277 | 0.18636 | 0.18733 | 0.18753 | 0.19958 | 0.20191 | 0.19472 | 0.19044 | 0.18869
ON_MRT_TSS | 757 | 230 | ON | 0.001395 | 757 | 24640 | 0.34373 | 0.38051 | 0.36677 | 0.36046 | 0.35935 | 0.35898 | 0.36937 | 0.37754 | 0.38199 | 0.3586 | 0.35266 | 0.36714 | 0.37976 | 0.35972 | 0.3742 | 0.37754 | 0.3612 | 0.35786 | 0.38608 | 0.36454 | 0.36492 | 0.36529 | 0.35749 | 0.36046 | 0.36789 | 0.3586 | 0.35712 | 0.36863 | 0.38273 | 0.36826 | 0.35378 | 0.3638 | 0.35786 | 0.37494 | 0.35935 | 0.37086 | 0.36269 | 0.35378 | 0.36492 | 0.38645 | 0.36529 | 0.36157 | 0.38236 | 0.35266 | 0.37791 | 0.36974 | 0.36492 | 0.38608 | 0.35638 | 0.41898 | 0.39019 | 0.39586 | 0.40114 | 0.41574 | 0.39708 | 0.39789 | 0.39343 | 0.4202 | 0.41493 | 0.39019 | 0.38897 | 0.39546 | 0.40966 | 0.41614 | 0.41736 | 0.42426 | 0.39465 | 0.40357 | 0.39586 | 0.41412 | 0.40641 | 0.40114 | 0.38816 | 0.39952 | 0.40073 | 0.40641 | 0.40033 | 0.38694 | 0.38735 | 0.38532 | 0.40114 | 0.41898 | 0.39262 | 0.40195 | 0.38856 | 0.3914 | 0.41006 | 0.39789 | 0.41047 | 0.42345 | 0.41858 | 0.40925 | 0.42588 | 0.40276 | 0.39668 | 0.39303 | 0.38735 | 0.40216 | 0.42815 | 0.41 | 0.40711 | 0.41907 | 0.41825 | 0.4166 | 0.4166 | 0.40092 | 0.42485 | 0.42485 | 0.4199 | 0.39556 | 0.41495 | 0.42856 | 0.42485 | 0.40505 | 0.40051 | 0.43268 | 0.4067 | 0.42567 | 0.41577 | 0.3968 | 0.42031 | 0.39886 | 0.4265 | 0.40175 | 0.39185 | 0.42155 | 0.39556 | 0.39886 | 0.43268 | 0.40422 | 0.40546 | 0.40464 | 0.39432 | 0.42155 | 0.40092 | 0.41701 | 0.39185 | 0.39762 | 0.41949 | 0.40794 | 0.42485 | 0.41949 | 0.42897 | 0.4331 | 0.40587 | 0.44642 | 0.44169 | 0.45071 | 0.44642 | 0.41033 | 0.4288 | 0.44083 | 0.42536 | 0.44814 | 0.44857 | 0.41033 | 0.43181 | 0.44985 | 0.43181 | 0.43911 | 0.4404 | 0.44513 | 0.41634 | 0.44212 | 0.42966 | 0.42536 | 0.43396 | 0.43138 | 0.44083 | 0.42364 | 0.42021 | 0.44985 | 0.44169 | 0.43267 | 0.41118 | 0.43267 | 0.44857 | 0.42021 | 0.42751 | 0.42751 | 0.42622 | 0.40947 | 0.43568 | 0.40861 | 0.40947 | 0.41978 | 0.4447 | 0.4215 | 0.43482 | 0.41075 | 0.4404 | 0.44942 | 0.44083 | 0.41689 | 0.42649 | 0.43653 | 0.41907 | 0.43392 | 0.42693 | 0.42475 | 0.44046 | 0.42606 | 0.44046 | 0.42955 | 0.44221 | 0.43653 | 0.45007 | 0.43261 | 0.42693 | 0.42169 | 0.41689 | 0.4409 | 0.41558 | 0.41995 | 0.44788 | 0.42955 | 0.45836 | 0.41907 | 0.44439 | 0.45225 | 0.42169 | 0.42606 | 0.4313 | 0.43741 | 0.45531 | 0.43261 | 0.44919 | 0.42737 | 0.44221 | 0.44657 | 0.41471 | 0.44046 | 0.43784 | 0.43392 | 0.45007 | 0.43086 | 0.43479 | 0.4505 | 0.4313 | 0.42737 | 0.42999 | 0.43435 | 0.41995 | 0.41864 | 0.43086 | 0.43435 | 0.43741 | 0.44701 | 0.45269 | 0.4278 | 0.44701 | 0.44046 | 0.44788 | 0.423 | 0.43086 | 0.42082 | 0.45836 | 0.42213 | 0.44308 | 0.43522 | 0.44352 | 0.41514 | 0.44701 | 0.43261 | 0.45007 | 0.41995 | 0.41995 | 0.41471 | 0.44832 | 0.43697 | 0.454 | 0.41471 | 0.43566 | 0.42126 | 0.42824 | 0.45749 | 0.45312 | 0.42649 | 0.4313 | 0.43304 | 0.41864 | 0.42082 | 0.42126 | 0.44832 | 0.45356 | 0.43741 | 0.4278 | 0.42388
ON_MSK_DSS | 758 | 230 | ON | 0.001017 | 758 | 24640 | 0.25059 | 0.2774 | 0.26739 | 0.26279 | 0.26198 | 0.2617 | 0.26928 | 0.27524 | 0.27848 | 0.26143 | 0.2571 | 0.26766 | 0.27686 | 0.26225 | 0.2728 | 0.27524 | 0.26333 | 0.26089 | 0.28146 | 0.26576 | 0.26604 | 0.26631 | 0.26062 | 0.26279 | 0.2682 | 0.26143 | 0.26035 | 0.26874 | 0.27903 | 0.26847 | 0.25792 | 0.26522 | 0.26089 | 0.27334 | 0.26198 | 0.27037 | 0.26441 | 0.25792 | 0.26604 | 0.28173 | 0.26631 | 0.2636 | 0.27875 | 0.2571 | 0.27551 | 0.26955 | 0.26604 | 0.28146 | 0.25981 | 0.30545 | 0.28446 | 0.2886 | 0.29244 | 0.30309 | 0.28949 | 0.29008 | 0.28682 | 0.30634 | 0.3025 | 0.28446 | 0.28357 | 0.2883 | 0.29865 | 0.30338 | 0.30427 | 0.3093 | 0.28771 | 0.29422 | 0.2886 | 0.3019 | 0.29629 | 0.29244 | 0.28298 | 0.29126 | 0.29215 | 0.29629 | 0.29185 | 0.28209 | 0.28239 | 0.28091 | 0.29244 | 0.30545 | 0.28623 | 0.29303 | 0.28328 | 0.28535 | 0.29895 | 0.29008 | 0.29924 | 0.30871 | 0.30516 | 0.29836 | 0.31048 | 0.29362 | 0.28919 | 0.28653 | 0.28239 | 0.29319 | 0.31213 | 0.2989 | 0.2968 | 0.30552 | 0.30492 | 0.30371 | 0.30371 | 0.29229 | 0.30973 | 0.30973 | 0.30612 | 0.28838 | 0.30251 | 0.31243 | 0.30973 | 0.29529 | 0.29199 | 0.31544 | 0.2965 | 0.31033 | 0.30311 | 0.28928 | 0.30642 | 0.29078 | 0.31093 | 0.29289 | 0.28567 | 0.30732 | 0.28838 | 0.29078 | 0.31544 | 0.29469 | 0.29559 | 0.29499 | 0.28748 | 0.30732 | 0.29229 | 0.30401 | 0.28567 | 0.28988 | 0.30582 | 0.2974 | 0.30973 | 0.30582 | 0.31273 | 0.31574 | 0.2959 | 0.32545 | 0.32201 | 0.32858 | 0.32545 | 0.29914 | 0.31261 | 0.32138 | 0.3101 | 0.32671 | 0.32702 | 0.29914 | 0.3148 | 0.32796 | 0.3148 | 0.32013 | 0.32107 | 0.32451 | 0.30353 | 0.32232 | 0.31324 | 0.3101 | 0.31637 | 0.31449 | 0.32138 | 0.30885 | 0.30634 | 0.32796 | 0.32201 | 0.31543 | 0.29977 | 0.31543 | 0.32702 | 0.30634 | 0.31167 | 0.31167 | 0.31073 | 0.29851 | 0.31762 | 0.29789 | 0.29851 | 0.30603 | 0.3242 | 0.30728 | 0.31699 | 0.29945 | 0.32107 | 0.32764 | 0.32138 | 0.30393 | 0.31093 | 0.31825 | 0.30552 | 0.31634 | 0.31125 | 0.30966 | 0.32111 | 0.31061 | 0.32111 | 0.31316 | 0.32238 | 0.31825 | 0.32811 | 0.31538 | 0.31125 | 0.30743 | 0.30393 | 0.32143 | 0.30297 | 0.30615 | 0.32652 | 0.31316 | 0.33416 | 0.30552 | 0.32398 | 0.3297 | 0.30743 | 0.31061 | 0.31443 | 0.31888 | 0.33193 | 0.31538 | 0.32748 | 0.31156 | 0.32238 | 0.32557 | 0.30234 | 0.32111 | 0.3192 | 0.31634 | 0.32811 | 0.31411 | 0.31697 | 0.32843 | 0.31443 | 0.31156 | 0.31347 | 0.31666 | 0.30615 | 0.3052 | 0.31411 | 0.31666 | 0.31888 | 0.32589 | 0.33002 | 0.31188 | 0.32589 | 0.32111 | 0.32652 | 0.30838 | 0.31411 | 0.30679 | 0.33416 | 0.30775 | 0.32302 | 0.31729 | 0.32334 | 0.30265 | 0.32589 | 0.31538 | 0.32811 | 0.30615 | 0.30615 | 0.30234 | 0.32684 | 0.31857 | 0.33098 | 0.30234 | 0.31761 | 0.30711 | 0.3122 | 0.33352 | 0.33034 | 0.31093 | 0.31443 | 0.3157 | 0.3052 | 0.30679 | 0.30711 | 0.32684 | 0.33066 | 0.31888 | 0.31188 | 0.30902
ON_MSS_DSS | 759 | 230 | ON | 0.00126 | 759 | 24640 | 0.31046 | 0.34368 | 0.33128 | 0.32558 | 0.32457 | 0.32424 | 0.33362 | 0.341 | 0.34502 | 0.3239 | 0.31854 | 0.33161 | 0.34301 | 0.32491 | 0.33798 | 0.341 | 0.32625 | 0.32323 | 0.34871 | 0.32927 | 0.3296 | 0.32994 | 0.32289 | 0.32558 | 0.33228 | 0.3239 | 0.32256 | 0.33295 | 0.3457 | 0.33262 | 0.31954 | 0.3286 | 0.32323 | 0.33865 | 0.32457 | 0.33497 | 0.32759 | 0.31954 | 0.3296 | 0.34905 | 0.32994 | 0.32658 | 0.34536 | 0.31854 | 0.34134 | 0.33396 | 0.3296 | 0.34871 | 0.32189 | 0.37844 | 0.35243 | 0.35756 | 0.36232 | 0.37551 | 0.35865 | 0.35939 | 0.35536 | 0.37954 | 0.37477 | 0.35243 | 0.35133 | 0.35719 | 0.37001 | 0.37587 | 0.37697 | 0.3832 | 0.35646 | 0.36452 | 0.35756 | 0.37404 | 0.36708 | 0.36232 | 0.35059 | 0.36085 | 0.36195 | 0.36708 | 0.36159 | 0.3495 | 0.34986 | 0.34803 | 0.36232 | 0.37844 | 0.35462 | 0.36305 | 0.35096 | 0.35353 | 0.37038 | 0.35939 | 0.37074 | 0.38247 | 0.37807 | 0.36964 | 0.38466 | 0.36378 | 0.35829 | 0.35499 | 0.34986 | 0.36324 | 0.38671 | 0.37032 | 0.36771 | 0.37852 | 0.37777 | 0.37628 | 0.37628 | 0.36213 | 0.38373 | 0.38373 | 0.37926 | 0.35728 | 0.37479 | 0.38709 | 0.38373 | 0.36585 | 0.36175 | 0.39081 | 0.36734 | 0.38448 | 0.37554 | 0.3584 | 0.37964 | 0.36026 | 0.38522 | 0.36287 | 0.35393 | 0.38075 | 0.35728 | 0.36026 | 0.39081 | 0.36511 | 0.36622 | 0.36548 | 0.35616 | 0.38075 | 0.36213 | 0.37665 | 0.35393 | 0.35914 | 0.37889 | 0.36846 | 0.38373 | 0.37889 | 0.38746 | 0.39118 | 0.3666 | 0.40322 | 0.39895 | 0.4071 | 0.40322 | 0.37062 | 0.3873 | 0.39817 | 0.3842 | 0.40477 | 0.40516 | 0.37062 | 0.39002 | 0.40632 | 0.39002 | 0.39662 | 0.39778 | 0.40205 | 0.37605 | 0.39933 | 0.38808 | 0.3842 | 0.39196 | 0.38963 | 0.39817 | 0.38265 | 0.37954 | 0.40632 | 0.39895 | 0.3908 | 0.37139 | 0.3908 | 0.40516 | 0.37954 | 0.38614 | 0.38614 | 0.38498 | 0.36984 | 0.39351 | 0.36906 | 0.36984 | 0.37915 | 0.40166 | 0.38071 | 0.39274 | 0.371 | 0.39778 | 0.40593 | 0.39817 | 0.37655 | 0.38522 | 0.39429 | 0.37852 | 0.39192 | 0.38561 | 0.38364 | 0.39784 | 0.38483 | 0.39784 | 0.38798 | 0.39942 | 0.39429 | 0.40651 | 0.39074 | 0.38561 | 0.38088 | 0.37655 | 0.39823 | 0.37536 | 0.37931 | 0.40454 | 0.38798 | 0.414 | 0.37852 | 0.40139 | 0.40848 | 0.38088 | 0.38483 | 0.38956 | 0.39508 | 0.41124 | 0.39074 | 0.40572 | 0.38601 | 0.39942 | 0.40336 | 0.37457 | 0.39784 | 0.39547 | 0.39192 | 0.40651 | 0.38916 | 0.39271 | 0.40691 | 0.38956 | 0.38601 | 0.38837 | 0.39232 | 0.37931 | 0.37812 | 0.38916 | 0.39232 | 0.39508 | 0.40375 | 0.40888 | 0.3864 | 0.40375 | 0.39784 | 0.40454 | 0.38207 | 0.38916 | 0.38009 | 0.414 | 0.38128 | 0.4002 | 0.39311 | 0.4006 | 0.37497 | 0.40375 | 0.39074 | 0.40651 | 0.37931 | 0.37931 | 0.37457 | 0.40494 | 0.39468 | 0.41006 | 0.37457 | 0.3935 | 0.38049 | 0.3868 | 0.41322 | 0.40927 | 0.38522 | 0.38956 | 0.39113 | 0.37812 | 0.38009 | 0.38049 | 0.40494 | 0.40967 | 0.39508 | 0.3864 | 0.38285
ON_MST_ISS | 760 | 230 | ON | 0.00213 | 760 | 24640 | 0.52483 | 0.58099 | 0.56002 | 0.55038 | 0.54868 | 0.54811 | 0.56398 | 0.57645 | 0.58326 | 0.54755 | 0.53848 | 0.56058 | 0.57986 | 0.54925 | 0.57135 | 0.57645 | 0.55151 | 0.54641 | 0.58949 | 0.55662 | 0.55718 | 0.55775 | 0.54585 | 0.55038 | 0.56172 | 0.54755 | 0.54528 | 0.56285 | 0.58439 | 0.56228 | 0.54018 | 0.55548 | 0.54641 | 0.57249 | 0.54868 | 0.56625 | 0.55378 | 0.54018 | 0.55718 | 0.59006 | 0.55775 | 0.55208 | 0.58382 | 0.53848 | 0.57702 | 0.56455 | 0.55718 | 0.58949 | 0.54415 | 0.63974 | 0.59577 | 0.60444 | 0.61249 | 0.63478 | 0.6063 | 0.60754 | 0.60072 | 0.6416 | 0.63355 | 0.59577 | 0.59391 | 0.60382 | 0.62549 | 0.6354 | 0.63726 | 0.64779 | 0.60258 | 0.61621 | 0.60444 | 0.63231 | 0.62054 | 0.61249 | 0.59267 | 0.61001 | 0.61187 | 0.62054 | 0.61125 | 0.59081 | 0.59143 | 0.58834 | 0.61249 | 0.63974 | 0.59948 | 0.61373 | 0.59329 | 0.59763 | 0.62611 | 0.60754 | 0.62673 | 0.64655 | 0.63912 | 0.62488 | 0.65027 | 0.61497 | 0.60568 | 0.6001 | 0.59143 | 0.61405 | 0.65373 | 0.62602 | 0.62161 | 0.63988 | 0.63862 | 0.6361 | 0.6361 | 0.61216 | 0.64869 | 0.64869 | 0.64113 | 0.60398 | 0.63358 | 0.65436 | 0.64869 | 0.61846 | 0.61153 | 0.66066 | 0.62098 | 0.64995 | 0.63484 | 0.60587 | 0.64176 | 0.60902 | 0.65121 | 0.61342 | 0.59831 | 0.64365 | 0.60398 | 0.60902 | 0.66066 | 0.6172 | 0.61909 | 0.61783 | 0.60209 | 0.64365 | 0.61216 | 0.63673 | 0.59831 | 0.60713 | 0.6405 | 0.62287 | 0.64869 | 0.6405 | 0.65499 | 0.66129 | 0.61972 | 0.68163 | 0.67441 | 0.68819 | 0.68163 | 0.62652 | 0.65473 | 0.6731 | 0.64948 | 0.68425 | 0.68491 | 0.62652 | 0.65932 | 0.68687 | 0.65932 | 0.67047 | 0.67244 | 0.67966 | 0.6357 | 0.67507 | 0.65604 | 0.64948 | 0.6626 | 0.65866 | 0.6731 | 0.64686 | 0.64161 | 0.68687 | 0.67441 | 0.66063 | 0.62783 | 0.66063 | 0.68491 | 0.64161 | 0.65276 | 0.65276 | 0.65079 | 0.62521 | 0.66522 | 0.62389 | 0.62521 | 0.64095 | 0.679 | 0.64358 | 0.66391 | 0.62717 | 0.67244 | 0.68622 | 0.6731 | 0.63654 | 0.65121 | 0.66654 | 0.63988 | 0.66254 | 0.65187 | 0.64854 | 0.67254 | 0.65054 | 0.67254 | 0.65587 | 0.6752 | 0.66654 | 0.6872 | 0.66054 | 0.65187 | 0.64387 | 0.63654 | 0.6732 | 0.63454 | 0.64121 | 0.68387 | 0.65587 | 0.69986 | 0.63988 | 0.67853 | 0.69053 | 0.64387 | 0.65054 | 0.65854 | 0.66787 | 0.6952 | 0.66054 | 0.68587 | 0.65254 | 0.6752 | 0.68187 | 0.63321 | 0.67254 | 0.66854 | 0.66254 | 0.6872 | 0.65787 | 0.66387 | 0.68787 | 0.65854 | 0.65254 | 0.65654 | 0.6632 | 0.64121 | 0.63921 | 0.65787 | 0.6632 | 0.66787 | 0.68253 | 0.6912 | 0.65321 | 0.68253 | 0.67254 | 0.68387 | 0.64587 | 0.65787 | 0.64254 | 0.69986 | 0.64454 | 0.67653 | 0.66454 | 0.6772 | 0.63388 | 0.68253 | 0.66054 | 0.6872 | 0.64121 | 0.64121 | 0.63321 | 0.68453 | 0.6672 | 0.6932 | 0.63321 | 0.6652 | 0.64321 | 0.65387 | 0.69853 | 0.69187 | 0.65121 | 0.65854 | 0.6612 | 0.63921 | 0.64254 | 0.64321 | 0.68453 | 0.69253 | 0.66787 | 0.65321 | 0.64721
ON_MTC_GSS | 761 | 230 | ON | 0.00145 | 761 | 24640 | 0.35728 | 0.39551 | 0.38123 | 0.37467 | 0.37351 | 0.37313 | 0.38393 | 0.39242 | 0.39705 | 0.37274 | 0.36657 | 0.38162 | 0.39474 | 0.3739 | 0.38895 | 0.39242 | 0.37544 | 0.37197 | 0.4013 | 0.37892 | 0.3793 | 0.37969 | 0.37159 | 0.37467 | 0.38239 | 0.37274 | 0.3712 | 0.38316 | 0.39782 | 0.38278 | 0.36773 | 0.37815 | 0.37197 | 0.38972 | 0.37351 | 0.38548 | 0.37699 | 0.36773 | 0.3793 | 0.40168 | 0.37969 | 0.37583 | 0.39744 | 0.36657 | 0.39281 | 0.38432 | 0.3793 | 0.4013 | 0.37043 | 0.4355 | 0.40557 | 0.41147 | 0.41695 | 0.43213 | 0.41274 | 0.41358 | 0.40894 | 0.43677 | 0.43129 | 0.40557 | 0.40431 | 0.41105 | 0.42581 | 0.43255 | 0.43382 | 0.44098 | 0.41021 | 0.41948 | 0.41147 | 0.43044 | 0.42243 | 0.41695 | 0.40346 | 0.41527 | 0.41653 | 0.42243 | 0.41611 | 0.4022 | 0.40262 | 0.40051 | 0.41695 | 0.4355 | 0.4081 | 0.4178 | 0.40388 | 0.40683 | 0.42623 | 0.41358 | 0.42665 | 0.44014 | 0.43508 | 0.42538 | 0.44267 | 0.41864 | 0.41232 | 0.40852 | 0.40262 | 0.41802 | 0.44503 | 0.42616 | 0.42316 | 0.4356 | 0.43474 | 0.43302 | 0.43302 | 0.41673 | 0.4416 | 0.4416 | 0.43645 | 0.41116 | 0.43131 | 0.44546 | 0.4416 | 0.42102 | 0.4163 | 0.44974 | 0.42273 | 0.44246 | 0.43217 | 0.41244 | 0.43688 | 0.41459 | 0.44331 | 0.41759 | 0.4073 | 0.43817 | 0.41116 | 0.41459 | 0.44974 | 0.42016 | 0.42145 | 0.42059 | 0.40987 | 0.43817 | 0.41673 | 0.43345 | 0.4073 | 0.4133 | 0.43602 | 0.42402 | 0.4416 | 0.43602 | 0.44589 | 0.45017 | 0.42188 | 0.46402 | 0.4591 | 0.46848 | 0.46402 | 0.4265 | 0.44571 | 0.45821 | 0.44213 | 0.4658 | 0.46625 | 0.4265 | 0.44883 | 0.46759 | 0.44883 | 0.45643 | 0.45776 | 0.46268 | 0.43276 | 0.45955 | 0.4466 | 0.44213 | 0.45107 | 0.44839 | 0.45821 | 0.44035 | 0.43677 | 0.46759 | 0.4591 | 0.44973 | 0.4274 | 0.44973 | 0.46625 | 0.43677 | 0.44437 | 0.44437 | 0.44303 | 0.42561 | 0.45285 | 0.42472 | 0.42561 | 0.43633 | 0.46223 | 0.43811 | 0.45196 | 0.42695 | 0.45776 | 0.46714 | 0.45821 | 0.43333 | 0.44331 | 0.45375 | 0.4356 | 0.45102 | 0.44376 | 0.44149 | 0.45783 | 0.44286 | 0.45783 | 0.44649 | 0.45964 | 0.45375 | 0.46781 | 0.44966 | 0.44376 | 0.43832 | 0.43333 | 0.45828 | 0.43197 | 0.4365 | 0.46554 | 0.44649 | 0.47643 | 0.4356 | 0.46191 | 0.47008 | 0.43832 | 0.44286 | 0.4483 | 0.45465 | 0.47326 | 0.44966 | 0.4669 | 0.44422 | 0.45964 | 0.46418 | 0.43106 | 0.45783 | 0.45511 | 0.45102 | 0.46781 | 0.44785 | 0.45193 | 0.46827 | 0.4483 | 0.44422 | 0.44694 | 0.45148 | 0.4365 | 0.43514 | 0.44785 | 0.45148 | 0.45465 | 0.46464 | 0.47053 | 0.44467 | 0.46464 | 0.45783 | 0.46554 | 0.43968 | 0.44785 | 0.43741 | 0.47643 | 0.43877 | 0.46055 | 0.45238 | 0.46101 | 0.43151 | 0.46464 | 0.44966 | 0.46781 | 0.4365 | 0.4365 | 0.43106 | 0.466 | 0.4542 | 0.4719 | 0.43106 | 0.45284 | 0.43786 | 0.44512 | 0.47553 | 0.47099 | 0.44331 | 0.4483 | 0.45012 | 0.43514 | 0.43741 | 0.43786 | 0.466 | 0.47144 | 0.45465 | 0.44467 | 0.44059
ON_MTC_JCT | 762 | 230 | ON | 0.00145 | 762 | 24640 | 0.35728 | 0.39551 | 0.38123 | 0.37467 | 0.37351 | 0.37313 | 0.38393 | 0.39242 | 0.39705 | 0.37274 | 0.36657 | 0.38162 | 0.39474 | 0.3739 | 0.38895 | 0.39242 | 0.37544 | 0.37197 | 0.4013 | 0.37892 | 0.3793 | 0.37969 | 0.37159 | 0.37467 | 0.38239 | 0.37274 | 0.3712 | 0.38316 | 0.39782 | 0.38278 | 0.36773 | 0.37815 | 0.37197 | 0.38972 | 0.37351 | 0.38548 | 0.37699 | 0.36773 | 0.3793 | 0.40168 | 0.37969 | 0.37583 | 0.39744 | 0.36657 | 0.39281 | 0.38432 | 0.3793 | 0.4013 | 0.37043 | 0.4355 | 0.40557 | 0.41147 | 0.41695 | 0.43213 | 0.41274 | 0.41358 | 0.40894 | 0.43677 | 0.43129 | 0.40557 | 0.40431 | 0.41105 | 0.42581 | 0.43255 | 0.43382 | 0.44098 | 0.41021 | 0.41948 | 0.41147 | 0.43044 | 0.42243 | 0.41695 | 0.40346 | 0.41527 | 0.41653 | 0.42243 | 0.41611 | 0.4022 | 0.40262 | 0.40051 | 0.41695 | 0.4355 | 0.4081 | 0.4178 | 0.40388 | 0.40683 | 0.42623 | 0.41358 | 0.42665 | 0.44014 | 0.43508 | 0.42538 | 0.44267 | 0.41864 | 0.41232 | 0.40852 | 0.40262 | 0.41802 | 0.44503 | 0.42616 | 0.42316 | 0.4356 | 0.43474 | 0.43302 | 0.43302 | 0.41673 | 0.4416 | 0.4416 | 0.43645 | 0.41116 | 0.43131 | 0.44546 | 0.4416 | 0.42102 | 0.4163 | 0.44974 | 0.42273 | 0.44246 | 0.43217 | 0.41244 | 0.43688 | 0.41459 | 0.44331 | 0.41759 | 0.4073 | 0.43817 | 0.41116 | 0.41459 | 0.44974 | 0.42016 | 0.42145 | 0.42059 | 0.40987 | 0.43817 | 0.41673 | 0.43345 | 0.4073 | 0.4133 | 0.43602 | 0.42402 | 0.4416 | 0.43602 | 0.44589 | 0.45017 | 0.42188 | 0.46402 | 0.4591 | 0.46848 | 0.46402 | 0.4265 | 0.44571 | 0.45821 | 0.44213 | 0.4658 | 0.46625 | 0.4265 | 0.44883 | 0.46759 | 0.44883 | 0.45643 | 0.45776 | 0.46268 | 0.43276 | 0.45955 | 0.4466 | 0.44213 | 0.45107 | 0.44839 | 0.45821 | 0.44035 | 0.43677 | 0.46759 | 0.4591 | 0.44973 | 0.4274 | 0.44973 | 0.46625 | 0.43677 | 0.44437 | 0.44437 | 0.44303 | 0.42561 | 0.45285 | 0.42472 | 0.42561 | 0.43633 | 0.46223 | 0.43811 | 0.45196 | 0.42695 | 0.45776 | 0.46714 | 0.45821 | 0.43333 | 0.44331 | 0.45375 | 0.4356 | 0.45102 | 0.44376 | 0.44149 | 0.45783 | 0.44286 | 0.45783 | 0.44649 | 0.45964 | 0.45375 | 0.46781 | 0.44966 | 0.44376 | 0.43832 | 0.43333 | 0.45828 | 0.43197 | 0.4365 | 0.46554 | 0.44649 | 0.47643 | 0.4356 | 0.46191 | 0.47008 | 0.43832 | 0.44286 | 0.4483 | 0.45465 | 0.47326 | 0.44966 | 0.4669 | 0.44422 | 0.45964 | 0.46418 | 0.43106 | 0.45783 | 0.45511 | 0.45102 | 0.46781 | 0.44785 | 0.45193 | 0.46827 | 0.4483 | 0.44422 | 0.44694 | 0.45148 | 0.4365 | 0.43514 | 0.44785 | 0.45148 | 0.45465 | 0.46464 | 0.47053 | 0.44467 | 0.46464 | 0.45783 | 0.46554 | 0.43968 | 0.44785 | 0.43741 | 0.47643 | 0.43877 | 0.46055 | 0.45238 | 0.46101 | 0.43151 | 0.46464 | 0.44966 | 0.46781 | 0.4365 | 0.4365 | 0.43106 | 0.466 | 0.4542 | 0.4719 | 0.43106 | 0.45284 | 0.43786 | 0.44512 | 0.47553 | 0.47099 | 0.44331 | 0.4483 | 0.45012 | 0.43514 | 0.43741 | 0.43786 | 0.466 | 0.47144 | 0.45465 | 0.44467 | 0.44059
ON_MTD_DSS | 763 | 230 | ON | 0.001466 | 763 | 24640 | 0.36122 | 0.39987 | 0.38544 | 0.37881 | 0.37764 | 0.37725 | 0.38817 | 0.39675 | 0.40143 | 0.37686 | 0.37061 | 0.38583 | 0.39909 | 0.37803 | 0.39324 | 0.39675 | 0.37959 | 0.37608 | 0.40572 | 0.3831 | 0.38349 | 0.38388 | 0.37569 | 0.37881 | 0.38661 | 0.37686 | 0.3753 | 0.38739 | 0.40221 | 0.387 | 0.37178 | 0.38232 | 0.37608 | 0.39402 | 0.37764 | 0.38973 | 0.38115 | 0.37178 | 0.38349 | 0.40612 | 0.38388 | 0.37998 | 0.40182 | 0.37061 | 0.39714 | 0.38856 | 0.38349 | 0.40572 | 0.37452 | 0.44031 | 0.41005 | 0.41601 | 0.42155 | 0.4369 | 0.41729 | 0.41814 | 0.41346 | 0.44159 | 0.43605 | 0.41005 | 0.40877 | 0.41559 | 0.4305 | 0.43732 | 0.4386 | 0.44585 | 0.41473 | 0.42411 | 0.41601 | 0.43519 | 0.42709 | 0.42155 | 0.40791 | 0.41985 | 0.42113 | 0.42709 | 0.4207 | 0.40664 | 0.40706 | 0.40493 | 0.42155 | 0.44031 | 0.4126 | 0.42241 | 0.40834 | 0.41132 | 0.43093 | 0.41814 | 0.43136 | 0.445 | 0.43988 | 0.43008 | 0.44755 | 0.42326 | 0.41687 | 0.41303 | 0.40706 | 0.42263 | 0.44994 | 0.43087 | 0.42783 | 0.4404 | 0.43954 | 0.4378 | 0.4378 | 0.42133 | 0.44647 | 0.44647 | 0.44127 | 0.41569 | 0.43607 | 0.45037 | 0.44647 | 0.42566 | 0.4209 | 0.45471 | 0.4274 | 0.44734 | 0.43693 | 0.417 | 0.4417 | 0.41916 | 0.4482 | 0.4222 | 0.41179 | 0.443 | 0.41569 | 0.41916 | 0.45471 | 0.4248 | 0.4261 | 0.42523 | 0.41439 | 0.443 | 0.42133 | 0.43824 | 0.41179 | 0.41786 | 0.44084 | 0.4287 | 0.44647 | 0.44084 | 0.45081 | 0.45514 | 0.42653 | 0.46914 | 0.46417 | 0.47365 | 0.46914 | 0.43121 | 0.45062 | 0.46327 | 0.44701 | 0.47094 | 0.4714 | 0.43121 | 0.45379 | 0.47275 | 0.45379 | 0.46146 | 0.46282 | 0.46778 | 0.43753 | 0.46462 | 0.45153 | 0.44701 | 0.45604 | 0.45333 | 0.46327 | 0.44521 | 0.44159 | 0.47275 | 0.46417 | 0.45469 | 0.43211 | 0.45469 | 0.4714 | 0.44159 | 0.44927 | 0.44927 | 0.44792 | 0.43031 | 0.45785 | 0.4294 | 0.43031 | 0.44114 | 0.46733 | 0.44295 | 0.45695 | 0.43166 | 0.46282 | 0.4723 | 0.46327 | 0.43811 | 0.4482 | 0.45875 | 0.4404 | 0.456 | 0.44866 | 0.44637 | 0.46288 | 0.44774 | 0.46288 | 0.45141 | 0.46472 | 0.45875 | 0.47297 | 0.45462 | 0.44866 | 0.44315 | 0.43811 | 0.46334 | 0.43673 | 0.44132 | 0.47068 | 0.45141 | 0.48169 | 0.4404 | 0.46701 | 0.47527 | 0.44315 | 0.44774 | 0.45325 | 0.45967 | 0.47848 | 0.45462 | 0.47206 | 0.44912 | 0.46472 | 0.4693 | 0.43581 | 0.46288 | 0.46013 | 0.456 | 0.47297 | 0.45279 | 0.45692 | 0.47343 | 0.45325 | 0.44912 | 0.45187 | 0.45646 | 0.44132 | 0.43994 | 0.45279 | 0.45646 | 0.45967 | 0.46976 | 0.47573 | 0.44958 | 0.46976 | 0.46288 | 0.47068 | 0.44453 | 0.45279 | 0.44224 | 0.48169 | 0.44361 | 0.46563 | 0.45738 | 0.46609 | 0.43627 | 0.46976 | 0.45462 | 0.47297 | 0.44132 | 0.44132 | 0.43581 | 0.47114 | 0.45921 | 0.4771 | 0.43581 | 0.45783 | 0.4427 | 0.45004 | 0.48077 | 0.47619 | 0.4482 | 0.45325 | 0.45508 | 0.43994 | 0.44224 | 0.4427 | 0.47114 | 0.47664 | 0.45967 | 0.44958 | 0.44545
ON_MTH_JCT | 764 | 230 | ON | 0.002399 | 764 | 24640 | 0.59111 | 0.65436 | 0.63074 | 0.61989 | 0.61797 | 0.61734 | 0.63521 | 0.64926 | 0.65692 | 0.6167 | 0.60648 | 0.63138 | 0.65309 | 0.61861 | 0.64351 | 0.64926 | 0.62117 | 0.61542 | 0.66394 | 0.62691 | 0.62755 | 0.62819 | 0.61478 | 0.61989 | 0.63266 | 0.6167 | 0.61414 | 0.63393 | 0.65819 | 0.6333 | 0.6084 | 0.62563 | 0.61542 | 0.64479 | 0.61797 | 0.63776 | 0.62372 | 0.6084 | 0.62755 | 0.66458 | 0.62819 | 0.6218 | 0.65755 | 0.60648 | 0.64989 | 0.63585 | 0.62755 | 0.66394 | 0.61287 | 0.72053 | 0.67101 | 0.68077 | 0.68984 | 0.71495 | 0.68287 | 0.68426 | 0.67659 | 0.72262 | 0.71356 | 0.67101 | 0.66892 | 0.68008 | 0.70449 | 0.71565 | 0.71774 | 0.7296 | 0.67868 | 0.69403 | 0.68077 | 0.71216 | 0.69891 | 0.68984 | 0.66752 | 0.68705 | 0.68914 | 0.69891 | 0.68845 | 0.66543 | 0.66613 | 0.66264 | 0.68984 | 0.72053 | 0.67519 | 0.69124 | 0.66822 | 0.6731 | 0.70519 | 0.68426 | 0.70588 | 0.7282 | 0.71983 | 0.70379 | 0.73239 | 0.69263 | 0.68217 | 0.67589 | 0.66613 | 0.6916 | 0.73629 | 0.70508 | 0.70011 | 0.72069 | 0.71927 | 0.71643 | 0.71643 | 0.68947 | 0.73062 | 0.73062 | 0.7221 | 0.68025 | 0.71359 | 0.737 | 0.73062 | 0.69657 | 0.68877 | 0.74409 | 0.69941 | 0.73204 | 0.71501 | 0.68238 | 0.72281 | 0.68593 | 0.73345 | 0.69089 | 0.67387 | 0.72494 | 0.68025 | 0.68593 | 0.74409 | 0.69515 | 0.69728 | 0.69586 | 0.67813 | 0.72494 | 0.68947 | 0.71714 | 0.67387 | 0.6838 | 0.7214 | 0.70153 | 0.73062 | 0.7214 | 0.73771 | 0.7448 | 0.69799 | 0.76771 | 0.75958 | 0.7751 | 0.76771 | 0.70564 | 0.73741 | 0.7581 | 0.7315 | 0.77066 | 0.7714 | 0.70564 | 0.74259 | 0.77362 | 0.74259 | 0.75515 | 0.75736 | 0.76549 | 0.71599 | 0.76032 | 0.73889 | 0.7315 | 0.74628 | 0.74185 | 0.7581 | 0.72855 | 0.72264 | 0.77362 | 0.75958 | 0.74406 | 0.70712 | 0.74406 | 0.7714 | 0.72264 | 0.7352 | 0.7352 | 0.73298 | 0.70416 | 0.74924 | 0.70269 | 0.70416 | 0.7219 | 0.76475 | 0.72485 | 0.74776 | 0.70638 | 0.75736 | 0.77288 | 0.7581 | 0.71693 | 0.73345 | 0.75071 | 0.72069 | 0.74621 | 0.7342 | 0.73044 | 0.75747 | 0.7327 | 0.75747 | 0.7387 | 0.76047 | 0.75071 | 0.77399 | 0.74396 | 0.7342 | 0.72519 | 0.71693 | 0.75822 | 0.71468 | 0.72219 | 0.77023 | 0.7387 | 0.78825 | 0.72069 | 0.76423 | 0.77774 | 0.72519 | 0.7327 | 0.74171 | 0.75222 | 0.78299 | 0.74396 | 0.77248 | 0.73495 | 0.76047 | 0.76798 | 0.71318 | 0.75747 | 0.75297 | 0.74621 | 0.77399 | 0.74095 | 0.74771 | 0.77474 | 0.74171 | 0.73495 | 0.73945 | 0.74696 | 0.72219 | 0.71993 | 0.74095 | 0.74696 | 0.75222 | 0.76873 | 0.77849 | 0.7357 | 0.76873 | 0.75747 | 0.77023 | 0.72744 | 0.74095 | 0.72369 | 0.78825 | 0.72594 | 0.76197 | 0.74846 | 0.76273 | 0.71393 | 0.76873 | 0.74396 | 0.77399 | 0.72219 | 0.72219 | 0.71318 | 0.77098 | 0.75146 | 0.78074 | 0.71318 | 0.74921 | 0.72444 | 0.73645 | 0.78675 | 0.77924 | 0.73345 | 0.74171 | 0.74471 | 0.71993 | 0.72369 | 0.72444 | 0.77098 | 0.77999 | 0.75222 | 0.7357 | 0.72894
ON_MZW_DSS | 765 | 230 | ON | 0.000871 | 765 | 24640 | 0.21461 | 0.23758 | 0.229 | 0.22506 | 0.22437 | 0.22413 | 0.23062 | 0.23572 | 0.23851 | 0.2239 | 0.22019 | 0.22923 | 0.23711 | 0.2246 | 0.23364 | 0.23572 | 0.22553 | 0.22344 | 0.24105 | 0.22761 | 0.22784 | 0.22808 | 0.22321 | 0.22506 | 0.2297 | 0.2239 | 0.22298 | 0.23016 | 0.23897 | 0.22993 | 0.22089 | 0.22715 | 0.22344 | 0.2341 | 0.22437 | 0.23155 | 0.22645 | 0.22089 | 0.22784 | 0.24129 | 0.22808 | 0.22576 | 0.23874 | 0.22019 | 0.23596 | 0.23086 | 0.22784 | 0.24105 | 0.22251 | 0.2616 | 0.24362 | 0.24717 | 0.25046 | 0.25958 | 0.24793 | 0.24843 | 0.24565 | 0.26236 | 0.25907 | 0.24362 | 0.24286 | 0.24691 | 0.25578 | 0.25983 | 0.26059 | 0.26489 | 0.24641 | 0.25198 | 0.24717 | 0.25856 | 0.25375 | 0.25046 | 0.24236 | 0.24945 | 0.25021 | 0.25375 | 0.24995 | 0.2416 | 0.24185 | 0.24058 | 0.25046 | 0.2616 | 0.24514 | 0.25097 | 0.24261 | 0.24438 | 0.25603 | 0.24843 | 0.25628 | 0.26439 | 0.26135 | 0.25552 | 0.26591 | 0.25147 | 0.24767 | 0.24539 | 0.24185 | 0.2511 | 0.26732 | 0.25599 | 0.25419 | 0.26166 | 0.26114 | 0.26011 | 0.26011 | 0.25033 | 0.26526 | 0.26526 | 0.26217 | 0.24698 | 0.25908 | 0.26758 | 0.26526 | 0.2529 | 0.25007 | 0.27016 | 0.25393 | 0.26578 | 0.2596 | 0.24775 | 0.26243 | 0.24904 | 0.26629 | 0.25084 | 0.24466 | 0.2632 | 0.24698 | 0.24904 | 0.27016 | 0.25239 | 0.25316 | 0.25264 | 0.24621 | 0.2632 | 0.25033 | 0.26037 | 0.24466 | 0.24827 | 0.26192 | 0.2547 | 0.26526 | 0.26192 | 0.26784 | 0.27041 | 0.25342 | 0.27873 | 0.27578 | 0.28141 | 0.27873 | 0.2562 | 0.26773 | 0.27524 | 0.26559 | 0.2798 | 0.28007 | 0.2562 | 0.26961 | 0.28088 | 0.26961 | 0.27417 | 0.27497 | 0.27793 | 0.25995 | 0.27605 | 0.26827 | 0.26559 | 0.27095 | 0.26934 | 0.27524 | 0.26451 | 0.26237 | 0.28088 | 0.27578 | 0.27015 | 0.25673 | 0.27015 | 0.28007 | 0.26237 | 0.26693 | 0.26693 | 0.26612 | 0.25566 | 0.27202 | 0.25512 | 0.25566 | 0.2621 | 0.27766 | 0.26317 | 0.27149 | 0.25646 | 0.27497 | 0.28061 | 0.27524 | 0.2603 | 0.26629 | 0.27256 | 0.26166 | 0.27092 | 0.26656 | 0.2652 | 0.27501 | 0.26602 | 0.27501 | 0.2682 | 0.2761 | 0.27256 | 0.28101 | 0.27011 | 0.26656 | 0.26329 | 0.2603 | 0.27529 | 0.25948 | 0.2622 | 0.27965 | 0.2682 | 0.28619 | 0.26166 | 0.27747 | 0.28237 | 0.26329 | 0.26602 | 0.26929 | 0.27311 | 0.28428 | 0.27011 | 0.28046 | 0.26684 | 0.2761 | 0.27883 | 0.25893 | 0.27501 | 0.27338 | 0.27092 | 0.28101 | 0.26902 | 0.27147 | 0.28128 | 0.26929 | 0.26684 | 0.26847 | 0.2712 | 0.2622 | 0.26139 | 0.26902 | 0.2712 | 0.27311 | 0.2791 | 0.28265 | 0.26711 | 0.2791 | 0.27501 | 0.27965 | 0.26411 | 0.26902 | 0.26275 | 0.28619 | 0.26357 | 0.27665 | 0.27174 | 0.27692 | 0.2592 | 0.2791 | 0.27011 | 0.28101 | 0.2622 | 0.2622 | 0.25893 | 0.27992 | 0.27283 | 0.28346 | 0.25893 | 0.27202 | 0.26302 | 0.26738 | 0.28564 | 0.28292 | 0.26629 | 0.26929 | 0.27038 | 0.26139 | 0.26275 | 0.26302 | 0.27992 | 0.28319 | 0.27311 | 0.26711 | 0.26466
ON_NAP_DSS | 766 | 230 | ON | 0.000871 | 766 | 24640 | 0.21461 | 0.23758 | 0.229 | 0.22506 | 0.22437 | 0.22413 | 0.23062 | 0.23572 | 0.23851 | 0.2239 | 0.22019 | 0.22923 | 0.23711 | 0.2246 | 0.23364 | 0.23572 | 0.22553 | 0.22344 | 0.24105 | 0.22761 | 0.22784 | 0.22808 | 0.22321 | 0.22506 | 0.2297 | 0.2239 | 0.22298 | 0.23016 | 0.23897 | 0.22993 | 0.22089 | 0.22715 | 0.22344 | 0.2341 | 0.22437 | 0.23155 | 0.22645 | 0.22089 | 0.22784 | 0.24129 | 0.22808 | 0.22576 | 0.23874 | 0.22019 | 0.23596 | 0.23086 | 0.22784 | 0.24105 | 0.22251 | 0.2616 | 0.24362 | 0.24717 | 0.25046 | 0.25958 | 0.24793 | 0.24843 | 0.24565 | 0.26236 | 0.25907 | 0.24362 | 0.24286 | 0.24691 | 0.25578 | 0.25983 | 0.26059 | 0.26489 | 0.24641 | 0.25198 | 0.24717 | 0.25856 | 0.25375 | 0.25046 | 0.24236 | 0.24945 | 0.25021 | 0.25375 | 0.24995 | 0.2416 | 0.24185 | 0.24058 | 0.25046 | 0.2616 | 0.24514 | 0.25097 | 0.24261 | 0.24438 | 0.25603 | 0.24843 | 0.25628 | 0.26439 | 0.26135 | 0.25552 | 0.26591 | 0.25147 | 0.24767 | 0.24539 | 0.24185 | 0.2511 | 0.26732 | 0.25599 | 0.25419 | 0.26166 | 0.26114 | 0.26011 | 0.26011 | 0.25033 | 0.26526 | 0.26526 | 0.26217 | 0.24698 | 0.25908 | 0.26758 | 0.26526 | 0.2529 | 0.25007 | 0.27016 | 0.25393 | 0.26578 | 0.2596 | 0.24775 | 0.26243 | 0.24904 | 0.26629 | 0.25084 | 0.24466 | 0.2632 | 0.24698 | 0.24904 | 0.27016 | 0.25239 | 0.25316 | 0.25264 | 0.24621 | 0.2632 | 0.25033 | 0.26037 | 0.24466 | 0.24827 | 0.26192 | 0.2547 | 0.26526 | 0.26192 | 0.26784 | 0.27041 | 0.25342 | 0.27873 | 0.27578 | 0.28141 | 0.27873 | 0.2562 | 0.26773 | 0.27524 | 0.26559 | 0.2798 | 0.28007 | 0.2562 | 0.26961 | 0.28088 | 0.26961 | 0.27417 | 0.27497 | 0.27793 | 0.25995 | 0.27605 | 0.26827 | 0.26559 | 0.27095 | 0.26934 | 0.27524 | 0.26451 | 0.26237 | 0.28088 | 0.27578 | 0.27015 | 0.25673 | 0.27015 | 0.28007 | 0.26237 | 0.26693 | 0.26693 | 0.26612 | 0.25566 | 0.27202 | 0.25512 | 0.25566 | 0.2621 | 0.27766 | 0.26317 | 0.27149 | 0.25646 | 0.27497 | 0.28061 | 0.27524 | 0.2603 | 0.26629 | 0.27256 | 0.26166 | 0.27092 | 0.26656 | 0.2652 | 0.27501 | 0.26602 | 0.27501 | 0.2682 | 0.2761 | 0.27256 | 0.28101 | 0.27011 | 0.26656 | 0.26329 | 0.2603 | 0.27529 | 0.25948 | 0.2622 | 0.27965 | 0.2682 | 0.28619 | 0.26166 | 0.27747 | 0.28237 | 0.26329 | 0.26602 | 0.26929 | 0.27311 | 0.28428 | 0.27011 | 0.28046 | 0.26684 | 0.2761 | 0.27883 | 0.25893 | 0.27501 | 0.27338 | 0.27092 | 0.28101 | 0.26902 | 0.27147 | 0.28128 | 0.26929 | 0.26684 | 0.26847 | 0.2712 | 0.2622 | 0.26139 | 0.26902 | 0.2712 | 0.27311 | 0.2791 | 0.28265 | 0.26711 | 0.2791 | 0.27501 | 0.27965 | 0.26411 | 0.26902 | 0.26275 | 0.28619 | 0.26357 | 0.27665 | 0.27174 | 0.27692 | 0.2592 | 0.2791 | 0.27011 | 0.28101 | 0.2622 | 0.2622 | 0.25893 | 0.27992 | 0.27283 | 0.28346 | 0.25893 | 0.27202 | 0.26302 | 0.26738 | 0.28564 | 0.28292 | 0.26629 | 0.26929 | 0.27038 | 0.26139 | 0.26275 | 0.26302 | 0.27992 | 0.28319 | 0.27311 | 0.26711 | 0.26466
ON_NAP_GSS | 767 | 500 | ON | 0.001893 | 767 | 24640 | 0.46644 | 0.51634 | 0.49771 | 0.48914 | 0.48763 | 0.48713 | 0.50123 | 0.51231 | 0.51836 | 0.48662 | 0.47856 | 0.49821 | 0.51534 | 0.48813 | 0.50778 | 0.51231 | 0.49015 | 0.48562 | 0.5239 | 0.49468 | 0.49519 | 0.49569 | 0.48511 | 0.48914 | 0.49922 | 0.48662 | 0.48461 | 0.50022 | 0.51937 | 0.49972 | 0.48007 | 0.49368 | 0.48562 | 0.50879 | 0.48763 | 0.50325 | 0.49216 | 0.48007 | 0.49519 | 0.5244 | 0.49569 | 0.49065 | 0.51886 | 0.47856 | 0.51282 | 0.50174 | 0.49519 | 0.5239 | 0.4836 | 0.56856 | 0.52948 | 0.53718 | 0.54434 | 0.56415 | 0.53884 | 0.53994 | 0.53388 | 0.57021 | 0.56305 | 0.52948 | 0.52783 | 0.53663 | 0.5559 | 0.5647 | 0.56635 | 0.57571 | 0.53553 | 0.54764 | 0.53718 | 0.56195 | 0.55149 | 0.54434 | 0.52673 | 0.54214 | 0.54379 | 0.55149 | 0.54324 | 0.52508 | 0.52563 | 0.52287 | 0.54434 | 0.56856 | 0.53278 | 0.54544 | 0.52728 | 0.53113 | 0.55645 | 0.53994 | 0.557 | 0.57461 | 0.56801 | 0.55535 | 0.57791 | 0.54654 | 0.53828 | 0.53333 | 0.52563 | 0.54573 | 0.58099 | 0.55636 | 0.55245 | 0.56868 | 0.56756 | 0.56532 | 0.56532 | 0.54405 | 0.57651 | 0.57651 | 0.5698 | 0.53677 | 0.56308 | 0.58155 | 0.57651 | 0.54965 | 0.54349 | 0.58715 | 0.55189 | 0.57763 | 0.5642 | 0.53845 | 0.57036 | 0.54125 | 0.57875 | 0.54517 | 0.53174 | 0.57204 | 0.53677 | 0.54125 | 0.58715 | 0.54853 | 0.55021 | 0.54909 | 0.53509 | 0.57204 | 0.54405 | 0.56588 | 0.53174 | 0.53957 | 0.56924 | 0.55357 | 0.57651 | 0.56924 | 0.58211 | 0.58771 | 0.55077 | 0.60578 | 0.59937 | 0.61161 | 0.60578 | 0.55681 | 0.58188 | 0.5982 | 0.57721 | 0.60811 | 0.6087 | 0.55681 | 0.58596 | 0.61045 | 0.58596 | 0.59587 | 0.59762 | 0.60403 | 0.56497 | 0.59995 | 0.58304 | 0.57721 | 0.58887 | 0.58538 | 0.5982 | 0.57488 | 0.57022 | 0.61045 | 0.59937 | 0.58713 | 0.55797 | 0.58713 | 0.6087 | 0.57022 | 0.58013 | 0.58013 | 0.57838 | 0.55564 | 0.59121 | 0.55447 | 0.55564 | 0.56963 | 0.60345 | 0.57197 | 0.59004 | 0.55739 | 0.59762 | 0.60986 | 0.5982 | 0.56572 | 0.57875 | 0.59237 | 0.56868 | 0.58882 | 0.57934 | 0.57638 | 0.5977 | 0.57816 | 0.5977 | 0.58289 | 0.60007 | 0.59237 | 0.61074 | 0.58704 | 0.57934 | 0.57223 | 0.56572 | 0.5983 | 0.56394 | 0.56986 | 0.60777 | 0.58289 | 0.62199 | 0.56868 | 0.60304 | 0.6137 | 0.57223 | 0.57816 | 0.58526 | 0.59356 | 0.61784 | 0.58704 | 0.60955 | 0.57993 | 0.60007 | 0.606 | 0.56275 | 0.5977 | 0.59415 | 0.58882 | 0.61074 | 0.58467 | 0.59 | 0.61133 | 0.58526 | 0.57993 | 0.58349 | 0.58941 | 0.56986 | 0.56809 | 0.58467 | 0.58941 | 0.59356 | 0.60659 | 0.61429 | 0.58053 | 0.60659 | 0.5977 | 0.60777 | 0.57401 | 0.58467 | 0.57105 | 0.62199 | 0.57282 | 0.60126 | 0.5906 | 0.60185 | 0.56335 | 0.60659 | 0.58704 | 0.61074 | 0.56986 | 0.56986 | 0.56275 | 0.60837 | 0.59297 | 0.61607 | 0.56275 | 0.59119 | 0.57164 | 0.58112 | 0.62081 | 0.61488 | 0.57875 | 0.58526 | 0.58763 | 0.56809 | 0.57105 | 0.57164 | 0.60837 | 0.61548 | 0.59356 | 0.58053 | 0.57519
ON_NEA_JCT | 768 | 230 | ON | 0.002399 | 768 | 24640 | 0.59111 | 0.65436 | 0.63074 | 0.61989 | 0.61797 | 0.61734 | 0.63521 | 0.64926 | 0.65692 | 0.6167 | 0.60648 | 0.63138 | 0.65309 | 0.61861 | 0.64351 | 0.64926 | 0.62117 | 0.61542 | 0.66394 | 0.62691 | 0.62755 | 0.62819 | 0.61478 | 0.61989 | 0.63266 | 0.6167 | 0.61414 | 0.63393 | 0.65819 | 0.6333 | 0.6084 | 0.62563 | 0.61542 | 0.64479 | 0.61797 | 0.63776 | 0.62372 | 0.6084 | 0.62755 | 0.66458 | 0.62819 | 0.6218 | 0.65755 | 0.60648 | 0.64989 | 0.63585 | 0.62755 | 0.66394 | 0.61287 | 0.72053 | 0.67101 | 0.68077 | 0.68984 | 0.71495 | 0.68287 | 0.68426 | 0.67659 | 0.72262 | 0.71356 | 0.67101 | 0.66892 | 0.68008 | 0.70449 | 0.71565 | 0.71774 | 0.7296 | 0.67868 | 0.69403 | 0.68077 | 0.71216 | 0.69891 | 0.68984 | 0.66752 | 0.68705 | 0.68914 | 0.69891 | 0.68845 | 0.66543 | 0.66613 | 0.66264 | 0.68984 | 0.72053 | 0.67519 | 0.69124 | 0.66822 | 0.6731 | 0.70519 | 0.68426 | 0.70588 | 0.7282 | 0.71983 | 0.70379 | 0.73239 | 0.69263 | 0.68217 | 0.67589 | 0.66613 | 0.6916 | 0.73629 | 0.70508 | 0.70011 | 0.72069 | 0.71927 | 0.71643 | 0.71643 | 0.68947 | 0.73062 | 0.73062 | 0.7221 | 0.68025 | 0.71359 | 0.737 | 0.73062 | 0.69657 | 0.68877 | 0.74409 | 0.69941 | 0.73204 | 0.71501 | 0.68238 | 0.72281 | 0.68593 | 0.73345 | 0.69089 | 0.67387 | 0.72494 | 0.68025 | 0.68593 | 0.74409 | 0.69515 | 0.69728 | 0.69586 | 0.67813 | 0.72494 | 0.68947 | 0.71714 | 0.67387 | 0.6838 | 0.7214 | 0.70153 | 0.73062 | 0.7214 | 0.73771 | 0.7448 | 0.69799 | 0.76771 | 0.75958 | 0.7751 | 0.76771 | 0.70564 | 0.73741 | 0.7581 | 0.7315 | 0.77066 | 0.7714 | 0.70564 | 0.74259 | 0.77362 | 0.74259 | 0.75515 | 0.75736 | 0.76549 | 0.71599 | 0.76032 | 0.73889 | 0.7315 | 0.74628 | 0.74185 | 0.7581 | 0.72855 | 0.72264 | 0.77362 | 0.75958 | 0.74406 | 0.70712 | 0.74406 | 0.7714 | 0.72264 | 0.7352 | 0.7352 | 0.73298 | 0.70416 | 0.74924 | 0.70269 | 0.70416 | 0.7219 | 0.76475 | 0.72485 | 0.74776 | 0.70638 | 0.75736 | 0.77288 | 0.7581 | 0.71693 | 0.73345 | 0.75071 | 0.72069 | 0.74621 | 0.7342 | 0.73044 | 0.75747 | 0.7327 | 0.75747 | 0.7387 | 0.76047 | 0.75071 | 0.77399 | 0.74396 | 0.7342 | 0.72519 | 0.71693 | 0.75822 | 0.71468 | 0.72219 | 0.77023 | 0.7387 | 0.78825 | 0.72069 | 0.76423 | 0.77774 | 0.72519 | 0.7327 | 0.74171 | 0.75222 | 0.78299 | 0.74396 | 0.77248 | 0.73495 | 0.76047 | 0.76798 | 0.71318 | 0.75747 | 0.75297 | 0.74621 | 0.77399 | 0.74095 | 0.74771 | 0.77474 | 0.74171 | 0.73495 | 0.73945 | 0.74696 | 0.72219 | 0.71993 | 0.74095 | 0.74696 | 0.75222 | 0.76873 | 0.77849 | 0.7357 | 0.76873 | 0.75747 | 0.77023 | 0.72744 | 0.74095 | 0.72369 | 0.78825 | 0.72594 | 0.76197 | 0.74846 | 0.76273 | 0.71393 | 0.76873 | 0.74396 | 0.77399 | 0.72219 | 0.72219 | 0.71318 | 0.77098 | 0.75146 | 0.78074 | 0.71318 | 0.74921 | 0.72444 | 0.73645 | 0.78675 | 0.77924 | 0.73345 | 0.74171 | 0.74471 | 0.71993 | 0.72369 | 0.72444 | 0.77098 | 0.77999 | 0.75222 | 0.7357 | 0.72894
ON_NEB_DSS | 769 | 230 | ON | 0.002399 | 769 | 24640 | 0.59111 | 0.65436 | 0.63074 | 0.61989 | 0.61797 | 0.61734 | 0.63521 | 0.64926 | 0.65692 | 0.6167 | 0.60648 | 0.63138 | 0.65309 | 0.61861 | 0.64351 | 0.64926 | 0.62117 | 0.61542 | 0.66394 | 0.62691 | 0.62755 | 0.62819 | 0.61478 | 0.61989 | 0.63266 | 0.6167 | 0.61414 | 0.63393 | 0.65819 | 0.6333 | 0.6084 | 0.62563 | 0.61542 | 0.64479 | 0.61797 | 0.63776 | 0.62372 | 0.6084 | 0.62755 | 0.66458 | 0.62819 | 0.6218 | 0.65755 | 0.60648 | 0.64989 | 0.63585 | 0.62755 | 0.66394 | 0.61287 | 0.72053 | 0.67101 | 0.68077 | 0.68984 | 0.71495 | 0.68287 | 0.68426 | 0.67659 | 0.72262 | 0.71356 | 0.67101 | 0.66892 | 0.68008 | 0.70449 | 0.71565 | 0.71774 | 0.7296 | 0.67868 | 0.69403 | 0.68077 | 0.71216 | 0.69891 | 0.68984 | 0.66752 | 0.68705 | 0.68914 | 0.69891 | 0.68845 | 0.66543 | 0.66613 | 0.66264 | 0.68984 | 0.72053 | 0.67519 | 0.69124 | 0.66822 | 0.6731 | 0.70519 | 0.68426 | 0.70588 | 0.7282 | 0.71983 | 0.70379 | 0.73239 | 0.69263 | 0.68217 | 0.67589 | 0.66613 | 0.6916 | 0.73629 | 0.70508 | 0.70011 | 0.72069 | 0.71927 | 0.71643 | 0.71643 | 0.68947 | 0.73062 | 0.73062 | 0.7221 | 0.68025 | 0.71359 | 0.737 | 0.73062 | 0.69657 | 0.68877 | 0.74409 | 0.69941 | 0.73204 | 0.71501 | 0.68238 | 0.72281 | 0.68593 | 0.73345 | 0.69089 | 0.67387 | 0.72494 | 0.68025 | 0.68593 | 0.74409 | 0.69515 | 0.69728 | 0.69586 | 0.67813 | 0.72494 | 0.68947 | 0.71714 | 0.67387 | 0.6838 | 0.7214 | 0.70153 | 0.73062 | 0.7214 | 0.73771 | 0.7448 | 0.69799 | 0.76771 | 0.75958 | 0.7751 | 0.76771 | 0.70564 | 0.73741 | 0.7581 | 0.7315 | 0.77066 | 0.7714 | 0.70564 | 0.74259 | 0.77362 | 0.74259 | 0.75515 | 0.75736 | 0.76549 | 0.71599 | 0.76032 | 0.73889 | 0.7315 | 0.74628 | 0.74185 | 0.7581 | 0.72855 | 0.72264 | 0.77362 | 0.75958 | 0.74406 | 0.70712 | 0.74406 | 0.7714 | 0.72264 | 0.7352 | 0.7352 | 0.73298 | 0.70416 | 0.74924 | 0.70269 | 0.70416 | 0.7219 | 0.76475 | 0.72485 | 0.74776 | 0.70638 | 0.75736 | 0.77288 | 0.7581 | 0.71693 | 0.73345 | 0.75071 | 0.72069 | 0.74621 | 0.7342 | 0.73044 | 0.75747 | 0.7327 | 0.75747 | 0.7387 | 0.76047 | 0.75071 | 0.77399 | 0.74396 | 0.7342 | 0.72519 | 0.71693 | 0.75822 | 0.71468 | 0.72219 | 0.77023 | 0.7387 | 0.78825 | 0.72069 | 0.76423 | 0.77774 | 0.72519 | 0.7327 | 0.74171 | 0.75222 | 0.78299 | 0.74396 | 0.77248 | 0.73495 | 0.76047 | 0.76798 | 0.71318 | 0.75747 | 0.75297 | 0.74621 | 0.77399 | 0.74095 | 0.74771 | 0.77474 | 0.74171 | 0.73495 | 0.73945 | 0.74696 | 0.72219 | 0.71993 | 0.74095 | 0.74696 | 0.75222 | 0.76873 | 0.77849 | 0.7357 | 0.76873 | 0.75747 | 0.77023 | 0.72744 | 0.74095 | 0.72369 | 0.78825 | 0.72594 | 0.76197 | 0.74846 | 0.76273 | 0.71393 | 0.76873 | 0.74396 | 0.77399 | 0.72219 | 0.72219 | 0.71318 | 0.77098 | 0.75146 | 0.78074 | 0.71318 | 0.74921 | 0.72444 | 0.73645 | 0.78675 | 0.77924 | 0.73345 | 0.74171 | 0.74471 | 0.71993 | 0.72369 | 0.72444 | 0.77098 | 0.77999 | 0.75222 | 0.7357 | 0.72894
ON_NEB_JCT | 770 | 230 | ON | 0.002399 | 770 | 24640 | 0.59111 | 0.65436 | 0.63074 | 0.61989 | 0.61797 | 0.61734 | 0.63521 | 0.64926 | 0.65692 | 0.6167 | 0.60648 | 0.63138 | 0.65309 | 0.61861 | 0.64351 | 0.64926 | 0.62117 | 0.61542 | 0.66394 | 0.62691 | 0.62755 | 0.62819 | 0.61478 | 0.61989 | 0.63266 | 0.6167 | 0.61414 | 0.63393 | 0.65819 | 0.6333 | 0.6084 | 0.62563 | 0.61542 | 0.64479 | 0.61797 | 0.63776 | 0.62372 | 0.6084 | 0.62755 | 0.66458 | 0.62819 | 0.6218 | 0.65755 | 0.60648 | 0.64989 | 0.63585 | 0.62755 | 0.66394 | 0.61287 | 0.72053 | 0.67101 | 0.68077 | 0.68984 | 0.71495 | 0.68287 | 0.68426 | 0.67659 | 0.72262 | 0.71356 | 0.67101 | 0.66892 | 0.68008 | 0.70449 | 0.71565 | 0.71774 | 0.7296 | 0.67868 | 0.69403 | 0.68077 | 0.71216 | 0.69891 | 0.68984 | 0.66752 | 0.68705 | 0.68914 | 0.69891 | 0.68845 | 0.66543 | 0.66613 | 0.66264 | 0.68984 | 0.72053 | 0.67519 | 0.69124 | 0.66822 | 0.6731 | 0.70519 | 0.68426 | 0.70588 | 0.7282 | 0.71983 | 0.70379 | 0.73239 | 0.69263 | 0.68217 | 0.67589 | 0.66613 | 0.6916 | 0.73629 | 0.70508 | 0.70011 | 0.72069 | 0.71927 | 0.71643 | 0.71643 | 0.68947 | 0.73062 | 0.73062 | 0.7221 | 0.68025 | 0.71359 | 0.737 | 0.73062 | 0.69657 | 0.68877 | 0.74409 | 0.69941 | 0.73204 | 0.71501 | 0.68238 | 0.72281 | 0.68593 | 0.73345 | 0.69089 | 0.67387 | 0.72494 | 0.68025 | 0.68593 | 0.74409 | 0.69515 | 0.69728 | 0.69586 | 0.67813 | 0.72494 | 0.68947 | 0.71714 | 0.67387 | 0.6838 | 0.7214 | 0.70153 | 0.73062 | 0.7214 | 0.73771 | 0.7448 | 0.69799 | 0.76771 | 0.75958 | 0.7751 | 0.76771 | 0.70564 | 0.73741 | 0.7581 | 0.7315 | 0.77066 | 0.7714 | 0.70564 | 0.74259 | 0.77362 | 0.74259 | 0.75515 | 0.75736 | 0.76549 | 0.71599 | 0.76032 | 0.73889 | 0.7315 | 0.74628 | 0.74185 | 0.7581 | 0.72855 | 0.72264 | 0.77362 | 0.75958 | 0.74406 | 0.70712 | 0.74406 | 0.7714 | 0.72264 | 0.7352 | 0.7352 | 0.73298 | 0.70416 | 0.74924 | 0.70269 | 0.70416 | 0.7219 | 0.76475 | 0.72485 | 0.74776 | 0.70638 | 0.75736 | 0.77288 | 0.7581 | 0.71693 | 0.73345 | 0.75071 | 0.72069 | 0.74621 | 0.7342 | 0.73044 | 0.75747 | 0.7327 | 0.75747 | 0.7387 | 0.76047 | 0.75071 | 0.77399 | 0.74396 | 0.7342 | 0.72519 | 0.71693 | 0.75822 | 0.71468 | 0.72219 | 0.77023 | 0.7387 | 0.78825 | 0.72069 | 0.76423 | 0.77774 | 0.72519 | 0.7327 | 0.74171 | 0.75222 | 0.78299 | 0.74396 | 0.77248 | 0.73495 | 0.76047 | 0.76798 | 0.71318 | 0.75747 | 0.75297 | 0.74621 | 0.77399 | 0.74095 | 0.74771 | 0.77474 | 0.74171 | 0.73495 | 0.73945 | 0.74696 | 0.72219 | 0.71993 | 0.74095 | 0.74696 | 0.75222 | 0.76873 | 0.77849 | 0.7357 | 0.76873 | 0.75747 | 0.77023 | 0.72744 | 0.74095 | 0.72369 | 0.78825 | 0.72594 | 0.76197 | 0.74846 | 0.76273 | 0.71393 | 0.76873 | 0.74396 | 0.77399 | 0.72219 | 0.72219 | 0.71318 | 0.77098 | 0.75146 | 0.78074 | 0.71318 | 0.74921 | 0.72444 | 0.73645 | 0.78675 | 0.77924 | 0.73345 | 0.74171 | 0.74471 | 0.71993 | 0.72369 | 0.72444 | 0.77098 | 0.77999 | 0.75222 | 0.7357 | 0.72894
ON_NEP_DSS | 771 | 230 | ON | 0.003026 | 771 | 24640 | 0.74561 | 0.82539 | 0.79559 | 0.7819 | 0.77949 | 0.77868 | 0.80123 | 0.81894 | 0.82861 | 0.77788 | 0.76499 | 0.7964 | 0.82378 | 0.78029 | 0.8117 | 0.81894 | 0.78351 | 0.77627 | 0.83747 | 0.79076 | 0.79157 | 0.79237 | 0.77546 | 0.7819 | 0.79801 | 0.77788 | 0.77466 | 0.79962 | 0.83022 | 0.79881 | 0.76741 | 0.78915 | 0.77627 | 0.81331 | 0.77949 | 0.80445 | 0.78673 | 0.76741 | 0.79157 | 0.83827 | 0.79237 | 0.78432 | 0.82941 | 0.76499 | 0.81975 | 0.80203 | 0.79157 | 0.83747 | 0.77304 | 0.90885 | 0.84638 | 0.8587 | 0.87014 | 0.90181 | 0.86134 | 0.8631 | 0.85342 | 0.91149 | 0.90005 | 0.84638 | 0.84374 | 0.85782 | 0.88861 | 0.90269 | 0.90533 | 0.92029 | 0.85606 | 0.87542 | 0.8587 | 0.89829 | 0.88158 | 0.87014 | 0.84198 | 0.86662 | 0.86926 | 0.88158 | 0.86838 | 0.83934 | 0.84022 | 0.83582 | 0.87014 | 0.90885 | 0.85166 | 0.8719 | 0.84286 | 0.84902 | 0.88949 | 0.8631 | 0.89037 | 0.91853 | 0.90797 | 0.88773 | 0.92381 | 0.87366 | 0.86046 | 0.85254 | 0.84022 | 0.87236 | 0.92873 | 0.88936 | 0.8831 | 0.90904 | 0.90725 | 0.90367 | 0.90367 | 0.86968 | 0.92157 | 0.92157 | 0.91083 | 0.85804 | 0.9001 | 0.92962 | 0.92157 | 0.87862 | 0.86878 | 0.93857 | 0.8822 | 0.92336 | 0.90189 | 0.86073 | 0.91173 | 0.8652 | 0.92515 | 0.87146 | 0.84999 | 0.91441 | 0.85804 | 0.8652 | 0.93857 | 0.87683 | 0.87952 | 0.87773 | 0.85536 | 0.91441 | 0.86968 | 0.90457 | 0.84999 | 0.86252 | 0.90994 | 0.88489 | 0.92157 | 0.90994 | 0.93052 | 0.93946 | 0.88041 | 0.96836 | 0.9581 | 0.97768 | 0.96836 | 0.89007 | 0.93014 | 0.95624 | 0.92269 | 0.97208 | 0.97302 | 0.89007 | 0.93667 | 0.97581 | 0.93667 | 0.95251 | 0.95531 | 0.96556 | 0.90312 | 0.95904 | 0.93201 | 0.92269 | 0.94133 | 0.93574 | 0.95624 | 0.91896 | 0.9115 | 0.97581 | 0.9581 | 0.93853 | 0.89193 | 0.93853 | 0.97302 | 0.9115 | 0.92735 | 0.92735 | 0.92455 | 0.8882 | 0.94506 | 0.88634 | 0.8882 | 0.91057 | 0.96463 | 0.9143 | 0.94319 | 0.891 | 0.95531 | 0.97488 | 0.95624 | 0.90431 | 0.92514 | 0.94692 | 0.90904 | 0.94124 | 0.92609 | 0.92135 | 0.95544 | 0.92419 | 0.95544 | 0.93177 | 0.95923 | 0.94692 | 0.97627 | 0.9384 | 0.92609 | 0.91472 | 0.90431 | 0.95639 | 0.90147 | 0.91094 | 0.97154 | 0.93177 | 0.99427 | 0.90904 | 0.96396 | 0.98101 | 0.91472 | 0.92419 | 0.93556 | 0.94881 | 0.98764 | 0.9384 | 0.97438 | 0.92703 | 0.95923 | 0.9687 | 0.89957 | 0.95544 | 0.94976 | 0.94124 | 0.97627 | 0.93461 | 0.94313 | 0.97722 | 0.93556 | 0.92703 | 0.93272 | 0.94219 | 0.91094 | 0.9081 | 0.93461 | 0.94219 | 0.94881 | 0.96965 | 0.98196 | 0.92798 | 0.96965 | 0.95544 | 0.97154 | 0.91757 | 0.93461 | 0.91283 | 0.99427 | 0.91567 | 0.96112 | 0.94408 | 0.96207 | 0.90052 | 0.96965 | 0.9384 | 0.97627 | 0.91094 | 0.91094 | 0.89957 | 0.97249 | 0.94787 | 0.9848 | 0.89957 | 0.94503 | 0.91378 | 0.92893 | 0.99237 | 0.9829 | 0.92514 | 0.93556 | 0.93934 | 0.9081 | 0.91283 | 0.91378 | 0.97249 | 0.98385 | 0.94881 | 0.92798 | 0.91946
ON_NIW_DSS | 772 | 230 | ON | 0.002237 | 772 | 24640 | 0.5512 | 0.61017 | 0.58815 | 0.57803 | 0.57624 | 0.57565 | 0.59232 | 0.60541 | 0.61256 | 0.57505 | 0.56553 | 0.58874 | 0.60898 | 0.57684 | 0.60005 | 0.60541 | 0.57922 | 0.57386 | 0.6191 | 0.58458 | 0.58517 | 0.58577 | 0.57327 | 0.57803 | 0.58993 | 0.57505 | 0.57267 | 0.59113 | 0.61375 | 0.59053 | 0.56731 | 0.58339 | 0.57386 | 0.60125 | 0.57624 | 0.5947 | 0.5816 | 0.56731 | 0.58517 | 0.6197 | 0.58577 | 0.57981 | 0.61315 | 0.56553 | 0.60601 | 0.59291 | 0.58517 | 0.6191 | 0.57148 | 0.67188 | 0.6257 | 0.6348 | 0.64326 | 0.66667 | 0.63675 | 0.63805 | 0.6309 | 0.67383 | 0.66537 | 0.6257 | 0.62375 | 0.63415 | 0.65692 | 0.66732 | 0.66927 | 0.68033 | 0.63285 | 0.64716 | 0.6348 | 0.66407 | 0.65171 | 0.64326 | 0.62244 | 0.64066 | 0.64261 | 0.65171 | 0.64196 | 0.62049 | 0.62114 | 0.61789 | 0.64326 | 0.67188 | 0.6296 | 0.64456 | 0.62309 | 0.62765 | 0.65757 | 0.63805 | 0.65822 | 0.67903 | 0.67123 | 0.65627 | 0.68293 | 0.64586 | 0.6361 | 0.63025 | 0.62114 | 0.6449 | 0.68657 | 0.65747 | 0.65284 | 0.67202 | 0.6707 | 0.66805 | 0.66805 | 0.64292 | 0.68128 | 0.68128 | 0.67334 | 0.63432 | 0.6654 | 0.68723 | 0.68128 | 0.64953 | 0.64225 | 0.69385 | 0.65218 | 0.6826 | 0.66673 | 0.6363 | 0.674 | 0.63961 | 0.68392 | 0.64424 | 0.62836 | 0.67599 | 0.63432 | 0.63961 | 0.69385 | 0.64821 | 0.65019 | 0.64887 | 0.63233 | 0.67599 | 0.64292 | 0.66871 | 0.62836 | 0.63762 | 0.67268 | 0.65416 | 0.68128 | 0.67268 | 0.68789 | 0.69451 | 0.65085 | 0.71587 | 0.70829 | 0.72276 | 0.71587 | 0.65799 | 0.68762 | 0.70691 | 0.68211 | 0.71862 | 0.71931 | 0.65799 | 0.69244 | 0.72138 | 0.69244 | 0.70415 | 0.70622 | 0.7138 | 0.66764 | 0.70898 | 0.689 | 0.68211 | 0.69589 | 0.69175 | 0.70691 | 0.67935 | 0.67384 | 0.72138 | 0.70829 | 0.69382 | 0.65937 | 0.69382 | 0.71931 | 0.67384 | 0.68555 | 0.68555 | 0.68348 | 0.65661 | 0.69864 | 0.65524 | 0.65661 | 0.67315 | 0.71311 | 0.67591 | 0.69726 | 0.65868 | 0.70622 | 0.72069 | 0.70691 | 0.66852 | 0.68392 | 0.70002 | 0.67202 | 0.69582 | 0.68462 | 0.68112 | 0.70632 | 0.68322 | 0.70632 | 0.68882 | 0.70912 | 0.70002 | 0.72172 | 0.69372 | 0.68462 | 0.67622 | 0.66852 | 0.70702 | 0.66642 | 0.67342 | 0.71822 | 0.68882 | 0.73502 | 0.67202 | 0.71262 | 0.72522 | 0.67622 | 0.68322 | 0.69162 | 0.70142 | 0.73012 | 0.69372 | 0.72032 | 0.68532 | 0.70912 | 0.71612 | 0.66502 | 0.70632 | 0.70212 | 0.69582 | 0.72172 | 0.69092 | 0.69722 | 0.72242 | 0.69162 | 0.68532 | 0.68952 | 0.69652 | 0.67342 | 0.67132 | 0.69092 | 0.69652 | 0.70142 | 0.71682 | 0.72592 | 0.68602 | 0.71682 | 0.70632 | 0.71822 | 0.67832 | 0.69092 | 0.67482 | 0.73502 | 0.67692 | 0.71052 | 0.69792 | 0.71122 | 0.66572 | 0.71682 | 0.69372 | 0.72172 | 0.67342 | 0.67342 | 0.66502 | 0.71892 | 0.70072 | 0.72802 | 0.66502 | 0.69862 | 0.67552 | 0.68672 | 0.73362 | 0.72662 | 0.68392 | 0.69162 | 0.69442 | 0.67132 | 0.67482 | 0.67552 | 0.71892 | 0.72732 | 0.70142 | 0.68602 | 0.67972
ON_NIW_JCT | 773 | 230 | ON | 0.002237 | 773 | 24640 | 0.5512 | 0.61017 | 0.58815 | 0.57803 | 0.57624 | 0.57565 | 0.59232 | 0.60541 | 0.61256 | 0.57505 | 0.56553 | 0.58874 | 0.60898 | 0.57684 | 0.60005 | 0.60541 | 0.57922 | 0.57386 | 0.6191 | 0.58458 | 0.58517 | 0.58577 | 0.57327 | 0.57803 | 0.58993 | 0.57505 | 0.57267 | 0.59113 | 0.61375 | 0.59053 | 0.56731 | 0.58339 | 0.57386 | 0.60125 | 0.57624 | 0.5947 | 0.5816 | 0.56731 | 0.58517 | 0.6197 | 0.58577 | 0.57981 | 0.61315 | 0.56553 | 0.60601 | 0.59291 | 0.58517 | 0.6191 | 0.57148 | 0.67188 | 0.6257 | 0.6348 | 0.64326 | 0.66667 | 0.63675 | 0.63805 | 0.6309 | 0.67383 | 0.66537 | 0.6257 | 0.62375 | 0.63415 | 0.65692 | 0.66732 | 0.66927 | 0.68033 | 0.63285 | 0.64716 | 0.6348 | 0.66407 | 0.65171 | 0.64326 | 0.62244 | 0.64066 | 0.64261 | 0.65171 | 0.64196 | 0.62049 | 0.62114 | 0.61789 | 0.64326 | 0.67188 | 0.6296 | 0.64456 | 0.62309 | 0.62765 | 0.65757 | 0.63805 | 0.65822 | 0.67903 | 0.67123 | 0.65627 | 0.68293 | 0.64586 | 0.6361 | 0.63025 | 0.62114 | 0.6449 | 0.68657 | 0.65747 | 0.65284 | 0.67202 | 0.6707 | 0.66805 | 0.66805 | 0.64292 | 0.68128 | 0.68128 | 0.67334 | 0.63432 | 0.6654 | 0.68723 | 0.68128 | 0.64953 | 0.64225 | 0.69385 | 0.65218 | 0.6826 | 0.66673 | 0.6363 | 0.674 | 0.63961 | 0.68392 | 0.64424 | 0.62836 | 0.67599 | 0.63432 | 0.63961 | 0.69385 | 0.64821 | 0.65019 | 0.64887 | 0.63233 | 0.67599 | 0.64292 | 0.66871 | 0.62836 | 0.63762 | 0.67268 | 0.65416 | 0.68128 | 0.67268 | 0.68789 | 0.69451 | 0.65085 | 0.71587 | 0.70829 | 0.72276 | 0.71587 | 0.65799 | 0.68762 | 0.70691 | 0.68211 | 0.71862 | 0.71931 | 0.65799 | 0.69244 | 0.72138 | 0.69244 | 0.70415 | 0.70622 | 0.7138 | 0.66764 | 0.70898 | 0.689 | 0.68211 | 0.69589 | 0.69175 | 0.70691 | 0.67935 | 0.67384 | 0.72138 | 0.70829 | 0.69382 | 0.65937 | 0.69382 | 0.71931 | 0.67384 | 0.68555 | 0.68555 | 0.68348 | 0.65661 | 0.69864 | 0.65524 | 0.65661 | 0.67315 | 0.71311 | 0.67591 | 0.69726 | 0.65868 | 0.70622 | 0.72069 | 0.70691 | 0.66852 | 0.68392 | 0.70002 | 0.67202 | 0.69582 | 0.68462 | 0.68112 | 0.70632 | 0.68322 | 0.70632 | 0.68882 | 0.70912 | 0.70002 | 0.72172 | 0.69372 | 0.68462 | 0.67622 | 0.66852 | 0.70702 | 0.66642 | 0.67342 | 0.71822 | 0.68882 | 0.73502 | 0.67202 | 0.71262 | 0.72522 | 0.67622 | 0.68322 | 0.69162 | 0.70142 | 0.73012 | 0.69372 | 0.72032 | 0.68532 | 0.70912 | 0.71612 | 0.66502 | 0.70632 | 0.70212 | 0.69582 | 0.72172 | 0.69092 | 0.69722 | 0.72242 | 0.69162 | 0.68532 | 0.68952 | 0.69652 | 0.67342 | 0.67132 | 0.69092 | 0.69652 | 0.70142 | 0.71682 | 0.72592 | 0.68602 | 0.71682 | 0.70632 | 0.71822 | 0.67832 | 0.69092 | 0.67482 | 0.73502 | 0.67692 | 0.71052 | 0.69792 | 0.71122 | 0.66572 | 0.71682 | 0.69372 | 0.72172 | 0.67342 | 0.67342 | 0.66502 | 0.71892 | 0.70072 | 0.72802 | 0.66502 | 0.69862 | 0.67552 | 0.68672 | 0.73362 | 0.72662 | 0.68392 | 0.69162 | 0.69442 | 0.67132 | 0.67482 | 0.67552 | 0.71892 | 0.72732 | 0.70142 | 0.68602 | 0.67972
ON_NKS_GSS | 774 | 230 | ON | 0.001273 | 774 | 24640 | 0.31367 | 0.34723 | 0.3347 | 0.32894 | 0.32792 | 0.32758 | 0.33707 | 0.34452 | 0.34858 | 0.32724 | 0.32182 | 0.33503 | 0.34655 | 0.32826 | 0.34147 | 0.34452 | 0.32961 | 0.32657 | 0.35231 | 0.33266 | 0.333 | 0.33334 | 0.32623 | 0.32894 | 0.33571 | 0.32724 | 0.32589 | 0.33639 | 0.34926 | 0.33605 | 0.32284 | 0.33199 | 0.32657 | 0.34215 | 0.32792 | 0.33842 | 0.33097 | 0.32284 | 0.333 | 0.35265 | 0.33334 | 0.32995 | 0.34892 | 0.32182 | 0.34486 | 0.33741 | 0.333 | 0.35231 | 0.32521 | 0.38234 | 0.35606 | 0.36124 | 0.36606 | 0.37938 | 0.36235 | 0.36309 | 0.35902 | 0.38345 | 0.37864 | 0.35606 | 0.35495 | 0.36087 | 0.37383 | 0.37975 | 0.38086 | 0.38715 | 0.36013 | 0.36828 | 0.36124 | 0.3779 | 0.37087 | 0.36606 | 0.35421 | 0.36458 | 0.36569 | 0.37087 | 0.36532 | 0.3531 | 0.35347 | 0.35162 | 0.36606 | 0.38234 | 0.35828 | 0.3668 | 0.35458 | 0.35717 | 0.3742 | 0.36309 | 0.37457 | 0.38641 | 0.38197 | 0.37346 | 0.38863 | 0.36754 | 0.36198 | 0.35865 | 0.35347 | 0.36699 | 0.3907 | 0.37414 | 0.37151 | 0.38242 | 0.38167 | 0.38016 | 0.38016 | 0.36586 | 0.38769 | 0.38769 | 0.38318 | 0.36097 | 0.37866 | 0.39108 | 0.38769 | 0.36963 | 0.36549 | 0.39484 | 0.37113 | 0.38845 | 0.37941 | 0.3621 | 0.38355 | 0.36398 | 0.3892 | 0.36661 | 0.35758 | 0.38468 | 0.36097 | 0.36398 | 0.39484 | 0.36887 | 0.37 | 0.36925 | 0.35984 | 0.38468 | 0.36586 | 0.38054 | 0.35758 | 0.36285 | 0.3828 | 0.37226 | 0.38769 | 0.3828 | 0.39146 | 0.39522 | 0.37038 | 0.40738 | 0.40306 | 0.4113 | 0.40738 | 0.37444 | 0.3913 | 0.40228 | 0.38816 | 0.40894 | 0.40934 | 0.37444 | 0.39404 | 0.41051 | 0.39404 | 0.40071 | 0.40189 | 0.4062 | 0.37993 | 0.40345 | 0.39208 | 0.38816 | 0.396 | 0.39365 | 0.40228 | 0.38659 | 0.38346 | 0.41051 | 0.40306 | 0.39483 | 0.37522 | 0.39483 | 0.40934 | 0.38346 | 0.39012 | 0.39012 | 0.38895 | 0.37366 | 0.39757 | 0.37287 | 0.37366 | 0.38307 | 0.40581 | 0.38463 | 0.39679 | 0.37483 | 0.40189 | 0.41012 | 0.40228 | 0.38043 | 0.3892 | 0.39836 | 0.38242 | 0.39597 | 0.38959 | 0.3876 | 0.40194 | 0.3888 | 0.40194 | 0.39198 | 0.40354 | 0.39836 | 0.41071 | 0.39477 | 0.38959 | 0.38481 | 0.38043 | 0.40234 | 0.37924 | 0.38322 | 0.40871 | 0.39198 | 0.41828 | 0.38242 | 0.40553 | 0.4127 | 0.38481 | 0.3888 | 0.39358 | 0.39915 | 0.41549 | 0.39477 | 0.40991 | 0.38999 | 0.40354 | 0.40752 | 0.37844 | 0.40194 | 0.39955 | 0.39597 | 0.41071 | 0.39318 | 0.39676 | 0.4111 | 0.39358 | 0.38999 | 0.39238 | 0.39637 | 0.38322 | 0.38202 | 0.39318 | 0.39637 | 0.39915 | 0.40792 | 0.4131 | 0.39039 | 0.40792 | 0.40194 | 0.40871 | 0.38601 | 0.39318 | 0.38402 | 0.41828 | 0.38521 | 0.40433 | 0.39716 | 0.40473 | 0.37884 | 0.40792 | 0.39477 | 0.41071 | 0.38322 | 0.38322 | 0.37844 | 0.40911 | 0.39876 | 0.41429 | 0.37844 | 0.39756 | 0.38441 | 0.39079 | 0.41748 | 0.41349 | 0.3892 | 0.39358 | 0.39517 | 0.38202 | 0.38402 | 0.38441 | 0.40911 | 0.41389 | 0.39915 | 0.39039 | 0.3868
ON_NOB_SWS | 775 | 500 | ON | 0.001921 | 775 | 24640 | 0.47333 | 0.52398 | 0.50507 | 0.49638 | 0.49484 | 0.49433 | 0.50865 | 0.51989 | 0.52603 | 0.49382 | 0.48564 | 0.50558 | 0.52296 | 0.49535 | 0.51529 | 0.51989 | 0.4974 | 0.4928 | 0.53165 | 0.502 | 0.50251 | 0.50302 | 0.49229 | 0.49638 | 0.5066 | 0.49382 | 0.49178 | 0.50762 | 0.52705 | 0.50711 | 0.48717 | 0.50098 | 0.4928 | 0.51631 | 0.49484 | 0.51069 | 0.49944 | 0.48717 | 0.50251 | 0.53216 | 0.50302 | 0.49791 | 0.52654 | 0.48564 | 0.5204 | 0.50916 | 0.50251 | 0.53165 | 0.49075 | 0.57697 | 0.53731 | 0.54513 | 0.55239 | 0.5725 | 0.54681 | 0.54792 | 0.54178 | 0.57864 | 0.57138 | 0.53731 | 0.53563 | 0.54457 | 0.56412 | 0.57306 | 0.57473 | 0.58423 | 0.54345 | 0.55574 | 0.54513 | 0.57026 | 0.55965 | 0.55239 | 0.53452 | 0.55016 | 0.55183 | 0.55965 | 0.55127 | 0.53284 | 0.5334 | 0.53061 | 0.55239 | 0.57697 | 0.54066 | 0.55351 | 0.53508 | 0.53899 | 0.56468 | 0.54792 | 0.56524 | 0.58311 | 0.57641 | 0.56356 | 0.58646 | 0.55462 | 0.54625 | 0.54122 | 0.5334 | 0.5538 | 0.58959 | 0.56459 | 0.56062 | 0.57709 | 0.57595 | 0.57368 | 0.57368 | 0.5521 | 0.58504 | 0.58504 | 0.57823 | 0.54471 | 0.57141 | 0.59015 | 0.58504 | 0.55778 | 0.55153 | 0.59583 | 0.56005 | 0.58618 | 0.57255 | 0.54642 | 0.57879 | 0.54926 | 0.58731 | 0.55323 | 0.5396 | 0.5805 | 0.54471 | 0.54926 | 0.59583 | 0.55664 | 0.55835 | 0.55721 | 0.54301 | 0.5805 | 0.5521 | 0.57425 | 0.5396 | 0.54755 | 0.57766 | 0.56175 | 0.58504 | 0.57766 | 0.59072 | 0.5964 | 0.55891 | 0.61474 | 0.60823 | 0.62066 | 0.61474 | 0.56504 | 0.59048 | 0.60705 | 0.58575 | 0.61711 | 0.6177 | 0.56504 | 0.59463 | 0.61948 | 0.59463 | 0.60468 | 0.60646 | 0.61297 | 0.57333 | 0.60883 | 0.59167 | 0.58575 | 0.59758 | 0.59403 | 0.60705 | 0.58338 | 0.57865 | 0.61948 | 0.60823 | 0.59581 | 0.56623 | 0.59581 | 0.6177 | 0.57865 | 0.58871 | 0.58871 | 0.58693 | 0.56386 | 0.59995 | 0.56268 | 0.56386 | 0.57806 | 0.61238 | 0.58043 | 0.59877 | 0.56563 | 0.60646 | 0.61888 | 0.60705 | 0.57408 | 0.58731 | 0.60113 | 0.57709 | 0.59753 | 0.58791 | 0.5849 | 0.60654 | 0.58671 | 0.60654 | 0.59152 | 0.60895 | 0.60113 | 0.61977 | 0.59572 | 0.58791 | 0.5807 | 0.57408 | 0.60715 | 0.57228 | 0.57829 | 0.61676 | 0.59152 | 0.63119 | 0.57709 | 0.61196 | 0.62278 | 0.5807 | 0.58671 | 0.59392 | 0.60234 | 0.62698 | 0.59572 | 0.61857 | 0.58851 | 0.60895 | 0.61496 | 0.57108 | 0.60654 | 0.60294 | 0.59753 | 0.61977 | 0.59332 | 0.59873 | 0.62037 | 0.59392 | 0.58851 | 0.59212 | 0.59813 | 0.57829 | 0.57649 | 0.59332 | 0.59813 | 0.60234 | 0.61556 | 0.62338 | 0.58911 | 0.61556 | 0.60654 | 0.61676 | 0.5825 | 0.59332 | 0.57949 | 0.63119 | 0.5813 | 0.61015 | 0.59933 | 0.61075 | 0.57168 | 0.61556 | 0.59572 | 0.61977 | 0.57829 | 0.57829 | 0.57108 | 0.61737 | 0.60174 | 0.62518 | 0.57108 | 0.59993 | 0.58009 | 0.58971 | 0.62999 | 0.62398 | 0.58731 | 0.59392 | 0.59633 | 0.57649 | 0.57949 | 0.58009 | 0.61737 | 0.62458 | 0.60234 | 0.58911 | 0.5837
ON_NOK_GSS | 776 | 230 | ON | 0.001217 | 776 | 24640 | 0.29987 | 0.33195 | 0.31997 | 0.31447 | 0.31349 | 0.31317 | 0.32224 | 0.32936 | 0.33325 | 0.31285 | 0.30767 | 0.3203 | 0.33131 | 0.31382 | 0.32645 | 0.32936 | 0.31511 | 0.3122 | 0.33681 | 0.31803 | 0.31835 | 0.31868 | 0.31188 | 0.31447 | 0.32094 | 0.31285 | 0.31155 | 0.32159 | 0.3339 | 0.32127 | 0.30864 | 0.31738 | 0.3122 | 0.3271 | 0.31349 | 0.32353 | 0.31641 | 0.30864 | 0.31835 | 0.33714 | 0.31868 | 0.31544 | 0.33357 | 0.30767 | 0.32969 | 0.32256 | 0.31835 | 0.33681 | 0.3109 | 0.36552 | 0.3404 | 0.34535 | 0.34995 | 0.36269 | 0.34641 | 0.34712 | 0.34323 | 0.36658 | 0.36198 | 0.3404 | 0.33934 | 0.345 | 0.35738 | 0.36305 | 0.36411 | 0.37012 | 0.34429 | 0.35208 | 0.34535 | 0.36128 | 0.35455 | 0.34995 | 0.33863 | 0.34854 | 0.3496 | 0.35455 | 0.34925 | 0.33757 | 0.33792 | 0.33615 | 0.34995 | 0.36552 | 0.34252 | 0.35066 | 0.33898 | 0.34146 | 0.35774 | 0.34712 | 0.35809 | 0.36941 | 0.36517 | 0.35703 | 0.37154 | 0.35137 | 0.34606 | 0.34288 | 0.33792 | 0.35085 | 0.37352 | 0.35768 | 0.35516 | 0.3656 | 0.36488 | 0.36344 | 0.36344 | 0.34977 | 0.37064 | 0.37064 | 0.36632 | 0.34509 | 0.362 | 0.37388 | 0.37064 | 0.35337 | 0.34941 | 0.37747 | 0.3548 | 0.37136 | 0.36272 | 0.34617 | 0.36668 | 0.34797 | 0.37208 | 0.35049 | 0.34185 | 0.36776 | 0.34509 | 0.34797 | 0.37747 | 0.35265 | 0.35373 | 0.35301 | 0.34401 | 0.36776 | 0.34977 | 0.3638 | 0.34185 | 0.34689 | 0.36596 | 0.35588 | 0.37064 | 0.36596 | 0.37424 | 0.37783 | 0.35409 | 0.38945 | 0.38533 | 0.3932 | 0.38945 | 0.35797 | 0.37409 | 0.38458 | 0.37109 | 0.39095 | 0.39133 | 0.35797 | 0.37671 | 0.39245 | 0.37671 | 0.38308 | 0.38421 | 0.38833 | 0.36322 | 0.38571 | 0.37484 | 0.37109 | 0.37858 | 0.37634 | 0.38458 | 0.36959 | 0.36659 | 0.39245 | 0.38533 | 0.37746 | 0.35872 | 0.37746 | 0.39133 | 0.36659 | 0.37296 | 0.37296 | 0.37184 | 0.35722 | 0.38008 | 0.35647 | 0.35722 | 0.36621 | 0.38796 | 0.36771 | 0.37933 | 0.35834 | 0.38421 | 0.39208 | 0.38458 | 0.3637 | 0.37207 | 0.38083 | 0.3656 | 0.37855 | 0.37246 | 0.37055 | 0.38426 | 0.37169 | 0.38426 | 0.37474 | 0.38578 | 0.38083 | 0.39264 | 0.37741 | 0.37246 | 0.36789 | 0.3637 | 0.38464 | 0.36255 | 0.36636 | 0.39074 | 0.37474 | 0.39988 | 0.3656 | 0.38769 | 0.39454 | 0.36789 | 0.37169 | 0.37626 | 0.3816 | 0.39721 | 0.37741 | 0.39188 | 0.37284 | 0.38578 | 0.38959 | 0.36179 | 0.38426 | 0.38198 | 0.37855 | 0.39264 | 0.37588 | 0.37931 | 0.39302 | 0.37626 | 0.37284 | 0.37512 | 0.37893 | 0.36636 | 0.36522 | 0.37588 | 0.37893 | 0.3816 | 0.38997 | 0.39492 | 0.37322 | 0.38997 | 0.38426 | 0.39074 | 0.36903 | 0.37588 | 0.36712 | 0.39988 | 0.36827 | 0.38655 | 0.37969 | 0.38693 | 0.36217 | 0.38997 | 0.37741 | 0.39264 | 0.36636 | 0.36636 | 0.36179 | 0.39112 | 0.38121 | 0.39607 | 0.36179 | 0.38007 | 0.3675 | 0.3736 | 0.39911 | 0.39531 | 0.37207 | 0.37626 | 0.37779 | 0.36522 | 0.36712 | 0.3675 | 0.39112 | 0.39569 | 0.3816 | 0.37322 | 0.36979
ON_NOK_JCT | 777 | 230 | ON | 0.001217 | 777 | 24640 | 0.29987 | 0.33195 | 0.31997 | 0.31447 | 0.31349 | 0.31317 | 0.32224 | 0.32936 | 0.33325 | 0.31285 | 0.30767 | 0.3203 | 0.33131 | 0.31382 | 0.32645 | 0.32936 | 0.31511 | 0.3122 | 0.33681 | 0.31803 | 0.31835 | 0.31868 | 0.31188 | 0.31447 | 0.32094 | 0.31285 | 0.31155 | 0.32159 | 0.3339 | 0.32127 | 0.30864 | 0.31738 | 0.3122 | 0.3271 | 0.31349 | 0.32353 | 0.31641 | 0.30864 | 0.31835 | 0.33714 | 0.31868 | 0.31544 | 0.33357 | 0.30767 | 0.32969 | 0.32256 | 0.31835 | 0.33681 | 0.3109 | 0.36552 | 0.3404 | 0.34535 | 0.34995 | 0.36269 | 0.34641 | 0.34712 | 0.34323 | 0.36658 | 0.36198 | 0.3404 | 0.33934 | 0.345 | 0.35738 | 0.36305 | 0.36411 | 0.37012 | 0.34429 | 0.35208 | 0.34535 | 0.36128 | 0.35455 | 0.34995 | 0.33863 | 0.34854 | 0.3496 | 0.35455 | 0.34925 | 0.33757 | 0.33792 | 0.33615 | 0.34995 | 0.36552 | 0.34252 | 0.35066 | 0.33898 | 0.34146 | 0.35774 | 0.34712 | 0.35809 | 0.36941 | 0.36517 | 0.35703 | 0.37154 | 0.35137 | 0.34606 | 0.34288 | 0.33792 | 0.35085 | 0.37352 | 0.35768 | 0.35516 | 0.3656 | 0.36488 | 0.36344 | 0.36344 | 0.34977 | 0.37064 | 0.37064 | 0.36632 | 0.34509 | 0.362 | 0.37388 | 0.37064 | 0.35337 | 0.34941 | 0.37747 | 0.3548 | 0.37136 | 0.36272 | 0.34617 | 0.36668 | 0.34797 | 0.37208 | 0.35049 | 0.34185 | 0.36776 | 0.34509 | 0.34797 | 0.37747 | 0.35265 | 0.35373 | 0.35301 | 0.34401 | 0.36776 | 0.34977 | 0.3638 | 0.34185 | 0.34689 | 0.36596 | 0.35588 | 0.37064 | 0.36596 | 0.37424 | 0.37783 | 0.35409 | 0.38945 | 0.38533 | 0.3932 | 0.38945 | 0.35797 | 0.37409 | 0.38458 | 0.37109 | 0.39095 | 0.39133 | 0.35797 | 0.37671 | 0.39245 | 0.37671 | 0.38308 | 0.38421 | 0.38833 | 0.36322 | 0.38571 | 0.37484 | 0.37109 | 0.37858 | 0.37634 | 0.38458 | 0.36959 | 0.36659 | 0.39245 | 0.38533 | 0.37746 | 0.35872 | 0.37746 | 0.39133 | 0.36659 | 0.37296 | 0.37296 | 0.37184 | 0.35722 | 0.38008 | 0.35647 | 0.35722 | 0.36621 | 0.38796 | 0.36771 | 0.37933 | 0.35834 | 0.38421 | 0.39208 | 0.38458 | 0.3637 | 0.37207 | 0.38083 | 0.3656 | 0.37855 | 0.37246 | 0.37055 | 0.38426 | 0.37169 | 0.38426 | 0.37474 | 0.38578 | 0.38083 | 0.39264 | 0.37741 | 0.37246 | 0.36789 | 0.3637 | 0.38464 | 0.36255 | 0.36636 | 0.39074 | 0.37474 | 0.39988 | 0.3656 | 0.38769 | 0.39454 | 0.36789 | 0.37169 | 0.37626 | 0.3816 | 0.39721 | 0.37741 | 0.39188 | 0.37284 | 0.38578 | 0.38959 | 0.36179 | 0.38426 | 0.38198 | 0.37855 | 0.39264 | 0.37588 | 0.37931 | 0.39302 | 0.37626 | 0.37284 | 0.37512 | 0.37893 | 0.36636 | 0.36522 | 0.37588 | 0.37893 | 0.3816 | 0.38997 | 0.39492 | 0.37322 | 0.38997 | 0.38426 | 0.39074 | 0.36903 | 0.37588 | 0.36712 | 0.39988 | 0.36827 | 0.38655 | 0.37969 | 0.38693 | 0.36217 | 0.38997 | 0.37741 | 0.39264 | 0.36636 | 0.36636 | 0.36179 | 0.39112 | 0.38121 | 0.39607 | 0.36179 | 0.38007 | 0.3675 | 0.3736 | 0.39911 | 0.39531 | 0.37207 | 0.37626 | 0.37779 | 0.36522 | 0.36712 | 0.3675 | 0.39112 | 0.39569 | 0.3816 | 0.37322 | 0.36979
ON_NOV_SWS | 778 | 230 | ON | 0.001321 | 778 | 24640 | 0.32549 | 0.36032 | 0.34732 | 0.34134 | 0.34028 | 0.33993 | 0.34978 | 0.35751 | 0.36173 | 0.33958 | 0.33396 | 0.34767 | 0.35962 | 0.34064 | 0.35435 | 0.35751 | 0.34204 | 0.33888 | 0.3656 | 0.34521 | 0.34556 | 0.34591 | 0.33853 | 0.34134 | 0.34837 | 0.33958 | 0.33818 | 0.34907 | 0.36243 | 0.34872 | 0.33501 | 0.3445 | 0.33888 | 0.35505 | 0.34028 | 0.35118 | 0.34345 | 0.33501 | 0.34556 | 0.36595 | 0.34591 | 0.34239 | 0.36208 | 0.33396 | 0.35786 | 0.35013 | 0.34556 | 0.3656 | 0.33747 | 0.39676 | 0.36949 | 0.37487 | 0.37986 | 0.39369 | 0.37602 | 0.37679 | 0.37256 | 0.39791 | 0.39292 | 0.36949 | 0.36834 | 0.37448 | 0.38792 | 0.39407 | 0.39522 | 0.40175 | 0.37371 | 0.38216 | 0.37487 | 0.39215 | 0.38485 | 0.37986 | 0.36757 | 0.37832 | 0.37947 | 0.38485 | 0.37909 | 0.36642 | 0.3668 | 0.36488 | 0.37986 | 0.39676 | 0.37179 | 0.38063 | 0.36795 | 0.37064 | 0.38831 | 0.37679 | 0.38869 | 0.40098 | 0.39637 | 0.38754 | 0.40329 | 0.38139 | 0.37563 | 0.37218 | 0.3668 | 0.38083 | 0.40544 | 0.38825 | 0.38552 | 0.39684 | 0.39606 | 0.3945 | 0.3945 | 0.37966 | 0.40231 | 0.40231 | 0.39762 | 0.37458 | 0.39294 | 0.40583 | 0.40231 | 0.38356 | 0.37927 | 0.40973 | 0.38512 | 0.40309 | 0.39372 | 0.37575 | 0.39801 | 0.3777 | 0.40387 | 0.38044 | 0.37106 | 0.39919 | 0.37458 | 0.3777 | 0.40973 | 0.38278 | 0.38395 | 0.38317 | 0.37341 | 0.39919 | 0.37966 | 0.39489 | 0.37106 | 0.37653 | 0.39723 | 0.3863 | 0.40231 | 0.39723 | 0.40622 | 0.41012 | 0.38434 | 0.42274 | 0.41826 | 0.4268 | 0.42274 | 0.38856 | 0.40605 | 0.41745 | 0.4028 | 0.42436 | 0.42477 | 0.38856 | 0.4089 | 0.42599 | 0.4089 | 0.41582 | 0.41704 | 0.42152 | 0.39426 | 0.41867 | 0.40687 | 0.4028 | 0.41094 | 0.4085 | 0.41745 | 0.40117 | 0.39792 | 0.42599 | 0.41826 | 0.40972 | 0.38937 | 0.40972 | 0.42477 | 0.39792 | 0.40483 | 0.40483 | 0.40361 | 0.38775 | 0.41256 | 0.38693 | 0.38775 | 0.39751 | 0.42111 | 0.39914 | 0.41175 | 0.38897 | 0.41704 | 0.42558 | 0.41745 | 0.39478 | 0.40387 | 0.41338 | 0.39684 | 0.4109 | 0.40428 | 0.40222 | 0.4171 | 0.40346 | 0.4171 | 0.40676 | 0.41875 | 0.41338 | 0.42619 | 0.40966 | 0.40428 | 0.39932 | 0.39478 | 0.41751 | 0.39354 | 0.39767 | 0.42413 | 0.40676 | 0.43405 | 0.39684 | 0.42082 | 0.42826 | 0.39932 | 0.40346 | 0.40842 | 0.4142 | 0.43115 | 0.40966 | 0.42537 | 0.4047 | 0.41875 | 0.42289 | 0.39271 | 0.4171 | 0.41462 | 0.4109 | 0.42619 | 0.408 | 0.41172 | 0.42661 | 0.40842 | 0.4047 | 0.40718 | 0.41131 | 0.39767 | 0.39643 | 0.408 | 0.41131 | 0.4142 | 0.4233 | 0.42867 | 0.40511 | 0.4233 | 0.4171 | 0.42413 | 0.40056 | 0.408 | 0.3985 | 0.43405 | 0.39974 | 0.41958 | 0.41214 | 0.41999 | 0.39312 | 0.4233 | 0.40966 | 0.42619 | 0.39767 | 0.39767 | 0.39271 | 0.42454 | 0.41379 | 0.42991 | 0.39271 | 0.41255 | 0.39891 | 0.40552 | 0.43322 | 0.42909 | 0.40387 | 0.40842 | 0.41007 | 0.39643 | 0.3985 | 0.39891 | 0.42454 | 0.4295 | 0.4142 | 0.40511 | 0.40139
ON_NPK_GSS | 779 | 230 | ON | 0.000871 | 779 | 24640 | 0.21461 | 0.23758 | 0.229 | 0.22506 | 0.22437 | 0.22413 | 0.23062 | 0.23572 | 0.23851 | 0.2239 | 0.22019 | 0.22923 | 0.23711 | 0.2246 | 0.23364 | 0.23572 | 0.22553 | 0.22344 | 0.24105 | 0.22761 | 0.22784 | 0.22808 | 0.22321 | 0.22506 | 0.2297 | 0.2239 | 0.22298 | 0.23016 | 0.23897 | 0.22993 | 0.22089 | 0.22715 | 0.22344 | 0.2341 | 0.22437 | 0.23155 | 0.22645 | 0.22089 | 0.22784 | 0.24129 | 0.22808 | 0.22576 | 0.23874 | 0.22019 | 0.23596 | 0.23086 | 0.22784 | 0.24105 | 0.22251 | 0.2616 | 0.24362 | 0.24717 | 0.25046 | 0.25958 | 0.24793 | 0.24843 | 0.24565 | 0.26236 | 0.25907 | 0.24362 | 0.24286 | 0.24691 | 0.25578 | 0.25983 | 0.26059 | 0.26489 | 0.24641 | 0.25198 | 0.24717 | 0.25856 | 0.25375 | 0.25046 | 0.24236 | 0.24945 | 0.25021 | 0.25375 | 0.24995 | 0.2416 | 0.24185 | 0.24058 | 0.25046 | 0.2616 | 0.24514 | 0.25097 | 0.24261 | 0.24438 | 0.25603 | 0.24843 | 0.25628 | 0.26439 | 0.26135 | 0.25552 | 0.26591 | 0.25147 | 0.24767 | 0.24539 | 0.24185 | 0.2511 | 0.26732 | 0.25599 | 0.25419 | 0.26166 | 0.26114 | 0.26011 | 0.26011 | 0.25033 | 0.26526 | 0.26526 | 0.26217 | 0.24698 | 0.25908 | 0.26758 | 0.26526 | 0.2529 | 0.25007 | 0.27016 | 0.25393 | 0.26578 | 0.2596 | 0.24775 | 0.26243 | 0.24904 | 0.26629 | 0.25084 | 0.24466 | 0.2632 | 0.24698 | 0.24904 | 0.27016 | 0.25239 | 0.25316 | 0.25264 | 0.24621 | 0.2632 | 0.25033 | 0.26037 | 0.24466 | 0.24827 | 0.26192 | 0.2547 | 0.26526 | 0.26192 | 0.26784 | 0.27041 | 0.25342 | 0.27873 | 0.27578 | 0.28141 | 0.27873 | 0.2562 | 0.26773 | 0.27524 | 0.26559 | 0.2798 | 0.28007 | 0.2562 | 0.26961 | 0.28088 | 0.26961 | 0.27417 | 0.27497 | 0.27793 | 0.25995 | 0.27605 | 0.26827 | 0.26559 | 0.27095 | 0.26934 | 0.27524 | 0.26451 | 0.26237 | 0.28088 | 0.27578 | 0.27015 | 0.25673 | 0.27015 | 0.28007 | 0.26237 | 0.26693 | 0.26693 | 0.26612 | 0.25566 | 0.27202 | 0.25512 | 0.25566 | 0.2621 | 0.27766 | 0.26317 | 0.27149 | 0.25646 | 0.27497 | 0.28061 | 0.27524 | 0.2603 | 0.26629 | 0.27256 | 0.26166 | 0.27092 | 0.26656 | 0.2652 | 0.27501 | 0.26602 | 0.27501 | 0.2682 | 0.2761 | 0.27256 | 0.28101 | 0.27011 | 0.26656 | 0.26329 | 0.2603 | 0.27529 | 0.25948 | 0.2622 | 0.27965 | 0.2682 | 0.28619 | 0.26166 | 0.27747 | 0.28237 | 0.26329 | 0.26602 | 0.26929 | 0.27311 | 0.28428 | 0.27011 | 0.28046 | 0.26684 | 0.2761 | 0.27883 | 0.25893 | 0.27501 | 0.27338 | 0.27092 | 0.28101 | 0.26902 | 0.27147 | 0.28128 | 0.26929 | 0.26684 | 0.26847 | 0.2712 | 0.2622 | 0.26139 | 0.26902 | 0.2712 | 0.27311 | 0.2791 | 0.28265 | 0.26711 | 0.2791 | 0.27501 | 0.27965 | 0.26411 | 0.26902 | 0.26275 | 0.28619 | 0.26357 | 0.27665 | 0.27174 | 0.27692 | 0.2592 | 0.2791 | 0.27011 | 0.28101 | 0.2622 | 0.2622 | 0.25893 | 0.27992 | 0.27283 | 0.28346 | 0.25893 | 0.27202 | 0.26302 | 0.26738 | 0.28564 | 0.28292 | 0.26629 | 0.26929 | 0.27038 | 0.26139 | 0.26275 | 0.26302 | 0.27992 | 0.28319 | 0.27311 | 0.26711 | 0.26466
ON_NPK_JCT | 780 | 230 | ON | 0.000871 | 780 | 24640 | 0.21461 | 0.23758 | 0.229 | 0.22506 | 0.22437 | 0.22413 | 0.23062 | 0.23572 | 0.23851 | 0.2239 | 0.22019 | 0.22923 | 0.23711 | 0.2246 | 0.23364 | 0.23572 | 0.22553 | 0.22344 | 0.24105 | 0.22761 | 0.22784 | 0.22808 | 0.22321 | 0.22506 | 0.2297 | 0.2239 | 0.22298 | 0.23016 | 0.23897 | 0.22993 | 0.22089 | 0.22715 | 0.22344 | 0.2341 | 0.22437 | 0.23155 | 0.22645 | 0.22089 | 0.22784 | 0.24129 | 0.22808 | 0.22576 | 0.23874 | 0.22019 | 0.23596 | 0.23086 | 0.22784 | 0.24105 | 0.22251 | 0.2616 | 0.24362 | 0.24717 | 0.25046 | 0.25958 | 0.24793 | 0.24843 | 0.24565 | 0.26236 | 0.25907 | 0.24362 | 0.24286 | 0.24691 | 0.25578 | 0.25983 | 0.26059 | 0.26489 | 0.24641 | 0.25198 | 0.24717 | 0.25856 | 0.25375 | 0.25046 | 0.24236 | 0.24945 | 0.25021 | 0.25375 | 0.24995 | 0.2416 | 0.24185 | 0.24058 | 0.25046 | 0.2616 | 0.24514 | 0.25097 | 0.24261 | 0.24438 | 0.25603 | 0.24843 | 0.25628 | 0.26439 | 0.26135 | 0.25552 | 0.26591 | 0.25147 | 0.24767 | 0.24539 | 0.24185 | 0.2511 | 0.26732 | 0.25599 | 0.25419 | 0.26166 | 0.26114 | 0.26011 | 0.26011 | 0.25033 | 0.26526 | 0.26526 | 0.26217 | 0.24698 | 0.25908 | 0.26758 | 0.26526 | 0.2529 | 0.25007 | 0.27016 | 0.25393 | 0.26578 | 0.2596 | 0.24775 | 0.26243 | 0.24904 | 0.26629 | 0.25084 | 0.24466 | 0.2632 | 0.24698 | 0.24904 | 0.27016 | 0.25239 | 0.25316 | 0.25264 | 0.24621 | 0.2632 | 0.25033 | 0.26037 | 0.24466 | 0.24827 | 0.26192 | 0.2547 | 0.26526 | 0.26192 | 0.26784 | 0.27041 | 0.25342 | 0.27873 | 0.27578 | 0.28141 | 0.27873 | 0.2562 | 0.26773 | 0.27524 | 0.26559 | 0.2798 | 0.28007 | 0.2562 | 0.26961 | 0.28088 | 0.26961 | 0.27417 | 0.27497 | 0.27793 | 0.25995 | 0.27605 | 0.26827 | 0.26559 | 0.27095 | 0.26934 | 0.27524 | 0.26451 | 0.26237 | 0.28088 | 0.27578 | 0.27015 | 0.25673 | 0.27015 | 0.28007 | 0.26237 | 0.26693 | 0.26693 | 0.26612 | 0.25566 | 0.27202 | 0.25512 | 0.25566 | 0.2621 | 0.27766 | 0.26317 | 0.27149 | 0.25646 | 0.27497 | 0.28061 | 0.27524 | 0.2603 | 0.26629 | 0.27256 | 0.26166 | 0.27092 | 0.26656 | 0.2652 | 0.27501 | 0.26602 | 0.27501 | 0.2682 | 0.2761 | 0.27256 | 0.28101 | 0.27011 | 0.26656 | 0.26329 | 0.2603 | 0.27529 | 0.25948 | 0.2622 | 0.27965 | 0.2682 | 0.28619 | 0.26166 | 0.27747 | 0.28237 | 0.26329 | 0.26602 | 0.26929 | 0.27311 | 0.28428 | 0.27011 | 0.28046 | 0.26684 | 0.2761 | 0.27883 | 0.25893 | 0.27501 | 0.27338 | 0.27092 | 0.28101 | 0.26902 | 0.27147 | 0.28128 | 0.26929 | 0.26684 | 0.26847 | 0.2712 | 0.2622 | 0.26139 | 0.26902 | 0.2712 | 0.27311 | 0.2791 | 0.28265 | 0.26711 | 0.2791 | 0.27501 | 0.27965 | 0.26411 | 0.26902 | 0.26275 | 0.28619 | 0.26357 | 0.27665 | 0.27174 | 0.27692 | 0.2592 | 0.2791 | 0.27011 | 0.28101 | 0.2622 | 0.2622 | 0.25893 | 0.27992 | 0.27283 | 0.28346 | 0.25893 | 0.27202 | 0.26302 | 0.26738 | 0.28564 | 0.28292 | 0.26629 | 0.26929 | 0.27038 | 0.26139 | 0.26275 | 0.26302 | 0.27992 | 0.28319 | 0.27311 | 0.26711 | 0.26466
ON_NSC_ISS | 781 | 230 | ON | 0.001321 | 781 | 24640 | 0.32549 | 0.36032 | 0.34732 | 0.34134 | 0.34028 | 0.33993 | 0.34978 | 0.35751 | 0.36173 | 0.33958 | 0.33396 | 0.34767 | 0.35962 | 0.34064 | 0.35435 | 0.35751 | 0.34204 | 0.33888 | 0.3656 | 0.34521 | 0.34556 | 0.34591 | 0.33853 | 0.34134 | 0.34837 | 0.33958 | 0.33818 | 0.34907 | 0.36243 | 0.34872 | 0.33501 | 0.3445 | 0.33888 | 0.35505 | 0.34028 | 0.35118 | 0.34345 | 0.33501 | 0.34556 | 0.36595 | 0.34591 | 0.34239 | 0.36208 | 0.33396 | 0.35786 | 0.35013 | 0.34556 | 0.3656 | 0.33747 | 0.39676 | 0.36949 | 0.37487 | 0.37986 | 0.39369 | 0.37602 | 0.37679 | 0.37256 | 0.39791 | 0.39292 | 0.36949 | 0.36834 | 0.37448 | 0.38792 | 0.39407 | 0.39522 | 0.40175 | 0.37371 | 0.38216 | 0.37487 | 0.39215 | 0.38485 | 0.37986 | 0.36757 | 0.37832 | 0.37947 | 0.38485 | 0.37909 | 0.36642 | 0.3668 | 0.36488 | 0.37986 | 0.39676 | 0.37179 | 0.38063 | 0.36795 | 0.37064 | 0.38831 | 0.37679 | 0.38869 | 0.40098 | 0.39637 | 0.38754 | 0.40329 | 0.38139 | 0.37563 | 0.37218 | 0.3668 | 0.38083 | 0.40544 | 0.38825 | 0.38552 | 0.39684 | 0.39606 | 0.3945 | 0.3945 | 0.37966 | 0.40231 | 0.40231 | 0.39762 | 0.37458 | 0.39294 | 0.40583 | 0.40231 | 0.38356 | 0.37927 | 0.40973 | 0.38512 | 0.40309 | 0.39372 | 0.37575 | 0.39801 | 0.3777 | 0.40387 | 0.38044 | 0.37106 | 0.39919 | 0.37458 | 0.3777 | 0.40973 | 0.38278 | 0.38395 | 0.38317 | 0.37341 | 0.39919 | 0.37966 | 0.39489 | 0.37106 | 0.37653 | 0.39723 | 0.3863 | 0.40231 | 0.39723 | 0.40622 | 0.41012 | 0.38434 | 0.42274 | 0.41826 | 0.4268 | 0.42274 | 0.38856 | 0.40605 | 0.41745 | 0.4028 | 0.42436 | 0.42477 | 0.38856 | 0.4089 | 0.42599 | 0.4089 | 0.41582 | 0.41704 | 0.42152 | 0.39426 | 0.41867 | 0.40687 | 0.4028 | 0.41094 | 0.4085 | 0.41745 | 0.40117 | 0.39792 | 0.42599 | 0.41826 | 0.40972 | 0.38937 | 0.40972 | 0.42477 | 0.39792 | 0.40483 | 0.40483 | 0.40361 | 0.38775 | 0.41256 | 0.38693 | 0.38775 | 0.39751 | 0.42111 | 0.39914 | 0.41175 | 0.38897 | 0.41704 | 0.42558 | 0.41745 | 0.39478 | 0.40387 | 0.41338 | 0.39684 | 0.4109 | 0.40428 | 0.40222 | 0.4171 | 0.40346 | 0.4171 | 0.40676 | 0.41875 | 0.41338 | 0.42619 | 0.40966 | 0.40428 | 0.39932 | 0.39478 | 0.41751 | 0.39354 | 0.39767 | 0.42413 | 0.40676 | 0.43405 | 0.39684 | 0.42082 | 0.42826 | 0.39932 | 0.40346 | 0.40842 | 0.4142 | 0.43115 | 0.40966 | 0.42537 | 0.4047 | 0.41875 | 0.42289 | 0.39271 | 0.4171 | 0.41462 | 0.4109 | 0.42619 | 0.408 | 0.41172 | 0.42661 | 0.40842 | 0.4047 | 0.40718 | 0.41131 | 0.39767 | 0.39643 | 0.408 | 0.41131 | 0.4142 | 0.4233 | 0.42867 | 0.40511 | 0.4233 | 0.4171 | 0.42413 | 0.40056 | 0.408 | 0.3985 | 0.43405 | 0.39974 | 0.41958 | 0.41214 | 0.41999 | 0.39312 | 0.4233 | 0.40966 | 0.42619 | 0.39767 | 0.39767 | 0.39271 | 0.42454 | 0.41379 | 0.42991 | 0.39271 | 0.41255 | 0.39891 | 0.40552 | 0.43322 | 0.42909 | 0.40387 | 0.40842 | 0.41007 | 0.39643 | 0.3985 | 0.39891 | 0.42454 | 0.4295 | 0.4142 | 0.40511 | 0.40139
ON_NTC_JCT | 782 | 230 | ON | 0.001273 | 782 | 24640 | 0.31367 | 0.34723 | 0.3347 | 0.32894 | 0.32792 | 0.32758 | 0.33707 | 0.34452 | 0.34858 | 0.32724 | 0.32182 | 0.33503 | 0.34655 | 0.32826 | 0.34147 | 0.34452 | 0.32961 | 0.32657 | 0.35231 | 0.33266 | 0.333 | 0.33334 | 0.32623 | 0.32894 | 0.33571 | 0.32724 | 0.32589 | 0.33639 | 0.34926 | 0.33605 | 0.32284 | 0.33199 | 0.32657 | 0.34215 | 0.32792 | 0.33842 | 0.33097 | 0.32284 | 0.333 | 0.35265 | 0.33334 | 0.32995 | 0.34892 | 0.32182 | 0.34486 | 0.33741 | 0.333 | 0.35231 | 0.32521 | 0.38234 | 0.35606 | 0.36124 | 0.36606 | 0.37938 | 0.36235 | 0.36309 | 0.35902 | 0.38345 | 0.37864 | 0.35606 | 0.35495 | 0.36087 | 0.37383 | 0.37975 | 0.38086 | 0.38715 | 0.36013 | 0.36828 | 0.36124 | 0.3779 | 0.37087 | 0.36606 | 0.35421 | 0.36458 | 0.36569 | 0.37087 | 0.36532 | 0.3531 | 0.35347 | 0.35162 | 0.36606 | 0.38234 | 0.35828 | 0.3668 | 0.35458 | 0.35717 | 0.3742 | 0.36309 | 0.37457 | 0.38641 | 0.38197 | 0.37346 | 0.38863 | 0.36754 | 0.36198 | 0.35865 | 0.35347 | 0.36699 | 0.3907 | 0.37414 | 0.37151 | 0.38242 | 0.38167 | 0.38016 | 0.38016 | 0.36586 | 0.38769 | 0.38769 | 0.38318 | 0.36097 | 0.37866 | 0.39108 | 0.38769 | 0.36963 | 0.36549 | 0.39484 | 0.37113 | 0.38845 | 0.37941 | 0.3621 | 0.38355 | 0.36398 | 0.3892 | 0.36661 | 0.35758 | 0.38468 | 0.36097 | 0.36398 | 0.39484 | 0.36887 | 0.37 | 0.36925 | 0.35984 | 0.38468 | 0.36586 | 0.38054 | 0.35758 | 0.36285 | 0.3828 | 0.37226 | 0.38769 | 0.3828 | 0.39146 | 0.39522 | 0.37038 | 0.40738 | 0.40306 | 0.4113 | 0.40738 | 0.37444 | 0.3913 | 0.40228 | 0.38816 | 0.40894 | 0.40934 | 0.37444 | 0.39404 | 0.41051 | 0.39404 | 0.40071 | 0.40189 | 0.4062 | 0.37993 | 0.40345 | 0.39208 | 0.38816 | 0.396 | 0.39365 | 0.40228 | 0.38659 | 0.38346 | 0.41051 | 0.40306 | 0.39483 | 0.37522 | 0.39483 | 0.40934 | 0.38346 | 0.39012 | 0.39012 | 0.38895 | 0.37366 | 0.39757 | 0.37287 | 0.37366 | 0.38307 | 0.40581 | 0.38463 | 0.39679 | 0.37483 | 0.40189 | 0.41012 | 0.40228 | 0.38043 | 0.3892 | 0.39836 | 0.38242 | 0.39597 | 0.38959 | 0.3876 | 0.40194 | 0.3888 | 0.40194 | 0.39198 | 0.40354 | 0.39836 | 0.41071 | 0.39477 | 0.38959 | 0.38481 | 0.38043 | 0.40234 | 0.37924 | 0.38322 | 0.40871 | 0.39198 | 0.41828 | 0.38242 | 0.40553 | 0.4127 | 0.38481 | 0.3888 | 0.39358 | 0.39915 | 0.41549 | 0.39477 | 0.40991 | 0.38999 | 0.40354 | 0.40752 | 0.37844 | 0.40194 | 0.39955 | 0.39597 | 0.41071 | 0.39318 | 0.39676 | 0.4111 | 0.39358 | 0.38999 | 0.39238 | 0.39637 | 0.38322 | 0.38202 | 0.39318 | 0.39637 | 0.39915 | 0.40792 | 0.4131 | 0.39039 | 0.40792 | 0.40194 | 0.40871 | 0.38601 | 0.39318 | 0.38402 | 0.41828 | 0.38521 | 0.40433 | 0.39716 | 0.40473 | 0.37884 | 0.40792 | 0.39477 | 0.41071 | 0.38322 | 0.38322 | 0.37844 | 0.40911 | 0.39876 | 0.41429 | 0.37844 | 0.39756 | 0.38441 | 0.39079 | 0.41748 | 0.41349 | 0.3892 | 0.39358 | 0.39517 | 0.38202 | 0.38402 | 0.38441 | 0.40911 | 0.41389 | 0.39915 | 0.39039 | 0.3868
ON_NTK_TSS | 783 | 230 | ON | 0.001273 | 783 | 24640 | 0.31367 | 0.34723 | 0.3347 | 0.32894 | 0.32792 | 0.32758 | 0.33707 | 0.34452 | 0.34858 | 0.32724 | 0.32182 | 0.33503 | 0.34655 | 0.32826 | 0.34147 | 0.34452 | 0.32961 | 0.32657 | 0.35231 | 0.33266 | 0.333 | 0.33334 | 0.32623 | 0.32894 | 0.33571 | 0.32724 | 0.32589 | 0.33639 | 0.34926 | 0.33605 | 0.32284 | 0.33199 | 0.32657 | 0.34215 | 0.32792 | 0.33842 | 0.33097 | 0.32284 | 0.333 | 0.35265 | 0.33334 | 0.32995 | 0.34892 | 0.32182 | 0.34486 | 0.33741 | 0.333 | 0.35231 | 0.32521 | 0.38234 | 0.35606 | 0.36124 | 0.36606 | 0.37938 | 0.36235 | 0.36309 | 0.35902 | 0.38345 | 0.37864 | 0.35606 | 0.35495 | 0.36087 | 0.37383 | 0.37975 | 0.38086 | 0.38715 | 0.36013 | 0.36828 | 0.36124 | 0.3779 | 0.37087 | 0.36606 | 0.35421 | 0.36458 | 0.36569 | 0.37087 | 0.36532 | 0.3531 | 0.35347 | 0.35162 | 0.36606 | 0.38234 | 0.35828 | 0.3668 | 0.35458 | 0.35717 | 0.3742 | 0.36309 | 0.37457 | 0.38641 | 0.38197 | 0.37346 | 0.38863 | 0.36754 | 0.36198 | 0.35865 | 0.35347 | 0.36699 | 0.3907 | 0.37414 | 0.37151 | 0.38242 | 0.38167 | 0.38016 | 0.38016 | 0.36586 | 0.38769 | 0.38769 | 0.38318 | 0.36097 | 0.37866 | 0.39108 | 0.38769 | 0.36963 | 0.36549 | 0.39484 | 0.37113 | 0.38845 | 0.37941 | 0.3621 | 0.38355 | 0.36398 | 0.3892 | 0.36661 | 0.35758 | 0.38468 | 0.36097 | 0.36398 | 0.39484 | 0.36887 | 0.37 | 0.36925 | 0.35984 | 0.38468 | 0.36586 | 0.38054 | 0.35758 | 0.36285 | 0.3828 | 0.37226 | 0.38769 | 0.3828 | 0.39146 | 0.39522 | 0.37038 | 0.40738 | 0.40306 | 0.4113 | 0.40738 | 0.37444 | 0.3913 | 0.40228 | 0.38816 | 0.40894 | 0.40934 | 0.37444 | 0.39404 | 0.41051 | 0.39404 | 0.40071 | 0.40189 | 0.4062 | 0.37993 | 0.40345 | 0.39208 | 0.38816 | 0.396 | 0.39365 | 0.40228 | 0.38659 | 0.38346 | 0.41051 | 0.40306 | 0.39483 | 0.37522 | 0.39483 | 0.40934 | 0.38346 | 0.39012 | 0.39012 | 0.38895 | 0.37366 | 0.39757 | 0.37287 | 0.37366 | 0.38307 | 0.40581 | 0.38463 | 0.39679 | 0.37483 | 0.40189 | 0.41012 | 0.40228 | 0.38043 | 0.3892 | 0.39836 | 0.38242 | 0.39597 | 0.38959 | 0.3876 | 0.40194 | 0.3888 | 0.40194 | 0.39198 | 0.40354 | 0.39836 | 0.41071 | 0.39477 | 0.38959 | 0.38481 | 0.38043 | 0.40234 | 0.37924 | 0.38322 | 0.40871 | 0.39198 | 0.41828 | 0.38242 | 0.40553 | 0.4127 | 0.38481 | 0.3888 | 0.39358 | 0.39915 | 0.41549 | 0.39477 | 0.40991 | 0.38999 | 0.40354 | 0.40752 | 0.37844 | 0.40194 | 0.39955 | 0.39597 | 0.41071 | 0.39318 | 0.39676 | 0.4111 | 0.39358 | 0.38999 | 0.39238 | 0.39637 | 0.38322 | 0.38202 | 0.39318 | 0.39637 | 0.39915 | 0.40792 | 0.4131 | 0.39039 | 0.40792 | 0.40194 | 0.40871 | 0.38601 | 0.39318 | 0.38402 | 0.41828 | 0.38521 | 0.40433 | 0.39716 | 0.40473 | 0.37884 | 0.40792 | 0.39477 | 0.41071 | 0.38322 | 0.38322 | 0.37844 | 0.40911 | 0.39876 | 0.41429 | 0.37844 | 0.39756 | 0.38441 | 0.39079 | 0.41748 | 0.41349 | 0.3892 | 0.39358 | 0.39517 | 0.38202 | 0.38402 | 0.38441 | 0.40911 | 0.41389 | 0.39915 | 0.39039 | 0.3868
ON_NVC_ISS | 784 | 230 | ON | 0.001321 | 784 | 24640 | 0.32549 | 0.36032 | 0.34732 | 0.34134 | 0.34028 | 0.33993 | 0.34978 | 0.35751 | 0.36173 | 0.33958 | 0.33396 | 0.34767 | 0.35962 | 0.34064 | 0.35435 | 0.35751 | 0.34204 | 0.33888 | 0.3656 | 0.34521 | 0.34556 | 0.34591 | 0.33853 | 0.34134 | 0.34837 | 0.33958 | 0.33818 | 0.34907 | 0.36243 | 0.34872 | 0.33501 | 0.3445 | 0.33888 | 0.35505 | 0.34028 | 0.35118 | 0.34345 | 0.33501 | 0.34556 | 0.36595 | 0.34591 | 0.34239 | 0.36208 | 0.33396 | 0.35786 | 0.35013 | 0.34556 | 0.3656 | 0.33747 | 0.39676 | 0.36949 | 0.37487 | 0.37986 | 0.39369 | 0.37602 | 0.37679 | 0.37256 | 0.39791 | 0.39292 | 0.36949 | 0.36834 | 0.37448 | 0.38792 | 0.39407 | 0.39522 | 0.40175 | 0.37371 | 0.38216 | 0.37487 | 0.39215 | 0.38485 | 0.37986 | 0.36757 | 0.37832 | 0.37947 | 0.38485 | 0.37909 | 0.36642 | 0.3668 | 0.36488 | 0.37986 | 0.39676 | 0.37179 | 0.38063 | 0.36795 | 0.37064 | 0.38831 | 0.37679 | 0.38869 | 0.40098 | 0.39637 | 0.38754 | 0.40329 | 0.38139 | 0.37563 | 0.37218 | 0.3668 | 0.38083 | 0.40544 | 0.38825 | 0.38552 | 0.39684 | 0.39606 | 0.3945 | 0.3945 | 0.37966 | 0.40231 | 0.40231 | 0.39762 | 0.37458 | 0.39294 | 0.40583 | 0.40231 | 0.38356 | 0.37927 | 0.40973 | 0.38512 | 0.40309 | 0.39372 | 0.37575 | 0.39801 | 0.3777 | 0.40387 | 0.38044 | 0.37106 | 0.39919 | 0.37458 | 0.3777 | 0.40973 | 0.38278 | 0.38395 | 0.38317 | 0.37341 | 0.39919 | 0.37966 | 0.39489 | 0.37106 | 0.37653 | 0.39723 | 0.3863 | 0.40231 | 0.39723 | 0.40622 | 0.41012 | 0.38434 | 0.42274 | 0.41826 | 0.4268 | 0.42274 | 0.38856 | 0.40605 | 0.41745 | 0.4028 | 0.42436 | 0.42477 | 0.38856 | 0.4089 | 0.42599 | 0.4089 | 0.41582 | 0.41704 | 0.42152 | 0.39426 | 0.41867 | 0.40687 | 0.4028 | 0.41094 | 0.4085 | 0.41745 | 0.40117 | 0.39792 | 0.42599 | 0.41826 | 0.40972 | 0.38937 | 0.40972 | 0.42477 | 0.39792 | 0.40483 | 0.40483 | 0.40361 | 0.38775 | 0.41256 | 0.38693 | 0.38775 | 0.39751 | 0.42111 | 0.39914 | 0.41175 | 0.38897 | 0.41704 | 0.42558 | 0.41745 | 0.39478 | 0.40387 | 0.41338 | 0.39684 | 0.4109 | 0.40428 | 0.40222 | 0.4171 | 0.40346 | 0.4171 | 0.40676 | 0.41875 | 0.41338 | 0.42619 | 0.40966 | 0.40428 | 0.39932 | 0.39478 | 0.41751 | 0.39354 | 0.39767 | 0.42413 | 0.40676 | 0.43405 | 0.39684 | 0.42082 | 0.42826 | 0.39932 | 0.40346 | 0.40842 | 0.4142 | 0.43115 | 0.40966 | 0.42537 | 0.4047 | 0.41875 | 0.42289 | 0.39271 | 0.4171 | 0.41462 | 0.4109 | 0.42619 | 0.408 | 0.41172 | 0.42661 | 0.40842 | 0.4047 | 0.40718 | 0.41131 | 0.39767 | 0.39643 | 0.408 | 0.41131 | 0.4142 | 0.4233 | 0.42867 | 0.40511 | 0.4233 | 0.4171 | 0.42413 | 0.40056 | 0.408 | 0.3985 | 0.43405 | 0.39974 | 0.41958 | 0.41214 | 0.41999 | 0.39312 | 0.4233 | 0.40966 | 0.42619 | 0.39767 | 0.39767 | 0.39271 | 0.42454 | 0.41379 | 0.42991 | 0.39271 | 0.41255 | 0.39891 | 0.40552 | 0.43322 | 0.42909 | 0.40387 | 0.40842 | 0.41007 | 0.39643 | 0.3985 | 0.39891 | 0.42454 | 0.4295 | 0.4142 | 0.40511 | 0.40139
ON_NVM_ISS | 785 | 230 | ON | 0.001321 | 785 | 24640 | 0.32549 | 0.36032 | 0.34732 | 0.34134 | 0.34028 | 0.33993 | 0.34978 | 0.35751 | 0.36173 | 0.33958 | 0.33396 | 0.34767 | 0.35962 | 0.34064 | 0.35435 | 0.35751 | 0.34204 | 0.33888 | 0.3656 | 0.34521 | 0.34556 | 0.34591 | 0.33853 | 0.34134 | 0.34837 | 0.33958 | 0.33818 | 0.34907 | 0.36243 | 0.34872 | 0.33501 | 0.3445 | 0.33888 | 0.35505 | 0.34028 | 0.35118 | 0.34345 | 0.33501 | 0.34556 | 0.36595 | 0.34591 | 0.34239 | 0.36208 | 0.33396 | 0.35786 | 0.35013 | 0.34556 | 0.3656 | 0.33747 | 0.39676 | 0.36949 | 0.37487 | 0.37986 | 0.39369 | 0.37602 | 0.37679 | 0.37256 | 0.39791 | 0.39292 | 0.36949 | 0.36834 | 0.37448 | 0.38792 | 0.39407 | 0.39522 | 0.40175 | 0.37371 | 0.38216 | 0.37487 | 0.39215 | 0.38485 | 0.37986 | 0.36757 | 0.37832 | 0.37947 | 0.38485 | 0.37909 | 0.36642 | 0.3668 | 0.36488 | 0.37986 | 0.39676 | 0.37179 | 0.38063 | 0.36795 | 0.37064 | 0.38831 | 0.37679 | 0.38869 | 0.40098 | 0.39637 | 0.38754 | 0.40329 | 0.38139 | 0.37563 | 0.37218 | 0.3668 | 0.38083 | 0.40544 | 0.38825 | 0.38552 | 0.39684 | 0.39606 | 0.3945 | 0.3945 | 0.37966 | 0.40231 | 0.40231 | 0.39762 | 0.37458 | 0.39294 | 0.40583 | 0.40231 | 0.38356 | 0.37927 | 0.40973 | 0.38512 | 0.40309 | 0.39372 | 0.37575 | 0.39801 | 0.3777 | 0.40387 | 0.38044 | 0.37106 | 0.39919 | 0.37458 | 0.3777 | 0.40973 | 0.38278 | 0.38395 | 0.38317 | 0.37341 | 0.39919 | 0.37966 | 0.39489 | 0.37106 | 0.37653 | 0.39723 | 0.3863 | 0.40231 | 0.39723 | 0.40622 | 0.41012 | 0.38434 | 0.42274 | 0.41826 | 0.4268 | 0.42274 | 0.38856 | 0.40605 | 0.41745 | 0.4028 | 0.42436 | 0.42477 | 0.38856 | 0.4089 | 0.42599 | 0.4089 | 0.41582 | 0.41704 | 0.42152 | 0.39426 | 0.41867 | 0.40687 | 0.4028 | 0.41094 | 0.4085 | 0.41745 | 0.40117 | 0.39792 | 0.42599 | 0.41826 | 0.40972 | 0.38937 | 0.40972 | 0.42477 | 0.39792 | 0.40483 | 0.40483 | 0.40361 | 0.38775 | 0.41256 | 0.38693 | 0.38775 | 0.39751 | 0.42111 | 0.39914 | 0.41175 | 0.38897 | 0.41704 | 0.42558 | 0.41745 | 0.39478 | 0.40387 | 0.41338 | 0.39684 | 0.4109 | 0.40428 | 0.40222 | 0.4171 | 0.40346 | 0.4171 | 0.40676 | 0.41875 | 0.41338 | 0.42619 | 0.40966 | 0.40428 | 0.39932 | 0.39478 | 0.41751 | 0.39354 | 0.39767 | 0.42413 | 0.40676 | 0.43405 | 0.39684 | 0.42082 | 0.42826 | 0.39932 | 0.40346 | 0.40842 | 0.4142 | 0.43115 | 0.40966 | 0.42537 | 0.4047 | 0.41875 | 0.42289 | 0.39271 | 0.4171 | 0.41462 | 0.4109 | 0.42619 | 0.408 | 0.41172 | 0.42661 | 0.40842 | 0.4047 | 0.40718 | 0.41131 | 0.39767 | 0.39643 | 0.408 | 0.41131 | 0.4142 | 0.4233 | 0.42867 | 0.40511 | 0.4233 | 0.4171 | 0.42413 | 0.40056 | 0.408 | 0.3985 | 0.43405 | 0.39974 | 0.41958 | 0.41214 | 0.41999 | 0.39312 | 0.4233 | 0.40966 | 0.42619 | 0.39767 | 0.39767 | 0.39271 | 0.42454 | 0.41379 | 0.42991 | 0.39271 | 0.41255 | 0.39891 | 0.40552 | 0.43322 | 0.42909 | 0.40387 | 0.40842 | 0.41007 | 0.39643 | 0.3985 | 0.39891 | 0.42454 | 0.4295 | 0.4142 | 0.40511 | 0.40139
ON_NVM_JCT | 786 | 230 | ON | 0.001321 | 786 | 24640 | 0.32549 | 0.36032 | 0.34732 | 0.34134 | 0.34028 | 0.33993 | 0.34978 | 0.35751 | 0.36173 | 0.33958 | 0.33396 | 0.34767 | 0.35962 | 0.34064 | 0.35435 | 0.35751 | 0.34204 | 0.33888 | 0.3656 | 0.34521 | 0.34556 | 0.34591 | 0.33853 | 0.34134 | 0.34837 | 0.33958 | 0.33818 | 0.34907 | 0.36243 | 0.34872 | 0.33501 | 0.3445 | 0.33888 | 0.35505 | 0.34028 | 0.35118 | 0.34345 | 0.33501 | 0.34556 | 0.36595 | 0.34591 | 0.34239 | 0.36208 | 0.33396 | 0.35786 | 0.35013 | 0.34556 | 0.3656 | 0.33747 | 0.39676 | 0.36949 | 0.37487 | 0.37986 | 0.39369 | 0.37602 | 0.37679 | 0.37256 | 0.39791 | 0.39292 | 0.36949 | 0.36834 | 0.37448 | 0.38792 | 0.39407 | 0.39522 | 0.40175 | 0.37371 | 0.38216 | 0.37487 | 0.39215 | 0.38485 | 0.37986 | 0.36757 | 0.37832 | 0.37947 | 0.38485 | 0.37909 | 0.36642 | 0.3668 | 0.36488 | 0.37986 | 0.39676 | 0.37179 | 0.38063 | 0.36795 | 0.37064 | 0.38831 | 0.37679 | 0.38869 | 0.40098 | 0.39637 | 0.38754 | 0.40329 | 0.38139 | 0.37563 | 0.37218 | 0.3668 | 0.38083 | 0.40544 | 0.38825 | 0.38552 | 0.39684 | 0.39606 | 0.3945 | 0.3945 | 0.37966 | 0.40231 | 0.40231 | 0.39762 | 0.37458 | 0.39294 | 0.40583 | 0.40231 | 0.38356 | 0.37927 | 0.40973 | 0.38512 | 0.40309 | 0.39372 | 0.37575 | 0.39801 | 0.3777 | 0.40387 | 0.38044 | 0.37106 | 0.39919 | 0.37458 | 0.3777 | 0.40973 | 0.38278 | 0.38395 | 0.38317 | 0.37341 | 0.39919 | 0.37966 | 0.39489 | 0.37106 | 0.37653 | 0.39723 | 0.3863 | 0.40231 | 0.39723 | 0.40622 | 0.41012 | 0.38434 | 0.42274 | 0.41826 | 0.4268 | 0.42274 | 0.38856 | 0.40605 | 0.41745 | 0.4028 | 0.42436 | 0.42477 | 0.38856 | 0.4089 | 0.42599 | 0.4089 | 0.41582 | 0.41704 | 0.42152 | 0.39426 | 0.41867 | 0.40687 | 0.4028 | 0.41094 | 0.4085 | 0.41745 | 0.40117 | 0.39792 | 0.42599 | 0.41826 | 0.40972 | 0.38937 | 0.40972 | 0.42477 | 0.39792 | 0.40483 | 0.40483 | 0.40361 | 0.38775 | 0.41256 | 0.38693 | 0.38775 | 0.39751 | 0.42111 | 0.39914 | 0.41175 | 0.38897 | 0.41704 | 0.42558 | 0.41745 | 0.39478 | 0.40387 | 0.41338 | 0.39684 | 0.4109 | 0.40428 | 0.40222 | 0.4171 | 0.40346 | 0.4171 | 0.40676 | 0.41875 | 0.41338 | 0.42619 | 0.40966 | 0.40428 | 0.39932 | 0.39478 | 0.41751 | 0.39354 | 0.39767 | 0.42413 | 0.40676 | 0.43405 | 0.39684 | 0.42082 | 0.42826 | 0.39932 | 0.40346 | 0.40842 | 0.4142 | 0.43115 | 0.40966 | 0.42537 | 0.4047 | 0.41875 | 0.42289 | 0.39271 | 0.4171 | 0.41462 | 0.4109 | 0.42619 | 0.408 | 0.41172 | 0.42661 | 0.40842 | 0.4047 | 0.40718 | 0.41131 | 0.39767 | 0.39643 | 0.408 | 0.41131 | 0.4142 | 0.4233 | 0.42867 | 0.40511 | 0.4233 | 0.4171 | 0.42413 | 0.40056 | 0.408 | 0.3985 | 0.43405 | 0.39974 | 0.41958 | 0.41214 | 0.41999 | 0.39312 | 0.4233 | 0.40966 | 0.42619 | 0.39767 | 0.39767 | 0.39271 | 0.42454 | 0.41379 | 0.42991 | 0.39271 | 0.41255 | 0.39891 | 0.40552 | 0.43322 | 0.42909 | 0.40387 | 0.40842 | 0.41007 | 0.39643 | 0.3985 | 0.39891 | 0.42454 | 0.4295 | 0.4142 | 0.40511 | 0.40139
ON_NWP_JCT | 787 | 230 | ON | 0.001387 | 787 | 24640 | 0.34176 | 0.37832 | 0.36467 | 0.35839 | 0.35729 | 0.35692 | 0.36725 | 0.37537 | 0.3798 | 0.35655 | 0.35064 | 0.36504 | 0.37759 | 0.35766 | 0.37205 | 0.37537 | 0.35913 | 0.35581 | 0.38386 | 0.36245 | 0.36282 | 0.36319 | 0.35544 | 0.35839 | 0.36578 | 0.35655 | 0.35507 | 0.36651 | 0.38054 | 0.36614 | 0.35175 | 0.36172 | 0.35581 | 0.37279 | 0.35729 | 0.36873 | 0.36061 | 0.35175 | 0.36282 | 0.38423 | 0.36319 | 0.3595 | 0.38017 | 0.35064 | 0.37574 | 0.36762 | 0.36282 | 0.38386 | 0.35433 | 0.41658 | 0.38795 | 0.39359 | 0.39884 | 0.41335 | 0.3948 | 0.39561 | 0.39117 | 0.41779 | 0.41255 | 0.38795 | 0.38674 | 0.39319 | 0.40731 | 0.41376 | 0.41497 | 0.42182 | 0.39238 | 0.40126 | 0.39359 | 0.41174 | 0.40408 | 0.39884 | 0.38593 | 0.39722 | 0.39843 | 0.40408 | 0.39803 | 0.38472 | 0.38513 | 0.38311 | 0.39884 | 0.41658 | 0.39037 | 0.39964 | 0.38634 | 0.38916 | 0.40771 | 0.39561 | 0.40811 | 0.42102 | 0.41618 | 0.4069 | 0.42344 | 0.40045 | 0.3944 | 0.39077 | 0.38513 | 0.39986 | 0.42569 | 0.40765 | 0.40478 | 0.41667 | 0.41585 | 0.41421 | 0.41421 | 0.39863 | 0.42241 | 0.42241 | 0.41749 | 0.39329 | 0.41257 | 0.4261 | 0.42241 | 0.40273 | 0.39822 | 0.4302 | 0.40437 | 0.42323 | 0.41339 | 0.39452 | 0.4179 | 0.39657 | 0.42405 | 0.39945 | 0.3896 | 0.41913 | 0.39329 | 0.39657 | 0.4302 | 0.40191 | 0.40314 | 0.40232 | 0.39206 | 0.41913 | 0.39863 | 0.41462 | 0.3896 | 0.39534 | 0.41708 | 0.4056 | 0.42241 | 0.41708 | 0.42651 | 0.43061 | 0.40355 | 0.44386 | 0.43916 | 0.44813 | 0.44386 | 0.40797 | 0.42634 | 0.4383 | 0.42292 | 0.44557 | 0.44599 | 0.40797 | 0.42933 | 0.44727 | 0.42933 | 0.43659 | 0.43788 | 0.44258 | 0.41395 | 0.43958 | 0.4272 | 0.42292 | 0.43147 | 0.4289 | 0.4383 | 0.42122 | 0.4178 | 0.44727 | 0.43916 | 0.43019 | 0.40883 | 0.43019 | 0.44599 | 0.4178 | 0.42506 | 0.42506 | 0.42378 | 0.40712 | 0.43318 | 0.40626 | 0.40712 | 0.41737 | 0.44215 | 0.41908 | 0.43232 | 0.4084 | 0.43788 | 0.44685 | 0.4383 | 0.4145 | 0.42405 | 0.43403 | 0.41667 | 0.43143 | 0.42448 | 0.42231 | 0.43794 | 0.42361 | 0.43794 | 0.42709 | 0.43967 | 0.43403 | 0.44749 | 0.43012 | 0.42448 | 0.41927 | 0.4145 | 0.43837 | 0.4132 | 0.41754 | 0.44532 | 0.42709 | 0.45573 | 0.41667 | 0.44184 | 0.44966 | 0.41927 | 0.42361 | 0.42882 | 0.4349 | 0.45269 | 0.43012 | 0.44662 | 0.42492 | 0.43967 | 0.44401 | 0.41233 | 0.43794 | 0.43533 | 0.43143 | 0.44749 | 0.42839 | 0.4323 | 0.44792 | 0.42882 | 0.42492 | 0.42752 | 0.43186 | 0.41754 | 0.41624 | 0.42839 | 0.43186 | 0.4349 | 0.44445 | 0.45009 | 0.42535 | 0.44445 | 0.43794 | 0.44532 | 0.42058 | 0.42839 | 0.41841 | 0.45573 | 0.41971 | 0.44054 | 0.43273 | 0.44098 | 0.41276 | 0.44445 | 0.43012 | 0.44749 | 0.41754 | 0.41754 | 0.41233 | 0.44575 | 0.43447 | 0.45139 | 0.41233 | 0.43316 | 0.41884 | 0.42578 | 0.45486 | 0.45052 | 0.42405 | 0.42882 | 0.43056 | 0.41624 | 0.41841 | 0.41884 | 0.44575 | 0.45096 | 0.4349 | 0.42535 | 0.42144
ON_OAK_DSS | 788 | 230 | ON | 0.002444 | 788 | 24640 | 0.6022 | 0.66664 | 0.64257 | 0.63152 | 0.62957 | 0.62892 | 0.64713 | 0.66143 | 0.66924 | 0.62826 | 0.61786 | 0.64322 | 0.66534 | 0.63022 | 0.65558 | 0.66143 | 0.63282 | 0.62696 | 0.67639 | 0.63867 | 0.63932 | 0.63997 | 0.62631 | 0.63152 | 0.64452 | 0.62826 | 0.62566 | 0.64583 | 0.67054 | 0.64517 | 0.61981 | 0.63737 | 0.62696 | 0.65688 | 0.62957 | 0.64973 | 0.63542 | 0.61981 | 0.63932 | 0.67704 | 0.63997 | 0.63347 | 0.66989 | 0.61786 | 0.66208 | 0.64778 | 0.63932 | 0.67639 | 0.62436 | 0.73405 | 0.6836 | 0.69354 | 0.70278 | 0.72836 | 0.69568 | 0.6971 | 0.68928 | 0.73618 | 0.72694 | 0.6836 | 0.68146 | 0.69283 | 0.7177 | 0.72907 | 0.73121 | 0.74329 | 0.69141 | 0.70704 | 0.69354 | 0.72552 | 0.71202 | 0.70278 | 0.68004 | 0.69994 | 0.70207 | 0.71202 | 0.70136 | 0.67791 | 0.67862 | 0.67507 | 0.70278 | 0.73405 | 0.68786 | 0.7042 | 0.68075 | 0.68573 | 0.71841 | 0.6971 | 0.71913 | 0.74186 | 0.73334 | 0.71699 | 0.74613 | 0.70562 | 0.69496 | 0.68857 | 0.67862 | 0.70458 | 0.7501 | 0.71831 | 0.71325 | 0.7342 | 0.73276 | 0.72987 | 0.72987 | 0.70241 | 0.74432 | 0.74432 | 0.73565 | 0.69301 | 0.72698 | 0.75082 | 0.74432 | 0.70963 | 0.70169 | 0.75805 | 0.71252 | 0.74577 | 0.72842 | 0.69518 | 0.73637 | 0.69879 | 0.74721 | 0.70385 | 0.68651 | 0.73854 | 0.69301 | 0.69879 | 0.75805 | 0.70819 | 0.71036 | 0.70891 | 0.69085 | 0.73854 | 0.70241 | 0.73059 | 0.68651 | 0.69663 | 0.73493 | 0.71469 | 0.74432 | 0.73493 | 0.75155 | 0.75877 | 0.71108 | 0.78211 | 0.77383 | 0.78964 | 0.78211 | 0.71888 | 0.75125 | 0.77232 | 0.74522 | 0.78512 | 0.78587 | 0.71888 | 0.75652 | 0.78813 | 0.75652 | 0.76931 | 0.77157 | 0.77985 | 0.72942 | 0.77458 | 0.75275 | 0.74522 | 0.76028 | 0.75576 | 0.77232 | 0.74221 | 0.73619 | 0.78813 | 0.77383 | 0.75802 | 0.72038 | 0.75802 | 0.78587 | 0.73619 | 0.74899 | 0.74899 | 0.74673 | 0.71737 | 0.76329 | 0.71587 | 0.71737 | 0.73544 | 0.7791 | 0.73845 | 0.76179 | 0.71963 | 0.77157 | 0.78738 | 0.77232 | 0.73038 | 0.74721 | 0.7648 | 0.7342 | 0.76021 | 0.74797 | 0.74415 | 0.77168 | 0.74644 | 0.77168 | 0.75256 | 0.77474 | 0.7648 | 0.7885 | 0.75791 | 0.74797 | 0.73879 | 0.73038 | 0.77244 | 0.72809 | 0.73573 | 0.78468 | 0.75256 | 0.80304 | 0.7342 | 0.77856 | 0.79233 | 0.73879 | 0.74644 | 0.75562 | 0.76633 | 0.79768 | 0.75791 | 0.78698 | 0.74874 | 0.77474 | 0.78239 | 0.72656 | 0.77168 | 0.76709 | 0.76021 | 0.7885 | 0.75485 | 0.76174 | 0.78927 | 0.75562 | 0.74874 | 0.75332 | 0.76097 | 0.73573 | 0.73344 | 0.75485 | 0.76097 | 0.76633 | 0.78315 | 0.79309 | 0.7495 | 0.78315 | 0.77168 | 0.78468 | 0.74109 | 0.75485 | 0.73726 | 0.80304 | 0.73956 | 0.77627 | 0.7625 | 0.77703 | 0.72732 | 0.78315 | 0.75791 | 0.7885 | 0.73573 | 0.73573 | 0.72656 | 0.78545 | 0.76556 | 0.79539 | 0.72656 | 0.76327 | 0.73803 | 0.75026 | 0.80151 | 0.79386 | 0.74721 | 0.75562 | 0.75868 | 0.73344 | 0.73726 | 0.73803 | 0.78545 | 0.79462 | 0.76633 | 0.7495 | 0.74262
ON_OBR_JCT | 789 | 230 | ON | 0.001083 | 789 | 24640 | 0.26685 | 0.2954 | 0.28474 | 0.27984 | 0.27898 | 0.27869 | 0.28676 | 0.2931 | 0.29656 | 0.2784 | 0.27379 | 0.28503 | 0.29483 | 0.27927 | 0.2905 | 0.2931 | 0.28042 | 0.27782 | 0.29973 | 0.28301 | 0.2833 | 0.28359 | 0.27754 | 0.27984 | 0.28561 | 0.2784 | 0.27725 | 0.28618 | 0.29713 | 0.28589 | 0.27465 | 0.28244 | 0.27782 | 0.29108 | 0.27898 | 0.28791 | 0.28157 | 0.27465 | 0.2833 | 0.30002 | 0.28359 | 0.28071 | 0.29685 | 0.27379 | 0.29339 | 0.28705 | 0.2833 | 0.29973 | 0.27667 | 0.32528 | 0.30292 | 0.30733 | 0.31142 | 0.32276 | 0.30827 | 0.3089 | 0.30544 | 0.32622 | 0.32213 | 0.30292 | 0.30197 | 0.30701 | 0.31803 | 0.32307 | 0.32402 | 0.32937 | 0.30638 | 0.31331 | 0.30733 | 0.3215 | 0.31551 | 0.31142 | 0.30134 | 0.31016 | 0.31111 | 0.31551 | 0.31079 | 0.3004 | 0.30071 | 0.29914 | 0.31142 | 0.32528 | 0.30481 | 0.31205 | 0.30166 | 0.30386 | 0.31835 | 0.3089 | 0.31866 | 0.32874 | 0.32496 | 0.31772 | 0.33063 | 0.31268 | 0.30796 | 0.30512 | 0.30071 | 0.31222 | 0.33239 | 0.3183 | 0.31606 | 0.32534 | 0.3247 | 0.32342 | 0.32342 | 0.31126 | 0.32983 | 0.32983 | 0.32599 | 0.30709 | 0.32214 | 0.33271 | 0.32983 | 0.31446 | 0.31094 | 0.33591 | 0.31574 | 0.33047 | 0.32278 | 0.30805 | 0.32631 | 0.30965 | 0.33111 | 0.3119 | 0.30421 | 0.32727 | 0.30709 | 0.30965 | 0.33591 | 0.31382 | 0.31478 | 0.31414 | 0.30613 | 0.32727 | 0.31126 | 0.32374 | 0.30421 | 0.30869 | 0.32567 | 0.3167 | 0.32983 | 0.32567 | 0.33303 | 0.33623 | 0.3151 | 0.34657 | 0.3429 | 0.34991 | 0.34657 | 0.31855 | 0.3329 | 0.34224 | 0.33023 | 0.34791 | 0.34824 | 0.31855 | 0.33523 | 0.34924 | 0.33523 | 0.3409 | 0.3419 | 0.34557 | 0.32322 | 0.34324 | 0.33356 | 0.33023 | 0.3369 | 0.3349 | 0.34224 | 0.32889 | 0.32623 | 0.34924 | 0.3429 | 0.3359 | 0.31922 | 0.3359 | 0.34824 | 0.32623 | 0.3319 | 0.3319 | 0.3309 | 0.31789 | 0.33823 | 0.31722 | 0.31789 | 0.32589 | 0.34524 | 0.32723 | 0.33757 | 0.31889 | 0.3419 | 0.34891 | 0.34224 | 0.32365 | 0.33111 | 0.3389 | 0.32534 | 0.33687 | 0.33145 | 0.32975 | 0.34195 | 0.33077 | 0.34195 | 0.33348 | 0.34331 | 0.3389 | 0.34941 | 0.33585 | 0.33145 | 0.32738 | 0.32365 | 0.34229 | 0.32263 | 0.32602 | 0.34771 | 0.33348 | 0.35585 | 0.32534 | 0.345 | 0.3511 | 0.32738 | 0.33077 | 0.33483 | 0.33958 | 0.35347 | 0.33585 | 0.34873 | 0.33178 | 0.34331 | 0.3467 | 0.32196 | 0.34195 | 0.33992 | 0.33687 | 0.34941 | 0.3345 | 0.33755 | 0.34975 | 0.33483 | 0.33178 | 0.33382 | 0.33721 | 0.32602 | 0.32501 | 0.3345 | 0.33721 | 0.33958 | 0.34703 | 0.35144 | 0.33212 | 0.34703 | 0.34195 | 0.34771 | 0.3284 | 0.3345 | 0.3267 | 0.35585 | 0.32772 | 0.34398 | 0.33788 | 0.34432 | 0.32229 | 0.34703 | 0.33585 | 0.34941 | 0.32602 | 0.32602 | 0.32196 | 0.34805 | 0.33924 | 0.35246 | 0.32196 | 0.33822 | 0.32704 | 0.33246 | 0.35517 | 0.35178 | 0.33111 | 0.33483 | 0.33619 | 0.32501 | 0.3267 | 0.32704 | 0.34805 | 0.35212 | 0.33958 | 0.33212 | 0.32907
ON_OGM_ISS | 790 | 230 | ON | 0.002601 | 790 | 24640 | 0.64089 | 0.70946 | 0.68385 | 0.67208 | 0.67001 | 0.66932 | 0.6887 | 0.70392 | 0.71223 | 0.66862 | 0.65755 | 0.68454 | 0.70808 | 0.6707 | 0.69769 | 0.70392 | 0.67347 | 0.66724 | 0.71984 | 0.6797 | 0.68039 | 0.68108 | 0.66655 | 0.67208 | 0.68593 | 0.66862 | 0.66586 | 0.68731 | 0.71361 | 0.68662 | 0.65963 | 0.67831 | 0.66724 | 0.69908 | 0.67001 | 0.69147 | 0.67624 | 0.65963 | 0.68039 | 0.72054 | 0.68108 | 0.67416 | 0.71292 | 0.65755 | 0.70462 | 0.68939 | 0.68039 | 0.71984 | 0.66447 | 0.7812 | 0.72751 | 0.7381 | 0.74793 | 0.77515 | 0.74036 | 0.74188 | 0.73356 | 0.78347 | 0.77364 | 0.72751 | 0.72524 | 0.73734 | 0.76381 | 0.77591 | 0.77818 | 0.79103 | 0.73583 | 0.75246 | 0.7381 | 0.77213 | 0.75776 | 0.74793 | 0.72373 | 0.7449 | 0.74717 | 0.75776 | 0.74641 | 0.72146 | 0.72221 | 0.71843 | 0.74793 | 0.7812 | 0.73205 | 0.74944 | 0.72448 | 0.72978 | 0.76456 | 0.74188 | 0.76532 | 0.78952 | 0.78045 | 0.76305 | 0.79406 | 0.75095 | 0.73961 | 0.7328 | 0.72221 | 0.74984 | 0.79829 | 0.76445 | 0.75907 | 0.78137 | 0.77983 | 0.77675 | 0.77675 | 0.74753 | 0.79214 | 0.79214 | 0.78291 | 0.73753 | 0.77368 | 0.79906 | 0.79214 | 0.75522 | 0.74676 | 0.80675 | 0.7583 | 0.79367 | 0.77522 | 0.73984 | 0.78368 | 0.74368 | 0.79521 | 0.74907 | 0.73061 | 0.78598 | 0.73753 | 0.74368 | 0.80675 | 0.75368 | 0.75599 | 0.75445 | 0.73522 | 0.78598 | 0.74753 | 0.77752 | 0.73061 | 0.74138 | 0.78214 | 0.7606 | 0.79214 | 0.78214 | 0.79983 | 0.80752 | 0.75676 | 0.83235 | 0.82354 | 0.84036 | 0.83235 | 0.76506 | 0.79951 | 0.82194 | 0.7931 | 0.83556 | 0.83636 | 0.76506 | 0.80511 | 0.83876 | 0.80511 | 0.81873 | 0.82114 | 0.82995 | 0.77627 | 0.82434 | 0.80111 | 0.7931 | 0.80912 | 0.80431 | 0.82194 | 0.78989 | 0.78348 | 0.83876 | 0.82354 | 0.80672 | 0.76666 | 0.80672 | 0.83636 | 0.78348 | 0.7971 | 0.7971 | 0.7947 | 0.76346 | 0.81232 | 0.76185 | 0.76346 | 0.78268 | 0.82915 | 0.78589 | 0.81072 | 0.76586 | 0.82114 | 0.83796 | 0.82194 | 0.7773 | 0.79521 | 0.81393 | 0.78137 | 0.80904 | 0.79602 | 0.79195 | 0.82125 | 0.79439 | 0.82125 | 0.8009 | 0.82451 | 0.81393 | 0.83916 | 0.8066 | 0.79602 | 0.78625 | 0.7773 | 0.82206 | 0.77486 | 0.783 | 0.83509 | 0.8009 | 0.85462 | 0.78137 | 0.82858 | 0.84323 | 0.78625 | 0.79439 | 0.80416 | 0.81555 | 0.84892 | 0.8066 | 0.83753 | 0.79683 | 0.82451 | 0.83265 | 0.77323 | 0.82125 | 0.81637 | 0.80904 | 0.83916 | 0.80334 | 0.81067 | 0.83997 | 0.80416 | 0.79683 | 0.80172 | 0.80986 | 0.783 | 0.78055 | 0.80334 | 0.80986 | 0.81555 | 0.83346 | 0.84404 | 0.79765 | 0.83346 | 0.82125 | 0.83509 | 0.78869 | 0.80334 | 0.78462 | 0.85462 | 0.78707 | 0.82613 | 0.81148 | 0.82695 | 0.77404 | 0.83346 | 0.8066 | 0.83916 | 0.783 | 0.783 | 0.77323 | 0.8359 | 0.81474 | 0.84648 | 0.77323 | 0.8123 | 0.78544 | 0.79846 | 0.85299 | 0.84485 | 0.79521 | 0.80416 | 0.80741 | 0.78055 | 0.78462 | 0.78544 | 0.8359 | 0.84567 | 0.81555 | 0.79765 | 0.79032
ON_OGM_JCT | 791 | 230 | ON | 0.002601 | 791 | 24640 | 0.64089 | 0.70946 | 0.68385 | 0.67208 | 0.67001 | 0.66932 | 0.6887 | 0.70392 | 0.71223 | 0.66862 | 0.65755 | 0.68454 | 0.70808 | 0.6707 | 0.69769 | 0.70392 | 0.67347 | 0.66724 | 0.71984 | 0.6797 | 0.68039 | 0.68108 | 0.66655 | 0.67208 | 0.68593 | 0.66862 | 0.66586 | 0.68731 | 0.71361 | 0.68662 | 0.65963 | 0.67831 | 0.66724 | 0.69908 | 0.67001 | 0.69147 | 0.67624 | 0.65963 | 0.68039 | 0.72054 | 0.68108 | 0.67416 | 0.71292 | 0.65755 | 0.70462 | 0.68939 | 0.68039 | 0.71984 | 0.66447 | 0.7812 | 0.72751 | 0.7381 | 0.74793 | 0.77515 | 0.74036 | 0.74188 | 0.73356 | 0.78347 | 0.77364 | 0.72751 | 0.72524 | 0.73734 | 0.76381 | 0.77591 | 0.77818 | 0.79103 | 0.73583 | 0.75246 | 0.7381 | 0.77213 | 0.75776 | 0.74793 | 0.72373 | 0.7449 | 0.74717 | 0.75776 | 0.74641 | 0.72146 | 0.72221 | 0.71843 | 0.74793 | 0.7812 | 0.73205 | 0.74944 | 0.72448 | 0.72978 | 0.76456 | 0.74188 | 0.76532 | 0.78952 | 0.78045 | 0.76305 | 0.79406 | 0.75095 | 0.73961 | 0.7328 | 0.72221 | 0.74984 | 0.79829 | 0.76445 | 0.75907 | 0.78137 | 0.77983 | 0.77675 | 0.77675 | 0.74753 | 0.79214 | 0.79214 | 0.78291 | 0.73753 | 0.77368 | 0.79906 | 0.79214 | 0.75522 | 0.74676 | 0.80675 | 0.7583 | 0.79367 | 0.77522 | 0.73984 | 0.78368 | 0.74368 | 0.79521 | 0.74907 | 0.73061 | 0.78598 | 0.73753 | 0.74368 | 0.80675 | 0.75368 | 0.75599 | 0.75445 | 0.73522 | 0.78598 | 0.74753 | 0.77752 | 0.73061 | 0.74138 | 0.78214 | 0.7606 | 0.79214 | 0.78214 | 0.79983 | 0.80752 | 0.75676 | 0.83235 | 0.82354 | 0.84036 | 0.83235 | 0.76506 | 0.79951 | 0.82194 | 0.7931 | 0.83556 | 0.83636 | 0.76506 | 0.80511 | 0.83876 | 0.80511 | 0.81873 | 0.82114 | 0.82995 | 0.77627 | 0.82434 | 0.80111 | 0.7931 | 0.80912 | 0.80431 | 0.82194 | 0.78989 | 0.78348 | 0.83876 | 0.82354 | 0.80672 | 0.76666 | 0.80672 | 0.83636 | 0.78348 | 0.7971 | 0.7971 | 0.7947 | 0.76346 | 0.81232 | 0.76185 | 0.76346 | 0.78268 | 0.82915 | 0.78589 | 0.81072 | 0.76586 | 0.82114 | 0.83796 | 0.82194 | 0.7773 | 0.79521 | 0.81393 | 0.78137 | 0.80904 | 0.79602 | 0.79195 | 0.82125 | 0.79439 | 0.82125 | 0.8009 | 0.82451 | 0.81393 | 0.83916 | 0.8066 | 0.79602 | 0.78625 | 0.7773 | 0.82206 | 0.77486 | 0.783 | 0.83509 | 0.8009 | 0.85462 | 0.78137 | 0.82858 | 0.84323 | 0.78625 | 0.79439 | 0.80416 | 0.81555 | 0.84892 | 0.8066 | 0.83753 | 0.79683 | 0.82451 | 0.83265 | 0.77323 | 0.82125 | 0.81637 | 0.80904 | 0.83916 | 0.80334 | 0.81067 | 0.83997 | 0.80416 | 0.79683 | 0.80172 | 0.80986 | 0.783 | 0.78055 | 0.80334 | 0.80986 | 0.81555 | 0.83346 | 0.84404 | 0.79765 | 0.83346 | 0.82125 | 0.83509 | 0.78869 | 0.80334 | 0.78462 | 0.85462 | 0.78707 | 0.82613 | 0.81148 | 0.82695 | 0.77404 | 0.83346 | 0.8066 | 0.83916 | 0.783 | 0.783 | 0.77323 | 0.8359 | 0.81474 | 0.84648 | 0.77323 | 0.8123 | 0.78544 | 0.79846 | 0.85299 | 0.84485 | 0.79521 | 0.80416 | 0.80741 | 0.78055 | 0.78462 | 0.78544 | 0.8359 | 0.84567 | 0.81555 | 0.79765 | 0.79032
ON_OJB_JCT | 792 | 230 | ON | 0.00213 | 792 | 24640 | 0.52483 | 0.58099 | 0.56002 | 0.55038 | 0.54868 | 0.54811 | 0.56398 | 0.57645 | 0.58326 | 0.54755 | 0.53848 | 0.56058 | 0.57986 | 0.54925 | 0.57135 | 0.57645 | 0.55151 | 0.54641 | 0.58949 | 0.55662 | 0.55718 | 0.55775 | 0.54585 | 0.55038 | 0.56172 | 0.54755 | 0.54528 | 0.56285 | 0.58439 | 0.56228 | 0.54018 | 0.55548 | 0.54641 | 0.57249 | 0.54868 | 0.56625 | 0.55378 | 0.54018 | 0.55718 | 0.59006 | 0.55775 | 0.55208 | 0.58382 | 0.53848 | 0.57702 | 0.56455 | 0.55718 | 0.58949 | 0.54415 | 0.63974 | 0.59577 | 0.60444 | 0.61249 | 0.63478 | 0.6063 | 0.60754 | 0.60072 | 0.6416 | 0.63355 | 0.59577 | 0.59391 | 0.60382 | 0.62549 | 0.6354 | 0.63726 | 0.64779 | 0.60258 | 0.61621 | 0.60444 | 0.63231 | 0.62054 | 0.61249 | 0.59267 | 0.61001 | 0.61187 | 0.62054 | 0.61125 | 0.59081 | 0.59143 | 0.58834 | 0.61249 | 0.63974 | 0.59948 | 0.61373 | 0.59329 | 0.59763 | 0.62611 | 0.60754 | 0.62673 | 0.64655 | 0.63912 | 0.62488 | 0.65027 | 0.61497 | 0.60568 | 0.6001 | 0.59143 | 0.61405 | 0.65373 | 0.62602 | 0.62161 | 0.63988 | 0.63862 | 0.6361 | 0.6361 | 0.61216 | 0.64869 | 0.64869 | 0.64113 | 0.60398 | 0.63358 | 0.65436 | 0.64869 | 0.61846 | 0.61153 | 0.66066 | 0.62098 | 0.64995 | 0.63484 | 0.60587 | 0.64176 | 0.60902 | 0.65121 | 0.61342 | 0.59831 | 0.64365 | 0.60398 | 0.60902 | 0.66066 | 0.6172 | 0.61909 | 0.61783 | 0.60209 | 0.64365 | 0.61216 | 0.63673 | 0.59831 | 0.60713 | 0.6405 | 0.62287 | 0.64869 | 0.6405 | 0.65499 | 0.66129 | 0.61972 | 0.68163 | 0.67441 | 0.68819 | 0.68163 | 0.62652 | 0.65473 | 0.6731 | 0.64948 | 0.68425 | 0.68491 | 0.62652 | 0.65932 | 0.68687 | 0.65932 | 0.67047 | 0.67244 | 0.67966 | 0.6357 | 0.67507 | 0.65604 | 0.64948 | 0.6626 | 0.65866 | 0.6731 | 0.64686 | 0.64161 | 0.68687 | 0.67441 | 0.66063 | 0.62783 | 0.66063 | 0.68491 | 0.64161 | 0.65276 | 0.65276 | 0.65079 | 0.62521 | 0.66522 | 0.62389 | 0.62521 | 0.64095 | 0.679 | 0.64358 | 0.66391 | 0.62717 | 0.67244 | 0.68622 | 0.6731 | 0.63654 | 0.65121 | 0.66654 | 0.63988 | 0.66254 | 0.65187 | 0.64854 | 0.67254 | 0.65054 | 0.67254 | 0.65587 | 0.6752 | 0.66654 | 0.6872 | 0.66054 | 0.65187 | 0.64387 | 0.63654 | 0.6732 | 0.63454 | 0.64121 | 0.68387 | 0.65587 | 0.69986 | 0.63988 | 0.67853 | 0.69053 | 0.64387 | 0.65054 | 0.65854 | 0.66787 | 0.6952 | 0.66054 | 0.68587 | 0.65254 | 0.6752 | 0.68187 | 0.63321 | 0.67254 | 0.66854 | 0.66254 | 0.6872 | 0.65787 | 0.66387 | 0.68787 | 0.65854 | 0.65254 | 0.65654 | 0.6632 | 0.64121 | 0.63921 | 0.65787 | 0.6632 | 0.66787 | 0.68253 | 0.6912 | 0.65321 | 0.68253 | 0.67254 | 0.68387 | 0.64587 | 0.65787 | 0.64254 | 0.69986 | 0.64454 | 0.67653 | 0.66454 | 0.6772 | 0.63388 | 0.68253 | 0.66054 | 0.6872 | 0.64121 | 0.64121 | 0.63321 | 0.68453 | 0.6672 | 0.6932 | 0.63321 | 0.6652 | 0.64321 | 0.65387 | 0.69853 | 0.69187 | 0.65121 | 0.65854 | 0.6612 | 0.63921 | 0.64254 | 0.64321 | 0.68453 | 0.69253 | 0.66787 | 0.65321 | 0.64721
ON_OR2_JCT | 793 | 230 | ON | 0.003026 | 793 | 24640 | 0.74561 | 0.82539 | 0.79559 | 0.7819 | 0.77949 | 0.77868 | 0.80123 | 0.81894 | 0.82861 | 0.77788 | 0.76499 | 0.7964 | 0.82378 | 0.78029 | 0.8117 | 0.81894 | 0.78351 | 0.77627 | 0.83747 | 0.79076 | 0.79157 | 0.79237 | 0.77546 | 0.7819 | 0.79801 | 0.77788 | 0.77466 | 0.79962 | 0.83022 | 0.79881 | 0.76741 | 0.78915 | 0.77627 | 0.81331 | 0.77949 | 0.80445 | 0.78673 | 0.76741 | 0.79157 | 0.83827 | 0.79237 | 0.78432 | 0.82941 | 0.76499 | 0.81975 | 0.80203 | 0.79157 | 0.83747 | 0.77304 | 0.90885 | 0.84638 | 0.8587 | 0.87014 | 0.90181 | 0.86134 | 0.8631 | 0.85342 | 0.91149 | 0.90005 | 0.84638 | 0.84374 | 0.85782 | 0.88861 | 0.90269 | 0.90533 | 0.92029 | 0.85606 | 0.87542 | 0.8587 | 0.89829 | 0.88158 | 0.87014 | 0.84198 | 0.86662 | 0.86926 | 0.88158 | 0.86838 | 0.83934 | 0.84022 | 0.83582 | 0.87014 | 0.90885 | 0.85166 | 0.8719 | 0.84286 | 0.84902 | 0.88949 | 0.8631 | 0.89037 | 0.91853 | 0.90797 | 0.88773 | 0.92381 | 0.87366 | 0.86046 | 0.85254 | 0.84022 | 0.87236 | 0.92873 | 0.88936 | 0.8831 | 0.90904 | 0.90725 | 0.90367 | 0.90367 | 0.86968 | 0.92157 | 0.92157 | 0.91083 | 0.85804 | 0.9001 | 0.92962 | 0.92157 | 0.87862 | 0.86878 | 0.93857 | 0.8822 | 0.92336 | 0.90189 | 0.86073 | 0.91173 | 0.8652 | 0.92515 | 0.87146 | 0.84999 | 0.91441 | 0.85804 | 0.8652 | 0.93857 | 0.87683 | 0.87952 | 0.87773 | 0.85536 | 0.91441 | 0.86968 | 0.90457 | 0.84999 | 0.86252 | 0.90994 | 0.88489 | 0.92157 | 0.90994 | 0.93052 | 0.93946 | 0.88041 | 0.96836 | 0.9581 | 0.97768 | 0.96836 | 0.89007 | 0.93014 | 0.95624 | 0.92269 | 0.97208 | 0.97302 | 0.89007 | 0.93667 | 0.97581 | 0.93667 | 0.95251 | 0.95531 | 0.96556 | 0.90312 | 0.95904 | 0.93201 | 0.92269 | 0.94133 | 0.93574 | 0.95624 | 0.91896 | 0.9115 | 0.97581 | 0.9581 | 0.93853 | 0.89193 | 0.93853 | 0.97302 | 0.9115 | 0.92735 | 0.92735 | 0.92455 | 0.8882 | 0.94506 | 0.88634 | 0.8882 | 0.91057 | 0.96463 | 0.9143 | 0.94319 | 0.891 | 0.95531 | 0.97488 | 0.95624 | 0.90431 | 0.92514 | 0.94692 | 0.90904 | 0.94124 | 0.92609 | 0.92135 | 0.95544 | 0.92419 | 0.95544 | 0.93177 | 0.95923 | 0.94692 | 0.97627 | 0.9384 | 0.92609 | 0.91472 | 0.90431 | 0.95639 | 0.90147 | 0.91094 | 0.97154 | 0.93177 | 0.99427 | 0.90904 | 0.96396 | 0.98101 | 0.91472 | 0.92419 | 0.93556 | 0.94881 | 0.98764 | 0.9384 | 0.97438 | 0.92703 | 0.95923 | 0.9687 | 0.89957 | 0.95544 | 0.94976 | 0.94124 | 0.97627 | 0.93461 | 0.94313 | 0.97722 | 0.93556 | 0.92703 | 0.93272 | 0.94219 | 0.91094 | 0.9081 | 0.93461 | 0.94219 | 0.94881 | 0.96965 | 0.98196 | 0.92798 | 0.96965 | 0.95544 | 0.97154 | 0.91757 | 0.93461 | 0.91283 | 0.99427 | 0.91567 | 0.96112 | 0.94408 | 0.96207 | 0.90052 | 0.96965 | 0.9384 | 0.97627 | 0.91094 | 0.91094 | 0.89957 | 0.97249 | 0.94787 | 0.9848 | 0.89957 | 0.94503 | 0.91378 | 0.92893 | 0.99237 | 0.9829 | 0.92514 | 0.93556 | 0.93934 | 0.9081 | 0.91283 | 0.91378 | 0.97249 | 0.98385 | 0.94881 | 0.92798 | 0.91946
ON_ORA_DSS | 794 | 230 | ON | 0.001015 | 794 | 24640 | 0.2501 | 0.27686 | 0.26686 | 0.26227 | 0.26146 | 0.26119 | 0.26875 | 0.2747 | 0.27794 | 0.26092 | 0.2566 | 0.26713 | 0.27632 | 0.26173 | 0.27226 | 0.2747 | 0.26281 | 0.26038 | 0.28091 | 0.26524 | 0.26551 | 0.26578 | 0.26011 | 0.26227 | 0.26767 | 0.26092 | 0.25984 | 0.26821 | 0.27848 | 0.26794 | 0.25741 | 0.2647 | 0.26038 | 0.2728 | 0.26146 | 0.26983 | 0.26389 | 0.25741 | 0.26551 | 0.28118 | 0.26578 | 0.26308 | 0.27821 | 0.2566 | 0.27497 | 0.26902 | 0.26551 | 0.28091 | 0.2593 | 0.30485 | 0.2839 | 0.28803 | 0.29187 | 0.30249 | 0.28892 | 0.28951 | 0.28626 | 0.30574 | 0.3019 | 0.2839 | 0.28301 | 0.28774 | 0.29806 | 0.30279 | 0.30367 | 0.30869 | 0.28715 | 0.29364 | 0.28803 | 0.30131 | 0.2957 | 0.29187 | 0.28242 | 0.29069 | 0.29157 | 0.2957 | 0.29128 | 0.28154 | 0.28183 | 0.28036 | 0.29187 | 0.30485 | 0.28567 | 0.29246 | 0.28272 | 0.28478 | 0.29836 | 0.28951 | 0.29865 | 0.3081 | 0.30456 | 0.29777 | 0.30987 | 0.29305 | 0.28862 | 0.28596 | 0.28183 | 0.29261 | 0.31152 | 0.29831 | 0.29621 | 0.30492 | 0.30432 | 0.30312 | 0.30312 | 0.29171 | 0.30912 | 0.30912 | 0.30552 | 0.28781 | 0.30192 | 0.31182 | 0.30912 | 0.29471 | 0.29141 | 0.31482 | 0.29591 | 0.30972 | 0.30252 | 0.28871 | 0.30582 | 0.29021 | 0.31032 | 0.29231 | 0.28511 | 0.30672 | 0.28781 | 0.29021 | 0.31482 | 0.29411 | 0.29501 | 0.29441 | 0.28691 | 0.30672 | 0.29171 | 0.30342 | 0.28511 | 0.28931 | 0.30522 | 0.29681 | 0.30912 | 0.30522 | 0.31212 | 0.31512 | 0.29531 | 0.32481 | 0.32137 | 0.32794 | 0.32481 | 0.29855 | 0.31199 | 0.32075 | 0.30949 | 0.32606 | 0.32638 | 0.29855 | 0.31418 | 0.32731 | 0.31418 | 0.3195 | 0.32044 | 0.32387 | 0.30293 | 0.32169 | 0.31262 | 0.30949 | 0.31575 | 0.31387 | 0.32075 | 0.30824 | 0.30574 | 0.32731 | 0.32137 | 0.31481 | 0.29918 | 0.31481 | 0.32638 | 0.30574 | 0.31106 | 0.31106 | 0.31012 | 0.29793 | 0.317 | 0.2973 | 0.29793 | 0.30543 | 0.32356 | 0.30668 | 0.31637 | 0.29886 | 0.32044 | 0.327 | 0.32075 | 0.30333 | 0.31032 | 0.31762 | 0.30492 | 0.31572 | 0.31063 | 0.30905 | 0.32048 | 0.31 | 0.32048 | 0.31254 | 0.32175 | 0.31762 | 0.32747 | 0.31476 | 0.31063 | 0.30682 | 0.30333 | 0.3208 | 0.30238 | 0.30555 | 0.32588 | 0.31254 | 0.3335 | 0.30492 | 0.32334 | 0.32906 | 0.30682 | 0.31 | 0.31381 | 0.31826 | 0.33128 | 0.31476 | 0.32683 | 0.31095 | 0.32175 | 0.32493 | 0.30174 | 0.32048 | 0.31857 | 0.31572 | 0.32747 | 0.31349 | 0.31635 | 0.32779 | 0.31381 | 0.31095 | 0.31286 | 0.31603 | 0.30555 | 0.3046 | 0.31349 | 0.31603 | 0.31826 | 0.32524 | 0.32937 | 0.31127 | 0.32524 | 0.32048 | 0.32588 | 0.30778 | 0.31349 | 0.30619 | 0.3335 | 0.30714 | 0.32239 | 0.31667 | 0.3227 | 0.30206 | 0.32524 | 0.31476 | 0.32747 | 0.30555 | 0.30555 | 0.30174 | 0.3262 | 0.31794 | 0.33033 | 0.30174 | 0.31699 | 0.30651 | 0.31159 | 0.33287 | 0.32969 | 0.31032 | 0.31381 | 0.31508 | 0.3046 | 0.30619 | 0.30651 | 0.3262 | 0.33001 | 0.31826 | 0.31127 | 0.30841
ON_ORI_DSS | 795 | 230 | ON | 0.002337 | 795 | 24640 | 0.57584 | 0.63745 | 0.61444 | 0.60387 | 0.602 | 0.60138 | 0.61879 | 0.63248 | 0.63994 | 0.60076 | 0.59081 | 0.61506 | 0.63621 | 0.60262 | 0.62688 | 0.63248 | 0.60511 | 0.59952 | 0.64678 | 0.61071 | 0.61133 | 0.61195 | 0.59889 | 0.60387 | 0.61631 | 0.60076 | 0.59827 | 0.61755 | 0.64118 | 0.61693 | 0.59267 | 0.60947 | 0.59952 | 0.62812 | 0.602 | 0.62128 | 0.6076 | 0.59267 | 0.61133 | 0.6474 | 0.61195 | 0.60573 | 0.64056 | 0.59081 | 0.6331 | 0.61942 | 0.61133 | 0.64678 | 0.59703 | 0.70191 | 0.65367 | 0.66318 | 0.67201 | 0.69647 | 0.66522 | 0.66658 | 0.6591 | 0.70395 | 0.69512 | 0.65367 | 0.65163 | 0.6625 | 0.68628 | 0.69715 | 0.69919 | 0.71074 | 0.66114 | 0.67609 | 0.66318 | 0.69376 | 0.68085 | 0.67201 | 0.65027 | 0.6693 | 0.67133 | 0.68085 | 0.67065 | 0.64823 | 0.64891 | 0.64551 | 0.67201 | 0.70191 | 0.65774 | 0.67337 | 0.65095 | 0.65571 | 0.68696 | 0.66658 | 0.68764 | 0.70938 | 0.70123 | 0.6856 | 0.71346 | 0.67473 | 0.66454 | 0.65842 | 0.64891 | 0.67373 | 0.71726 | 0.68686 | 0.68202 | 0.70206 | 0.70068 | 0.69791 | 0.69791 | 0.67166 | 0.71173 | 0.71173 | 0.70344 | 0.66267 | 0.69515 | 0.71795 | 0.71173 | 0.67857 | 0.67097 | 0.72486 | 0.68133 | 0.71312 | 0.69653 | 0.66475 | 0.70413 | 0.6682 | 0.7145 | 0.67304 | 0.65645 | 0.70621 | 0.66267 | 0.6682 | 0.72486 | 0.67718 | 0.67926 | 0.67788 | 0.6606 | 0.70621 | 0.67166 | 0.69861 | 0.65645 | 0.66613 | 0.70275 | 0.6834 | 0.71173 | 0.70275 | 0.71864 | 0.72555 | 0.67995 | 0.74787 | 0.73995 | 0.75507 | 0.74787 | 0.68741 | 0.71836 | 0.73851 | 0.7126 | 0.75075 | 0.75147 | 0.68741 | 0.72339 | 0.75363 | 0.72339 | 0.73563 | 0.73779 | 0.74571 | 0.69748 | 0.74067 | 0.7198 | 0.7126 | 0.72699 | 0.72268 | 0.73851 | 0.70972 | 0.70396 | 0.75363 | 0.73995 | 0.72483 | 0.68884 | 0.72483 | 0.75147 | 0.70396 | 0.7162 | 0.7162 | 0.71404 | 0.68597 | 0.72987 | 0.68453 | 0.68597 | 0.70324 | 0.74499 | 0.70612 | 0.72843 | 0.68812 | 0.73779 | 0.75291 | 0.73851 | 0.6984 | 0.71449 | 0.73131 | 0.70206 | 0.72692 | 0.71522 | 0.71157 | 0.73789 | 0.71376 | 0.73789 | 0.71961 | 0.74082 | 0.73131 | 0.75398 | 0.72473 | 0.71522 | 0.70645 | 0.6984 | 0.73863 | 0.69621 | 0.70352 | 0.75033 | 0.71961 | 0.76788 | 0.70206 | 0.74448 | 0.75764 | 0.70645 | 0.71376 | 0.72254 | 0.73278 | 0.76276 | 0.72473 | 0.75252 | 0.71596 | 0.74082 | 0.74813 | 0.69475 | 0.73789 | 0.73351 | 0.72692 | 0.75398 | 0.72181 | 0.72839 | 0.75471 | 0.72254 | 0.71596 | 0.72034 | 0.72766 | 0.70352 | 0.70133 | 0.72181 | 0.72766 | 0.73278 | 0.74886 | 0.75837 | 0.71669 | 0.74886 | 0.73789 | 0.75033 | 0.70864 | 0.72181 | 0.70499 | 0.76788 | 0.70718 | 0.74228 | 0.72912 | 0.74301 | 0.69548 | 0.74886 | 0.72473 | 0.75398 | 0.70352 | 0.70352 | 0.69475 | 0.75106 | 0.73204 | 0.76057 | 0.69475 | 0.72985 | 0.70572 | 0.71742 | 0.76642 | 0.7591 | 0.71449 | 0.72254 | 0.72546 | 0.70133 | 0.70499 | 0.70572 | 0.75106 | 0.75983 | 0.73278 | 0.71669 | 0.7101
ON_ORL_DSS | 796 | 230 | ON | 0.003026 | 796 | 24640 | 0.74561 | 0.82539 | 0.79559 | 0.7819 | 0.77949 | 0.77868 | 0.80123 | 0.81894 | 0.82861 | 0.77788 | 0.76499 | 0.7964 | 0.82378 | 0.78029 | 0.8117 | 0.81894 | 0.78351 | 0.77627 | 0.83747 | 0.79076 | 0.79157 | 0.79237 | 0.77546 | 0.7819 | 0.79801 | 0.77788 | 0.77466 | 0.79962 | 0.83022 | 0.79881 | 0.76741 | 0.78915 | 0.77627 | 0.81331 | 0.77949 | 0.80445 | 0.78673 | 0.76741 | 0.79157 | 0.83827 | 0.79237 | 0.78432 | 0.82941 | 0.76499 | 0.81975 | 0.80203 | 0.79157 | 0.83747 | 0.77304 | 0.90885 | 0.84638 | 0.8587 | 0.87014 | 0.90181 | 0.86134 | 0.8631 | 0.85342 | 0.91149 | 0.90005 | 0.84638 | 0.84374 | 0.85782 | 0.88861 | 0.90269 | 0.90533 | 0.92029 | 0.85606 | 0.87542 | 0.8587 | 0.89829 | 0.88158 | 0.87014 | 0.84198 | 0.86662 | 0.86926 | 0.88158 | 0.86838 | 0.83934 | 0.84022 | 0.83582 | 0.87014 | 0.90885 | 0.85166 | 0.8719 | 0.84286 | 0.84902 | 0.88949 | 0.8631 | 0.89037 | 0.91853 | 0.90797 | 0.88773 | 0.92381 | 0.87366 | 0.86046 | 0.85254 | 0.84022 | 0.87236 | 0.92873 | 0.88936 | 0.8831 | 0.90904 | 0.90725 | 0.90367 | 0.90367 | 0.86968 | 0.92157 | 0.92157 | 0.91083 | 0.85804 | 0.9001 | 0.92962 | 0.92157 | 0.87862 | 0.86878 | 0.93857 | 0.8822 | 0.92336 | 0.90189 | 0.86073 | 0.91173 | 0.8652 | 0.92515 | 0.87146 | 0.84999 | 0.91441 | 0.85804 | 0.8652 | 0.93857 | 0.87683 | 0.87952 | 0.87773 | 0.85536 | 0.91441 | 0.86968 | 0.90457 | 0.84999 | 0.86252 | 0.90994 | 0.88489 | 0.92157 | 0.90994 | 0.93052 | 0.93946 | 0.88041 | 0.96836 | 0.9581 | 0.97768 | 0.96836 | 0.89007 | 0.93014 | 0.95624 | 0.92269 | 0.97208 | 0.97302 | 0.89007 | 0.93667 | 0.97581 | 0.93667 | 0.95251 | 0.95531 | 0.96556 | 0.90312 | 0.95904 | 0.93201 | 0.92269 | 0.94133 | 0.93574 | 0.95624 | 0.91896 | 0.9115 | 0.97581 | 0.9581 | 0.93853 | 0.89193 | 0.93853 | 0.97302 | 0.9115 | 0.92735 | 0.92735 | 0.92455 | 0.8882 | 0.94506 | 0.88634 | 0.8882 | 0.91057 | 0.96463 | 0.9143 | 0.94319 | 0.891 | 0.95531 | 0.97488 | 0.95624 | 0.90431 | 0.92514 | 0.94692 | 0.90904 | 0.94124 | 0.92609 | 0.92135 | 0.95544 | 0.92419 | 0.95544 | 0.93177 | 0.95923 | 0.94692 | 0.97627 | 0.9384 | 0.92609 | 0.91472 | 0.90431 | 0.95639 | 0.90147 | 0.91094 | 0.97154 | 0.93177 | 0.99427 | 0.90904 | 0.96396 | 0.98101 | 0.91472 | 0.92419 | 0.93556 | 0.94881 | 0.98764 | 0.9384 | 0.97438 | 0.92703 | 0.95923 | 0.9687 | 0.89957 | 0.95544 | 0.94976 | 0.94124 | 0.97627 | 0.93461 | 0.94313 | 0.97722 | 0.93556 | 0.92703 | 0.93272 | 0.94219 | 0.91094 | 0.9081 | 0.93461 | 0.94219 | 0.94881 | 0.96965 | 0.98196 | 0.92798 | 0.96965 | 0.95544 | 0.97154 | 0.91757 | 0.93461 | 0.91283 | 0.99427 | 0.91567 | 0.96112 | 0.94408 | 0.96207 | 0.90052 | 0.96965 | 0.9384 | 0.97627 | 0.91094 | 0.91094 | 0.89957 | 0.97249 | 0.94787 | 0.9848 | 0.89957 | 0.94503 | 0.91378 | 0.92893 | 0.99237 | 0.9829 | 0.92514 | 0.93556 | 0.93934 | 0.9081 | 0.91283 | 0.91378 | 0.97249 | 0.98385 | 0.94881 | 0.92798 | 0.91946
ON_ORP_GSS | 797 | 230 | ON | 0.001083 | 797 | 24640 | 0.26685 | 0.2954 | 0.28474 | 0.27984 | 0.27898 | 0.27869 | 0.28676 | 0.2931 | 0.29656 | 0.2784 | 0.27379 | 0.28503 | 0.29483 | 0.27927 | 0.2905 | 0.2931 | 0.28042 | 0.27782 | 0.29973 | 0.28301 | 0.2833 | 0.28359 | 0.27754 | 0.27984 | 0.28561 | 0.2784 | 0.27725 | 0.28618 | 0.29713 | 0.28589 | 0.27465 | 0.28244 | 0.27782 | 0.29108 | 0.27898 | 0.28791 | 0.28157 | 0.27465 | 0.2833 | 0.30002 | 0.28359 | 0.28071 | 0.29685 | 0.27379 | 0.29339 | 0.28705 | 0.2833 | 0.29973 | 0.27667 | 0.32528 | 0.30292 | 0.30733 | 0.31142 | 0.32276 | 0.30827 | 0.3089 | 0.30544 | 0.32622 | 0.32213 | 0.30292 | 0.30197 | 0.30701 | 0.31803 | 0.32307 | 0.32402 | 0.32937 | 0.30638 | 0.31331 | 0.30733 | 0.3215 | 0.31551 | 0.31142 | 0.30134 | 0.31016 | 0.31111 | 0.31551 | 0.31079 | 0.3004 | 0.30071 | 0.29914 | 0.31142 | 0.32528 | 0.30481 | 0.31205 | 0.30166 | 0.30386 | 0.31835 | 0.3089 | 0.31866 | 0.32874 | 0.32496 | 0.31772 | 0.33063 | 0.31268 | 0.30796 | 0.30512 | 0.30071 | 0.31222 | 0.33239 | 0.3183 | 0.31606 | 0.32534 | 0.3247 | 0.32342 | 0.32342 | 0.31126 | 0.32983 | 0.32983 | 0.32599 | 0.30709 | 0.32214 | 0.33271 | 0.32983 | 0.31446 | 0.31094 | 0.33591 | 0.31574 | 0.33047 | 0.32278 | 0.30805 | 0.32631 | 0.30965 | 0.33111 | 0.3119 | 0.30421 | 0.32727 | 0.30709 | 0.30965 | 0.33591 | 0.31382 | 0.31478 | 0.31414 | 0.30613 | 0.32727 | 0.31126 | 0.32374 | 0.30421 | 0.30869 | 0.32567 | 0.3167 | 0.32983 | 0.32567 | 0.33303 | 0.33623 | 0.3151 | 0.34657 | 0.3429 | 0.34991 | 0.34657 | 0.31855 | 0.3329 | 0.34224 | 0.33023 | 0.34791 | 0.34824 | 0.31855 | 0.33523 | 0.34924 | 0.33523 | 0.3409 | 0.3419 | 0.34557 | 0.32322 | 0.34324 | 0.33356 | 0.33023 | 0.3369 | 0.3349 | 0.34224 | 0.32889 | 0.32623 | 0.34924 | 0.3429 | 0.3359 | 0.31922 | 0.3359 | 0.34824 | 0.32623 | 0.3319 | 0.3319 | 0.3309 | 0.31789 | 0.33823 | 0.31722 | 0.31789 | 0.32589 | 0.34524 | 0.32723 | 0.33757 | 0.31889 | 0.3419 | 0.34891 | 0.34224 | 0.32365 | 0.33111 | 0.3389 | 0.32534 | 0.33687 | 0.33145 | 0.32975 | 0.34195 | 0.33077 | 0.34195 | 0.33348 | 0.34331 | 0.3389 | 0.34941 | 0.33585 | 0.33145 | 0.32738 | 0.32365 | 0.34229 | 0.32263 | 0.32602 | 0.34771 | 0.33348 | 0.35585 | 0.32534 | 0.345 | 0.3511 | 0.32738 | 0.33077 | 0.33483 | 0.33958 | 0.35347 | 0.33585 | 0.34873 | 0.33178 | 0.34331 | 0.3467 | 0.32196 | 0.34195 | 0.33992 | 0.33687 | 0.34941 | 0.3345 | 0.33755 | 0.34975 | 0.33483 | 0.33178 | 0.33382 | 0.33721 | 0.32602 | 0.32501 | 0.3345 | 0.33721 | 0.33958 | 0.34703 | 0.35144 | 0.33212 | 0.34703 | 0.34195 | 0.34771 | 0.3284 | 0.3345 | 0.3267 | 0.35585 | 0.32772 | 0.34398 | 0.33788 | 0.34432 | 0.32229 | 0.34703 | 0.33585 | 0.34941 | 0.32602 | 0.32602 | 0.32196 | 0.34805 | 0.33924 | 0.35246 | 0.32196 | 0.33822 | 0.32704 | 0.33246 | 0.35517 | 0.35178 | 0.33111 | 0.33483 | 0.33619 | 0.32501 | 0.3267 | 0.32704 | 0.34805 | 0.35212 | 0.33958 | 0.33212 | 0.32907
ON_ORP_SWS | 798 | 230 | ON | 0.001083 | 798 | 24640 | 0.26685 | 0.2954 | 0.28474 | 0.27984 | 0.27898 | 0.27869 | 0.28676 | 0.2931 | 0.29656 | 0.2784 | 0.27379 | 0.28503 | 0.29483 | 0.27927 | 0.2905 | 0.2931 | 0.28042 | 0.27782 | 0.29973 | 0.28301 | 0.2833 | 0.28359 | 0.27754 | 0.27984 | 0.28561 | 0.2784 | 0.27725 | 0.28618 | 0.29713 | 0.28589 | 0.27465 | 0.28244 | 0.27782 | 0.29108 | 0.27898 | 0.28791 | 0.28157 | 0.27465 | 0.2833 | 0.30002 | 0.28359 | 0.28071 | 0.29685 | 0.27379 | 0.29339 | 0.28705 | 0.2833 | 0.29973 | 0.27667 | 0.32528 | 0.30292 | 0.30733 | 0.31142 | 0.32276 | 0.30827 | 0.3089 | 0.30544 | 0.32622 | 0.32213 | 0.30292 | 0.30197 | 0.30701 | 0.31803 | 0.32307 | 0.32402 | 0.32937 | 0.30638 | 0.31331 | 0.30733 | 0.3215 | 0.31551 | 0.31142 | 0.30134 | 0.31016 | 0.31111 | 0.31551 | 0.31079 | 0.3004 | 0.30071 | 0.29914 | 0.31142 | 0.32528 | 0.30481 | 0.31205 | 0.30166 | 0.30386 | 0.31835 | 0.3089 | 0.31866 | 0.32874 | 0.32496 | 0.31772 | 0.33063 | 0.31268 | 0.30796 | 0.30512 | 0.30071 | 0.31222 | 0.33239 | 0.3183 | 0.31606 | 0.32534 | 0.3247 | 0.32342 | 0.32342 | 0.31126 | 0.32983 | 0.32983 | 0.32599 | 0.30709 | 0.32214 | 0.33271 | 0.32983 | 0.31446 | 0.31094 | 0.33591 | 0.31574 | 0.33047 | 0.32278 | 0.30805 | 0.32631 | 0.30965 | 0.33111 | 0.3119 | 0.30421 | 0.32727 | 0.30709 | 0.30965 | 0.33591 | 0.31382 | 0.31478 | 0.31414 | 0.30613 | 0.32727 | 0.31126 | 0.32374 | 0.30421 | 0.30869 | 0.32567 | 0.3167 | 0.32983 | 0.32567 | 0.33303 | 0.33623 | 0.3151 | 0.34657 | 0.3429 | 0.34991 | 0.34657 | 0.31855 | 0.3329 | 0.34224 | 0.33023 | 0.34791 | 0.34824 | 0.31855 | 0.33523 | 0.34924 | 0.33523 | 0.3409 | 0.3419 | 0.34557 | 0.32322 | 0.34324 | 0.33356 | 0.33023 | 0.3369 | 0.3349 | 0.34224 | 0.32889 | 0.32623 | 0.34924 | 0.3429 | 0.3359 | 0.31922 | 0.3359 | 0.34824 | 0.32623 | 0.3319 | 0.3319 | 0.3309 | 0.31789 | 0.33823 | 0.31722 | 0.31789 | 0.32589 | 0.34524 | 0.32723 | 0.33757 | 0.31889 | 0.3419 | 0.34891 | 0.34224 | 0.32365 | 0.33111 | 0.3389 | 0.32534 | 0.33687 | 0.33145 | 0.32975 | 0.34195 | 0.33077 | 0.34195 | 0.33348 | 0.34331 | 0.3389 | 0.34941 | 0.33585 | 0.33145 | 0.32738 | 0.32365 | 0.34229 | 0.32263 | 0.32602 | 0.34771 | 0.33348 | 0.35585 | 0.32534 | 0.345 | 0.3511 | 0.32738 | 0.33077 | 0.33483 | 0.33958 | 0.35347 | 0.33585 | 0.34873 | 0.33178 | 0.34331 | 0.3467 | 0.32196 | 0.34195 | 0.33992 | 0.33687 | 0.34941 | 0.3345 | 0.33755 | 0.34975 | 0.33483 | 0.33178 | 0.33382 | 0.33721 | 0.32602 | 0.32501 | 0.3345 | 0.33721 | 0.33958 | 0.34703 | 0.35144 | 0.33212 | 0.34703 | 0.34195 | 0.34771 | 0.3284 | 0.3345 | 0.3267 | 0.35585 | 0.32772 | 0.34398 | 0.33788 | 0.34432 | 0.32229 | 0.34703 | 0.33585 | 0.34941 | 0.32602 | 0.32602 | 0.32196 | 0.34805 | 0.33924 | 0.35246 | 0.32196 | 0.33822 | 0.32704 | 0.33246 | 0.35517 | 0.35178 | 0.33111 | 0.33483 | 0.33619 | 0.32501 | 0.3267 | 0.32704 | 0.34805 | 0.35212 | 0.33958 | 0.33212 | 0.32907
ON_OTB_DSS | 799 | 230 | ON | 0.001398 | 799 | 24640 | 0.34447 | 0.38133 | 0.36756 | 0.36124 | 0.36012 | 0.35975 | 0.37016 | 0.37835 | 0.38281 | 0.35938 | 0.35342 | 0.36793 | 0.38058 | 0.36049 | 0.375 | 0.37835 | 0.36198 | 0.35863 | 0.38691 | 0.36533 | 0.3657 | 0.36607 | 0.35826 | 0.36124 | 0.36868 | 0.35938 | 0.35789 | 0.36942 | 0.38356 | 0.36905 | 0.35454 | 0.36458 | 0.35863 | 0.37574 | 0.36012 | 0.37165 | 0.36347 | 0.35454 | 0.3657 | 0.38728 | 0.36607 | 0.36235 | 0.38319 | 0.35342 | 0.37872 | 0.37054 | 0.3657 | 0.38691 | 0.35714 | 0.41988 | 0.39103 | 0.39672 | 0.402 | 0.41663 | 0.39794 | 0.39875 | 0.39428 | 0.4211 | 0.41582 | 0.39103 | 0.38981 | 0.39631 | 0.41054 | 0.41704 | 0.41826 | 0.42517 | 0.3955 | 0.40444 | 0.39672 | 0.41501 | 0.40728 | 0.402 | 0.38899 | 0.40037 | 0.40159 | 0.40728 | 0.40119 | 0.38777 | 0.38818 | 0.38615 | 0.402 | 0.41988 | 0.39346 | 0.40281 | 0.3894 | 0.39224 | 0.41094 | 0.39875 | 0.41135 | 0.42436 | 0.41948 | 0.41013 | 0.42679 | 0.40363 | 0.39753 | 0.39387 | 0.38818 | 0.40303 | 0.42907 | 0.41088 | 0.40799 | 0.41997 | 0.41915 | 0.41749 | 0.41749 | 0.40179 | 0.42576 | 0.42576 | 0.4208 | 0.39641 | 0.41584 | 0.42948 | 0.42576 | 0.40592 | 0.40137 | 0.43362 | 0.40757 | 0.42659 | 0.41667 | 0.39765 | 0.42121 | 0.39972 | 0.42741 | 0.40261 | 0.39269 | 0.42245 | 0.39641 | 0.39972 | 0.43362 | 0.40509 | 0.40633 | 0.40551 | 0.39517 | 0.42245 | 0.40179 | 0.41791 | 0.39269 | 0.39848 | 0.42039 | 0.40881 | 0.42576 | 0.42039 | 0.4299 | 0.43403 | 0.40675 | 0.44738 | 0.44264 | 0.45168 | 0.44738 | 0.41121 | 0.42972 | 0.44178 | 0.42628 | 0.4491 | 0.44953 | 0.41121 | 0.43274 | 0.45082 | 0.43274 | 0.44006 | 0.44135 | 0.44609 | 0.41724 | 0.44307 | 0.43058 | 0.42628 | 0.43489 | 0.43231 | 0.44178 | 0.42456 | 0.42111 | 0.45082 | 0.44264 | 0.4336 | 0.41207 | 0.4336 | 0.44953 | 0.42111 | 0.42843 | 0.42843 | 0.42714 | 0.41035 | 0.43661 | 0.40949 | 0.41035 | 0.42068 | 0.44565 | 0.4224 | 0.43575 | 0.41164 | 0.44135 | 0.45039 | 0.44178 | 0.41779 | 0.42741 | 0.43747 | 0.41997 | 0.43485 | 0.42785 | 0.42566 | 0.44141 | 0.42697 | 0.44141 | 0.43047 | 0.44316 | 0.43747 | 0.45104 | 0.43354 | 0.42785 | 0.4226 | 0.41779 | 0.44185 | 0.41647 | 0.42085 | 0.44885 | 0.43047 | 0.45935 | 0.41997 | 0.44535 | 0.45322 | 0.4226 | 0.42697 | 0.43222 | 0.43835 | 0.45628 | 0.43354 | 0.45016 | 0.42829 | 0.44316 | 0.44754 | 0.4156 | 0.44141 | 0.43879 | 0.43485 | 0.45104 | 0.43179 | 0.43572 | 0.45147 | 0.43222 | 0.42829 | 0.43091 | 0.43529 | 0.42085 | 0.41954 | 0.43179 | 0.43529 | 0.43835 | 0.44797 | 0.45366 | 0.42872 | 0.44797 | 0.44141 | 0.44885 | 0.42391 | 0.43179 | 0.42172 | 0.45935 | 0.42304 | 0.44404 | 0.43616 | 0.44447 | 0.41604 | 0.44797 | 0.43354 | 0.45104 | 0.42085 | 0.42085 | 0.4156 | 0.44929 | 0.43791 | 0.45497 | 0.4156 | 0.4366 | 0.42216 | 0.42916 | 0.45847 | 0.4541 | 0.42741 | 0.43222 | 0.43397 | 0.41954 | 0.42172 | 0.42216 | 0.44929 | 0.45453 | 0.43835 | 0.42872 | 0.42479
ON_OTC_JCT | 800 | 230 | ON | 0.00112 | 800 | 24640 | 0.27597 | 0.3055 | 0.29447 | 0.2894 | 0.28851 | 0.28821 | 0.29656 | 0.30311 | 0.30669 | 0.28791 | 0.28314 | 0.29477 | 0.3049 | 0.28881 | 0.30043 | 0.30311 | 0.29 | 0.28732 | 0.30997 | 0.29268 | 0.29298 | 0.29328 | 0.28702 | 0.2894 | 0.29536 | 0.28791 | 0.28672 | 0.29596 | 0.30728 | 0.29566 | 0.28404 | 0.29208 | 0.28732 | 0.30103 | 0.28851 | 0.29775 | 0.29119 | 0.28404 | 0.29298 | 0.31027 | 0.29328 | 0.2903 | 0.30699 | 0.28314 | 0.30341 | 0.29685 | 0.29298 | 0.30997 | 0.28612 | 0.33639 | 0.31327 | 0.31783 | 0.32206 | 0.33378 | 0.3188 | 0.31946 | 0.31587 | 0.33737 | 0.33313 | 0.31327 | 0.31229 | 0.3175 | 0.3289 | 0.33411 | 0.33509 | 0.34062 | 0.31685 | 0.32401 | 0.31783 | 0.33248 | 0.32629 | 0.32206 | 0.31164 | 0.32076 | 0.32173 | 0.32629 | 0.32141 | 0.31066 | 0.31099 | 0.30936 | 0.32206 | 0.33639 | 0.31522 | 0.32271 | 0.31197 | 0.31424 | 0.32922 | 0.31946 | 0.32955 | 0.33997 | 0.33606 | 0.32857 | 0.34192 | 0.32336 | 0.31848 | 0.31555 | 0.31099 | 0.32288 | 0.34375 | 0.32917 | 0.32686 | 0.33646 | 0.3358 | 0.33447 | 0.33447 | 0.32189 | 0.3411 | 0.3411 | 0.33712 | 0.31758 | 0.33315 | 0.34408 | 0.3411 | 0.3252 | 0.32156 | 0.34739 | 0.32653 | 0.34176 | 0.33381 | 0.31858 | 0.33745 | 0.32023 | 0.34242 | 0.32255 | 0.3146 | 0.33845 | 0.31758 | 0.32023 | 0.34739 | 0.32454 | 0.32553 | 0.32487 | 0.31659 | 0.33845 | 0.32189 | 0.3348 | 0.3146 | 0.31924 | 0.33679 | 0.32752 | 0.3411 | 0.33679 | 0.34441 | 0.34772 | 0.32586 | 0.35841 | 0.35462 | 0.36186 | 0.35841 | 0.32944 | 0.34427 | 0.35393 | 0.34151 | 0.35979 | 0.36014 | 0.32944 | 0.34668 | 0.36117 | 0.34668 | 0.35255 | 0.35358 | 0.35738 | 0.33427 | 0.35496 | 0.34496 | 0.34151 | 0.34841 | 0.34634 | 0.35393 | 0.34013 | 0.33737 | 0.36117 | 0.35462 | 0.34737 | 0.33013 | 0.34737 | 0.36014 | 0.33737 | 0.34324 | 0.34324 | 0.3422 | 0.32875 | 0.34979 | 0.32806 | 0.32875 | 0.33703 | 0.35703 | 0.33841 | 0.3491 | 0.32978 | 0.35358 | 0.36083 | 0.35393 | 0.33471 | 0.34242 | 0.35048 | 0.33646 | 0.34838 | 0.34277 | 0.34102 | 0.35363 | 0.34207 | 0.35363 | 0.34487 | 0.35504 | 0.35048 | 0.36134 | 0.34733 | 0.34277 | 0.33856 | 0.33471 | 0.35398 | 0.33366 | 0.33716 | 0.35959 | 0.34487 | 0.368 | 0.33646 | 0.35679 | 0.3631 | 0.33856 | 0.34207 | 0.34627 | 0.35118 | 0.36555 | 0.34733 | 0.36064 | 0.34312 | 0.35504 | 0.35854 | 0.33296 | 0.35363 | 0.35153 | 0.34838 | 0.36134 | 0.34592 | 0.34908 | 0.36169 | 0.34627 | 0.34312 | 0.34522 | 0.34873 | 0.33716 | 0.33611 | 0.34592 | 0.34873 | 0.35118 | 0.35889 | 0.36345 | 0.34347 | 0.35889 | 0.35363 | 0.35959 | 0.33961 | 0.34592 | 0.33786 | 0.368 | 0.33891 | 0.35574 | 0.34943 | 0.35609 | 0.33331 | 0.35889 | 0.34733 | 0.36134 | 0.33716 | 0.33716 | 0.33296 | 0.35994 | 0.35083 | 0.3645 | 0.33296 | 0.34978 | 0.33821 | 0.34382 | 0.3673 | 0.3638 | 0.34242 | 0.34627 | 0.34768 | 0.33611 | 0.33786 | 0.33821 | 0.35994 | 0.36415 | 0.35118 | 0.34347 | 0.34032
ON_OTH_DSS | 801 | 230 | ON | 0.00112 | 801 | 24640 | 0.27597 | 0.3055 | 0.29447 | 0.2894 | 0.28851 | 0.28821 | 0.29656 | 0.30311 | 0.30669 | 0.28791 | 0.28314 | 0.29477 | 0.3049 | 0.28881 | 0.30043 | 0.30311 | 0.29 | 0.28732 | 0.30997 | 0.29268 | 0.29298 | 0.29328 | 0.28702 | 0.2894 | 0.29536 | 0.28791 | 0.28672 | 0.29596 | 0.30728 | 0.29566 | 0.28404 | 0.29208 | 0.28732 | 0.30103 | 0.28851 | 0.29775 | 0.29119 | 0.28404 | 0.29298 | 0.31027 | 0.29328 | 0.2903 | 0.30699 | 0.28314 | 0.30341 | 0.29685 | 0.29298 | 0.30997 | 0.28612 | 0.33639 | 0.31327 | 0.31783 | 0.32206 | 0.33378 | 0.3188 | 0.31946 | 0.31587 | 0.33737 | 0.33313 | 0.31327 | 0.31229 | 0.3175 | 0.3289 | 0.33411 | 0.33509 | 0.34062 | 0.31685 | 0.32401 | 0.31783 | 0.33248 | 0.32629 | 0.32206 | 0.31164 | 0.32076 | 0.32173 | 0.32629 | 0.32141 | 0.31066 | 0.31099 | 0.30936 | 0.32206 | 0.33639 | 0.31522 | 0.32271 | 0.31197 | 0.31424 | 0.32922 | 0.31946 | 0.32955 | 0.33997 | 0.33606 | 0.32857 | 0.34192 | 0.32336 | 0.31848 | 0.31555 | 0.31099 | 0.32288 | 0.34375 | 0.32917 | 0.32686 | 0.33646 | 0.3358 | 0.33447 | 0.33447 | 0.32189 | 0.3411 | 0.3411 | 0.33712 | 0.31758 | 0.33315 | 0.34408 | 0.3411 | 0.3252 | 0.32156 | 0.34739 | 0.32653 | 0.34176 | 0.33381 | 0.31858 | 0.33745 | 0.32023 | 0.34242 | 0.32255 | 0.3146 | 0.33845 | 0.31758 | 0.32023 | 0.34739 | 0.32454 | 0.32553 | 0.32487 | 0.31659 | 0.33845 | 0.32189 | 0.3348 | 0.3146 | 0.31924 | 0.33679 | 0.32752 | 0.3411 | 0.33679 | 0.34441 | 0.34772 | 0.32586 | 0.35841 | 0.35462 | 0.36186 | 0.35841 | 0.32944 | 0.34427 | 0.35393 | 0.34151 | 0.35979 | 0.36014 | 0.32944 | 0.34668 | 0.36117 | 0.34668 | 0.35255 | 0.35358 | 0.35738 | 0.33427 | 0.35496 | 0.34496 | 0.34151 | 0.34841 | 0.34634 | 0.35393 | 0.34013 | 0.33737 | 0.36117 | 0.35462 | 0.34737 | 0.33013 | 0.34737 | 0.36014 | 0.33737 | 0.34324 | 0.34324 | 0.3422 | 0.32875 | 0.34979 | 0.32806 | 0.32875 | 0.33703 | 0.35703 | 0.33841 | 0.3491 | 0.32978 | 0.35358 | 0.36083 | 0.35393 | 0.33471 | 0.34242 | 0.35048 | 0.33646 | 0.34838 | 0.34277 | 0.34102 | 0.35363 | 0.34207 | 0.35363 | 0.34487 | 0.35504 | 0.35048 | 0.36134 | 0.34733 | 0.34277 | 0.33856 | 0.33471 | 0.35398 | 0.33366 | 0.33716 | 0.35959 | 0.34487 | 0.368 | 0.33646 | 0.35679 | 0.3631 | 0.33856 | 0.34207 | 0.34627 | 0.35118 | 0.36555 | 0.34733 | 0.36064 | 0.34312 | 0.35504 | 0.35854 | 0.33296 | 0.35363 | 0.35153 | 0.34838 | 0.36134 | 0.34592 | 0.34908 | 0.36169 | 0.34627 | 0.34312 | 0.34522 | 0.34873 | 0.33716 | 0.33611 | 0.34592 | 0.34873 | 0.35118 | 0.35889 | 0.36345 | 0.34347 | 0.35889 | 0.35363 | 0.35959 | 0.33961 | 0.34592 | 0.33786 | 0.368 | 0.33891 | 0.35574 | 0.34943 | 0.35609 | 0.33331 | 0.35889 | 0.34733 | 0.36134 | 0.33716 | 0.33716 | 0.33296 | 0.35994 | 0.35083 | 0.3645 | 0.33296 | 0.34978 | 0.33821 | 0.34382 | 0.3673 | 0.3638 | 0.34242 | 0.34627 | 0.34768 | 0.33611 | 0.33786 | 0.33821 | 0.35994 | 0.36415 | 0.35118 | 0.34347 | 0.34032
ON_OWS_DSS | 802 | 230 | ON | 0.001201 | 802 | 24640 | 0.29593 | 0.32759 | 0.31577 | 0.31033 | 0.30937 | 0.30905 | 0.318 | 0.32503 | 0.32887 | 0.30873 | 0.30362 | 0.31608 | 0.32695 | 0.30969 | 0.32216 | 0.32503 | 0.31097 | 0.30809 | 0.33238 | 0.31385 | 0.31417 | 0.31449 | 0.30778 | 0.31033 | 0.31672 | 0.30873 | 0.30746 | 0.31736 | 0.32951 | 0.31704 | 0.30458 | 0.31321 | 0.30809 | 0.3228 | 0.30937 | 0.31928 | 0.31225 | 0.30458 | 0.31417 | 0.3327 | 0.31449 | 0.31129 | 0.32919 | 0.30362 | 0.32535 | 0.31832 | 0.31417 | 0.33238 | 0.30682 | 0.36072 | 0.33592 | 0.34081 | 0.34535 | 0.35792 | 0.34186 | 0.34256 | 0.33872 | 0.36176 | 0.35722 | 0.33592 | 0.33488 | 0.34046 | 0.35269 | 0.35827 | 0.35932 | 0.36526 | 0.33976 | 0.34745 | 0.34081 | 0.35653 | 0.34989 | 0.34535 | 0.33418 | 0.34396 | 0.345 | 0.34989 | 0.34465 | 0.33313 | 0.33348 | 0.33173 | 0.34535 | 0.36072 | 0.33802 | 0.34605 | 0.33453 | 0.33697 | 0.35303 | 0.34256 | 0.35338 | 0.36456 | 0.36037 | 0.35234 | 0.36665 | 0.34675 | 0.34151 | 0.33837 | 0.33348 | 0.34623 | 0.36861 | 0.35298 | 0.3505 | 0.36079 | 0.36008 | 0.35866 | 0.35866 | 0.34517 | 0.36577 | 0.36577 | 0.3615 | 0.34055 | 0.35724 | 0.36896 | 0.36577 | 0.34872 | 0.34481 | 0.37251 | 0.35014 | 0.36648 | 0.35795 | 0.34162 | 0.36186 | 0.34339 | 0.36719 | 0.34588 | 0.33736 | 0.36292 | 0.34055 | 0.34339 | 0.37251 | 0.34801 | 0.34907 | 0.34836 | 0.33949 | 0.36292 | 0.34517 | 0.35902 | 0.33736 | 0.34233 | 0.36115 | 0.35121 | 0.36577 | 0.36115 | 0.36932 | 0.37287 | 0.34943 | 0.38433 | 0.38027 | 0.38803 | 0.38433 | 0.35326 | 0.36917 | 0.37953 | 0.36621 | 0.38581 | 0.38618 | 0.35326 | 0.37176 | 0.38729 | 0.37176 | 0.37805 | 0.37916 | 0.38322 | 0.35844 | 0.38064 | 0.36991 | 0.36621 | 0.37361 | 0.37139 | 0.37953 | 0.36473 | 0.36177 | 0.38729 | 0.38027 | 0.3725 | 0.354 | 0.3725 | 0.38618 | 0.36177 | 0.36806 | 0.36806 | 0.36695 | 0.35252 | 0.37509 | 0.35178 | 0.35252 | 0.3614 | 0.38285 | 0.36288 | 0.37435 | 0.35363 | 0.37916 | 0.38692 | 0.37953 | 0.35891 | 0.36718 | 0.37583 | 0.36079 | 0.37357 | 0.36756 | 0.36568 | 0.37921 | 0.36681 | 0.37921 | 0.36981 | 0.38071 | 0.37583 | 0.38748 | 0.37244 | 0.36756 | 0.36305 | 0.35891 | 0.37958 | 0.35779 | 0.36155 | 0.3856 | 0.36981 | 0.39462 | 0.36079 | 0.38259 | 0.38936 | 0.36305 | 0.36681 | 0.37132 | 0.37658 | 0.39199 | 0.37244 | 0.38673 | 0.36793 | 0.38071 | 0.38447 | 0.35704 | 0.37921 | 0.37695 | 0.37357 | 0.38748 | 0.37094 | 0.37432 | 0.38785 | 0.37132 | 0.36793 | 0.37019 | 0.37395 | 0.36155 | 0.36042 | 0.37094 | 0.37395 | 0.37658 | 0.38485 | 0.38973 | 0.36831 | 0.38485 | 0.37921 | 0.3856 | 0.36418 | 0.37094 | 0.3623 | 0.39462 | 0.36342 | 0.38146 | 0.3747 | 0.38184 | 0.35741 | 0.38485 | 0.37244 | 0.38748 | 0.36155 | 0.36155 | 0.35704 | 0.38597 | 0.3762 | 0.39086 | 0.35704 | 0.37507 | 0.36267 | 0.36869 | 0.39387 | 0.39011 | 0.36718 | 0.37132 | 0.37282 | 0.36042 | 0.3623 | 0.36267 | 0.38597 | 0.39048 | 0.37658 | 0.36831 | 0.36493
ON_OWS_JCT | 803 | 230 | ON | 0.001057 | 803 | 24640 | 0.26044 | 0.28831 | 0.27791 | 0.27312 | 0.27228 | 0.272 | 0.27987 | 0.28606 | 0.28944 | 0.27172 | 0.26722 | 0.27819 | 0.28775 | 0.27256 | 0.28353 | 0.28606 | 0.27369 | 0.27115 | 0.29253 | 0.27622 | 0.2765 | 0.27678 | 0.27087 | 0.27312 | 0.27875 | 0.27172 | 0.27059 | 0.27931 | 0.29 | 0.27903 | 0.26806 | 0.27565 | 0.27115 | 0.28409 | 0.27228 | 0.281 | 0.27481 | 0.26806 | 0.2765 | 0.29281 | 0.27678 | 0.27397 | 0.28972 | 0.26722 | 0.28634 | 0.28016 | 0.2765 | 0.29253 | 0.27003 | 0.31747 | 0.29565 | 0.29995 | 0.30394 | 0.31501 | 0.30087 | 0.30149 | 0.29811 | 0.31839 | 0.31439 | 0.29565 | 0.29472 | 0.29964 | 0.3104 | 0.31532 | 0.31624 | 0.32146 | 0.29903 | 0.30579 | 0.29995 | 0.31378 | 0.30794 | 0.30394 | 0.29411 | 0.30271 | 0.30364 | 0.30794 | 0.30333 | 0.29319 | 0.2935 | 0.29196 | 0.30394 | 0.31747 | 0.29749 | 0.30456 | 0.29442 | 0.29657 | 0.31071 | 0.30149 | 0.31101 | 0.32085 | 0.31716 | 0.31009 | 0.32269 | 0.30517 | 0.30056 | 0.2978 | 0.2935 | 0.30472 | 0.32441 | 0.31066 | 0.30847 | 0.31753 | 0.31691 | 0.31566 | 0.31566 | 0.30378 | 0.32191 | 0.32191 | 0.31816 | 0.29972 | 0.31441 | 0.32472 | 0.32191 | 0.30691 | 0.30347 | 0.32785 | 0.30816 | 0.32253 | 0.31503 | 0.30066 | 0.31847 | 0.30222 | 0.32316 | 0.30441 | 0.29691 | 0.31941 | 0.29972 | 0.30222 | 0.32785 | 0.30628 | 0.30722 | 0.3066 | 0.29878 | 0.31941 | 0.30378 | 0.31597 | 0.29691 | 0.30128 | 0.31785 | 0.3091 | 0.32191 | 0.31785 | 0.32504 | 0.32816 | 0.30753 | 0.33825 | 0.33467 | 0.34151 | 0.33825 | 0.31091 | 0.3249 | 0.33402 | 0.3223 | 0.33955 | 0.33988 | 0.31091 | 0.32718 | 0.34086 | 0.32718 | 0.33272 | 0.33369 | 0.33728 | 0.31546 | 0.335 | 0.32556 | 0.3223 | 0.32881 | 0.32686 | 0.33402 | 0.321 | 0.31839 | 0.34086 | 0.33467 | 0.32783 | 0.31156 | 0.32783 | 0.33988 | 0.31839 | 0.32393 | 0.32393 | 0.32295 | 0.31025 | 0.33011 | 0.3096 | 0.31025 | 0.31807 | 0.33695 | 0.31937 | 0.32946 | 0.31123 | 0.33369 | 0.34053 | 0.33402 | 0.31588 | 0.32316 | 0.33076 | 0.31753 | 0.32878 | 0.32349 | 0.32183 | 0.33374 | 0.32283 | 0.33374 | 0.32547 | 0.33506 | 0.33076 | 0.34102 | 0.32779 | 0.32349 | 0.31952 | 0.31588 | 0.33407 | 0.31489 | 0.3182 | 0.33936 | 0.32547 | 0.3473 | 0.31753 | 0.33672 | 0.34267 | 0.31952 | 0.32283 | 0.3268 | 0.33143 | 0.34499 | 0.32779 | 0.34036 | 0.32382 | 0.33506 | 0.33837 | 0.31423 | 0.33374 | 0.33176 | 0.32878 | 0.34102 | 0.32646 | 0.32944 | 0.34135 | 0.3268 | 0.32382 | 0.3258 | 0.32911 | 0.3182 | 0.3172 | 0.32646 | 0.32911 | 0.33143 | 0.3387 | 0.343 | 0.32415 | 0.3387 | 0.33374 | 0.33936 | 0.32051 | 0.32646 | 0.31886 | 0.3473 | 0.31985 | 0.33573 | 0.32977 | 0.33606 | 0.31456 | 0.3387 | 0.32779 | 0.34102 | 0.3182 | 0.3182 | 0.31423 | 0.3397 | 0.3311 | 0.344 | 0.31423 | 0.3301 | 0.31919 | 0.32448 | 0.34664 | 0.34333 | 0.32316 | 0.3268 | 0.32812 | 0.3172 | 0.31886 | 0.31919 | 0.3397 | 0.34366 | 0.33143 | 0.32415 | 0.32117
ON_PAL_DSS | 804 | 230 | ON | 0.002444 | 804 | 24640 | 0.6022 | 0.66664 | 0.64257 | 0.63152 | 0.62957 | 0.62892 | 0.64713 | 0.66143 | 0.66924 | 0.62826 | 0.61786 | 0.64322 | 0.66534 | 0.63022 | 0.65558 | 0.66143 | 0.63282 | 0.62696 | 0.67639 | 0.63867 | 0.63932 | 0.63997 | 0.62631 | 0.63152 | 0.64452 | 0.62826 | 0.62566 | 0.64583 | 0.67054 | 0.64517 | 0.61981 | 0.63737 | 0.62696 | 0.65688 | 0.62957 | 0.64973 | 0.63542 | 0.61981 | 0.63932 | 0.67704 | 0.63997 | 0.63347 | 0.66989 | 0.61786 | 0.66208 | 0.64778 | 0.63932 | 0.67639 | 0.62436 | 0.73405 | 0.6836 | 0.69354 | 0.70278 | 0.72836 | 0.69568 | 0.6971 | 0.68928 | 0.73618 | 0.72694 | 0.6836 | 0.68146 | 0.69283 | 0.7177 | 0.72907 | 0.73121 | 0.74329 | 0.69141 | 0.70704 | 0.69354 | 0.72552 | 0.71202 | 0.70278 | 0.68004 | 0.69994 | 0.70207 | 0.71202 | 0.70136 | 0.67791 | 0.67862 | 0.67507 | 0.70278 | 0.73405 | 0.68786 | 0.7042 | 0.68075 | 0.68573 | 0.71841 | 0.6971 | 0.71913 | 0.74186 | 0.73334 | 0.71699 | 0.74613 | 0.70562 | 0.69496 | 0.68857 | 0.67862 | 0.70458 | 0.7501 | 0.71831 | 0.71325 | 0.7342 | 0.73276 | 0.72987 | 0.72987 | 0.70241 | 0.74432 | 0.74432 | 0.73565 | 0.69301 | 0.72698 | 0.75082 | 0.74432 | 0.70963 | 0.70169 | 0.75805 | 0.71252 | 0.74577 | 0.72842 | 0.69518 | 0.73637 | 0.69879 | 0.74721 | 0.70385 | 0.68651 | 0.73854 | 0.69301 | 0.69879 | 0.75805 | 0.70819 | 0.71036 | 0.70891 | 0.69085 | 0.73854 | 0.70241 | 0.73059 | 0.68651 | 0.69663 | 0.73493 | 0.71469 | 0.74432 | 0.73493 | 0.75155 | 0.75877 | 0.71108 | 0.78211 | 0.77383 | 0.78964 | 0.78211 | 0.71888 | 0.75125 | 0.77232 | 0.74522 | 0.78512 | 0.78587 | 0.71888 | 0.75652 | 0.78813 | 0.75652 | 0.76931 | 0.77157 | 0.77985 | 0.72942 | 0.77458 | 0.75275 | 0.74522 | 0.76028 | 0.75576 | 0.77232 | 0.74221 | 0.73619 | 0.78813 | 0.77383 | 0.75802 | 0.72038 | 0.75802 | 0.78587 | 0.73619 | 0.74899 | 0.74899 | 0.74673 | 0.71737 | 0.76329 | 0.71587 | 0.71737 | 0.73544 | 0.7791 | 0.73845 | 0.76179 | 0.71963 | 0.77157 | 0.78738 | 0.77232 | 0.73038 | 0.74721 | 0.7648 | 0.7342 | 0.76021 | 0.74797 | 0.74415 | 0.77168 | 0.74644 | 0.77168 | 0.75256 | 0.77474 | 0.7648 | 0.7885 | 0.75791 | 0.74797 | 0.73879 | 0.73038 | 0.77244 | 0.72809 | 0.73573 | 0.78468 | 0.75256 | 0.80304 | 0.7342 | 0.77856 | 0.79233 | 0.73879 | 0.74644 | 0.75562 | 0.76633 | 0.79768 | 0.75791 | 0.78698 | 0.74874 | 0.77474 | 0.78239 | 0.72656 | 0.77168 | 0.76709 | 0.76021 | 0.7885 | 0.75485 | 0.76174 | 0.78927 | 0.75562 | 0.74874 | 0.75332 | 0.76097 | 0.73573 | 0.73344 | 0.75485 | 0.76097 | 0.76633 | 0.78315 | 0.79309 | 0.7495 | 0.78315 | 0.77168 | 0.78468 | 0.74109 | 0.75485 | 0.73726 | 0.80304 | 0.73956 | 0.77627 | 0.7625 | 0.77703 | 0.72732 | 0.78315 | 0.75791 | 0.7885 | 0.73573 | 0.73573 | 0.72656 | 0.78545 | 0.76556 | 0.79539 | 0.72656 | 0.76327 | 0.73803 | 0.75026 | 0.80151 | 0.79386 | 0.74721 | 0.75562 | 0.75868 | 0.73344 | 0.73726 | 0.73803 | 0.78545 | 0.79462 | 0.76633 | 0.7495 | 0.74262
ON_PAL_JCT | 805 | 230 | ON | 0.002444 | 805 | 24640 | 0.6022 | 0.66664 | 0.64257 | 0.63152 | 0.62957 | 0.62892 | 0.64713 | 0.66143 | 0.66924 | 0.62826 | 0.61786 | 0.64322 | 0.66534 | 0.63022 | 0.65558 | 0.66143 | 0.63282 | 0.62696 | 0.67639 | 0.63867 | 0.63932 | 0.63997 | 0.62631 | 0.63152 | 0.64452 | 0.62826 | 0.62566 | 0.64583 | 0.67054 | 0.64517 | 0.61981 | 0.63737 | 0.62696 | 0.65688 | 0.62957 | 0.64973 | 0.63542 | 0.61981 | 0.63932 | 0.67704 | 0.63997 | 0.63347 | 0.66989 | 0.61786 | 0.66208 | 0.64778 | 0.63932 | 0.67639 | 0.62436 | 0.73405 | 0.6836 | 0.69354 | 0.70278 | 0.72836 | 0.69568 | 0.6971 | 0.68928 | 0.73618 | 0.72694 | 0.6836 | 0.68146 | 0.69283 | 0.7177 | 0.72907 | 0.73121 | 0.74329 | 0.69141 | 0.70704 | 0.69354 | 0.72552 | 0.71202 | 0.70278 | 0.68004 | 0.69994 | 0.70207 | 0.71202 | 0.70136 | 0.67791 | 0.67862 | 0.67507 | 0.70278 | 0.73405 | 0.68786 | 0.7042 | 0.68075 | 0.68573 | 0.71841 | 0.6971 | 0.71913 | 0.74186 | 0.73334 | 0.71699 | 0.74613 | 0.70562 | 0.69496 | 0.68857 | 0.67862 | 0.70458 | 0.7501 | 0.71831 | 0.71325 | 0.7342 | 0.73276 | 0.72987 | 0.72987 | 0.70241 | 0.74432 | 0.74432 | 0.73565 | 0.69301 | 0.72698 | 0.75082 | 0.74432 | 0.70963 | 0.70169 | 0.75805 | 0.71252 | 0.74577 | 0.72842 | 0.69518 | 0.73637 | 0.69879 | 0.74721 | 0.70385 | 0.68651 | 0.73854 | 0.69301 | 0.69879 | 0.75805 | 0.70819 | 0.71036 | 0.70891 | 0.69085 | 0.73854 | 0.70241 | 0.73059 | 0.68651 | 0.69663 | 0.73493 | 0.71469 | 0.74432 | 0.73493 | 0.75155 | 0.75877 | 0.71108 | 0.78211 | 0.77383 | 0.78964 | 0.78211 | 0.71888 | 0.75125 | 0.77232 | 0.74522 | 0.78512 | 0.78587 | 0.71888 | 0.75652 | 0.78813 | 0.75652 | 0.76931 | 0.77157 | 0.77985 | 0.72942 | 0.77458 | 0.75275 | 0.74522 | 0.76028 | 0.75576 | 0.77232 | 0.74221 | 0.73619 | 0.78813 | 0.77383 | 0.75802 | 0.72038 | 0.75802 | 0.78587 | 0.73619 | 0.74899 | 0.74899 | 0.74673 | 0.71737 | 0.76329 | 0.71587 | 0.71737 | 0.73544 | 0.7791 | 0.73845 | 0.76179 | 0.71963 | 0.77157 | 0.78738 | 0.77232 | 0.73038 | 0.74721 | 0.7648 | 0.7342 | 0.76021 | 0.74797 | 0.74415 | 0.77168 | 0.74644 | 0.77168 | 0.75256 | 0.77474 | 0.7648 | 0.7885 | 0.75791 | 0.74797 | 0.73879 | 0.73038 | 0.77244 | 0.72809 | 0.73573 | 0.78468 | 0.75256 | 0.80304 | 0.7342 | 0.77856 | 0.79233 | 0.73879 | 0.74644 | 0.75562 | 0.76633 | 0.79768 | 0.75791 | 0.78698 | 0.74874 | 0.77474 | 0.78239 | 0.72656 | 0.77168 | 0.76709 | 0.76021 | 0.7885 | 0.75485 | 0.76174 | 0.78927 | 0.75562 | 0.74874 | 0.75332 | 0.76097 | 0.73573 | 0.73344 | 0.75485 | 0.76097 | 0.76633 | 0.78315 | 0.79309 | 0.7495 | 0.78315 | 0.77168 | 0.78468 | 0.74109 | 0.75485 | 0.73726 | 0.80304 | 0.73956 | 0.77627 | 0.7625 | 0.77703 | 0.72732 | 0.78315 | 0.75791 | 0.7885 | 0.73573 | 0.73573 | 0.72656 | 0.78545 | 0.76556 | 0.79539 | 0.72656 | 0.76327 | 0.73803 | 0.75026 | 0.80151 | 0.79386 | 0.74721 | 0.75562 | 0.75868 | 0.73344 | 0.73726 | 0.73803 | 0.78545 | 0.79462 | 0.76633 | 0.7495 | 0.74262
ON_PCP_TSS | 806 | 500 | ON | 0.002354 | 806 | 24640 | 0.58003 | 0.64209 | 0.61891 | 0.60826 | 0.60638 | 0.60576 | 0.6233 | 0.63708 | 0.64459 | 0.60513 | 0.59511 | 0.61954 | 0.64084 | 0.60701 | 0.63144 | 0.63708 | 0.60951 | 0.60388 | 0.65148 | 0.61515 | 0.61578 | 0.6164 | 0.60325 | 0.60826 | 0.62079 | 0.60513 | 0.60262 | 0.62204 | 0.64585 | 0.62142 | 0.59699 | 0.6139 | 0.60388 | 0.63269 | 0.60638 | 0.6258 | 0.61202 | 0.59699 | 0.61578 | 0.65211 | 0.6164 | 0.61014 | 0.64522 | 0.59511 | 0.6377 | 0.62392 | 0.61578 | 0.65148 | 0.60137 | 0.70702 | 0.65842 | 0.668 | 0.6769 | 0.70154 | 0.67006 | 0.67143 | 0.6639 | 0.70907 | 0.70017 | 0.65842 | 0.65637 | 0.66732 | 0.69127 | 0.70223 | 0.70428 | 0.71591 | 0.66595 | 0.68101 | 0.668 | 0.6988 | 0.6858 | 0.6769 | 0.655 | 0.67416 | 0.67622 | 0.6858 | 0.67553 | 0.65295 | 0.65363 | 0.65021 | 0.6769 | 0.70702 | 0.66253 | 0.67827 | 0.65568 | 0.66048 | 0.69196 | 0.67143 | 0.69264 | 0.71455 | 0.70633 | 0.69059 | 0.71865 | 0.67964 | 0.66937 | 0.66321 | 0.65363 | 0.67863 | 0.72248 | 0.69185 | 0.68698 | 0.70717 | 0.70578 | 0.70299 | 0.70299 | 0.67654 | 0.71691 | 0.71691 | 0.70856 | 0.66749 | 0.70021 | 0.72318 | 0.71691 | 0.6835 | 0.67585 | 0.73014 | 0.68629 | 0.7183 | 0.7016 | 0.66958 | 0.70926 | 0.67306 | 0.7197 | 0.67793 | 0.66123 | 0.71134 | 0.66749 | 0.67306 | 0.73014 | 0.68211 | 0.6842 | 0.68281 | 0.66541 | 0.71134 | 0.67654 | 0.70369 | 0.66123 | 0.67097 | 0.70786 | 0.68837 | 0.71691 | 0.70786 | 0.72387 | 0.73083 | 0.68489 | 0.75331 | 0.74533 | 0.76056 | 0.75331 | 0.69241 | 0.72358 | 0.74388 | 0.71778 | 0.75621 | 0.75693 | 0.69241 | 0.72866 | 0.75911 | 0.72866 | 0.74098 | 0.74316 | 0.75113 | 0.70256 | 0.74606 | 0.72503 | 0.71778 | 0.73228 | 0.72793 | 0.74388 | 0.71488 | 0.70908 | 0.75911 | 0.74533 | 0.73011 | 0.69386 | 0.73011 | 0.75693 | 0.70908 | 0.72141 | 0.72141 | 0.71923 | 0.69096 | 0.73518 | 0.68951 | 0.69096 | 0.70836 | 0.75041 | 0.71126 | 0.73373 | 0.69313 | 0.74316 | 0.75838 | 0.74388 | 0.70348 | 0.71969 | 0.73663 | 0.70717 | 0.73221 | 0.72043 | 0.71674 | 0.74326 | 0.71895 | 0.74326 | 0.72485 | 0.74621 | 0.73663 | 0.75947 | 0.73 | 0.72043 | 0.71159 | 0.70348 | 0.744 | 0.70127 | 0.70864 | 0.75578 | 0.72485 | 0.77346 | 0.70717 | 0.74989 | 0.76315 | 0.71159 | 0.71895 | 0.72779 | 0.73811 | 0.76831 | 0.73 | 0.75799 | 0.72116 | 0.74621 | 0.75358 | 0.6998 | 0.74326 | 0.73884 | 0.73221 | 0.75947 | 0.72706 | 0.73369 | 0.7602 | 0.72779 | 0.72116 | 0.72558 | 0.73295 | 0.70864 | 0.70643 | 0.72706 | 0.73295 | 0.73811 | 0.75431 | 0.76389 | 0.7219 | 0.75431 | 0.74326 | 0.75578 | 0.7138 | 0.72706 | 0.71011 | 0.77346 | 0.71232 | 0.74768 | 0.73442 | 0.74842 | 0.70054 | 0.75431 | 0.73 | 0.75947 | 0.70864 | 0.70864 | 0.6998 | 0.75652 | 0.73737 | 0.7661 | 0.6998 | 0.73516 | 0.71085 | 0.72264 | 0.77199 | 0.76462 | 0.71969 | 0.72779 | 0.73074 | 0.70643 | 0.71011 | 0.71085 | 0.75652 | 0.76536 | 0.73811 | 0.7219 | 0.71527
ON_PCT_DSS | 807 | 230 | ON | 0.000695 | 807 | 24640 | 0.17125 | 0.18957 | 0.18273 | 0.17958 | 0.17903 | 0.17884 | 0.18402 | 0.18809 | 0.19031 | 0.17866 | 0.1757 | 0.18291 | 0.1892 | 0.17921 | 0.18643 | 0.18809 | 0.17995 | 0.17829 | 0.19235 | 0.18162 | 0.1818 | 0.18199 | 0.1781 | 0.17958 | 0.18328 | 0.17866 | 0.17792 | 0.18365 | 0.19068 | 0.18347 | 0.17626 | 0.18125 | 0.17829 | 0.1868 | 0.17903 | 0.18476 | 0.18069 | 0.17626 | 0.1818 | 0.19253 | 0.18199 | 0.18014 | 0.1905 | 0.1757 | 0.18828 | 0.18421 | 0.1818 | 0.19235 | 0.17755 | 0.20874 | 0.19439 | 0.19722 | 0.19985 | 0.20712 | 0.19783 | 0.19823 | 0.19601 | 0.20935 | 0.20672 | 0.19439 | 0.19379 | 0.19702 | 0.20409 | 0.20733 | 0.20793 | 0.21137 | 0.19662 | 0.20106 | 0.19722 | 0.20632 | 0.20248 | 0.19985 | 0.19338 | 0.19904 | 0.19965 | 0.20248 | 0.19945 | 0.19278 | 0.19298 | 0.19197 | 0.19985 | 0.20874 | 0.19561 | 0.20025 | 0.19359 | 0.195 | 0.2043 | 0.19823 | 0.2045 | 0.21096 | 0.20854 | 0.20389 | 0.21218 | 0.20066 | 0.19763 | 0.19581 | 0.19298 | 0.20036 | 0.21331 | 0.20426 | 0.20283 | 0.20879 | 0.20837 | 0.20755 | 0.20755 | 0.19974 | 0.21166 | 0.21166 | 0.2092 | 0.19707 | 0.20673 | 0.21351 | 0.21166 | 0.2018 | 0.19954 | 0.21557 | 0.20262 | 0.21207 | 0.20714 | 0.19769 | 0.2094 | 0.19872 | 0.21248 | 0.20015 | 0.19522 | 0.21002 | 0.19707 | 0.19872 | 0.21557 | 0.20139 | 0.202 | 0.20159 | 0.19646 | 0.21002 | 0.19974 | 0.20776 | 0.19522 | 0.1981 | 0.20899 | 0.20324 | 0.21166 | 0.20899 | 0.21372 | 0.21577 | 0.20221 | 0.22241 | 0.22005 | 0.22455 | 0.22241 | 0.20443 | 0.21363 | 0.21963 | 0.21192 | 0.22326 | 0.22348 | 0.20443 | 0.21513 | 0.22412 | 0.21513 | 0.21877 | 0.21941 | 0.22177 | 0.20742 | 0.22027 | 0.21406 | 0.21192 | 0.2162 | 0.21492 | 0.21963 | 0.21106 | 0.20935 | 0.22412 | 0.22005 | 0.21556 | 0.20486 | 0.21556 | 0.22348 | 0.20935 | 0.21299 | 0.21299 | 0.21235 | 0.204 | 0.21706 | 0.20357 | 0.204 | 0.20914 | 0.22155 | 0.20999 | 0.21663 | 0.20464 | 0.21941 | 0.22391 | 0.21963 | 0.2077 | 0.21248 | 0.21748 | 0.20879 | 0.21618 | 0.2127 | 0.21161 | 0.21944 | 0.21227 | 0.21944 | 0.21401 | 0.22031 | 0.21748 | 0.22423 | 0.21553 | 0.2127 | 0.21009 | 0.2077 | 0.21966 | 0.20705 | 0.20922 | 0.22314 | 0.21401 | 0.22836 | 0.20879 | 0.2214 | 0.22531 | 0.21009 | 0.21227 | 0.21488 | 0.21792 | 0.22684 | 0.21553 | 0.22379 | 0.21292 | 0.22031 | 0.22249 | 0.20661 | 0.21944 | 0.21814 | 0.21618 | 0.22423 | 0.21466 | 0.21662 | 0.22444 | 0.21488 | 0.21292 | 0.21422 | 0.2164 | 0.20922 | 0.20857 | 0.21466 | 0.2164 | 0.21792 | 0.2227 | 0.22553 | 0.21314 | 0.2227 | 0.21944 | 0.22314 | 0.21074 | 0.21466 | 0.20966 | 0.22836 | 0.21031 | 0.22075 | 0.21683 | 0.22096 | 0.20683 | 0.2227 | 0.21553 | 0.22423 | 0.20922 | 0.20922 | 0.20661 | 0.22336 | 0.2177 | 0.22618 | 0.20661 | 0.21705 | 0.20987 | 0.21335 | 0.22792 | 0.22575 | 0.21248 | 0.21488 | 0.21575 | 0.20857 | 0.20966 | 0.20987 | 0.22336 | 0.22597 | 0.21792 | 0.21314 | 0.21118
ON_PEC_JCT | 808 | 230 | ON | 0.002444 | 808 | 24640 | 0.6022 | 0.66664 | 0.64257 | 0.63152 | 0.62957 | 0.62892 | 0.64713 | 0.66143 | 0.66924 | 0.62826 | 0.61786 | 0.64322 | 0.66534 | 0.63022 | 0.65558 | 0.66143 | 0.63282 | 0.62696 | 0.67639 | 0.63867 | 0.63932 | 0.63997 | 0.62631 | 0.63152 | 0.64452 | 0.62826 | 0.62566 | 0.64583 | 0.67054 | 0.64517 | 0.61981 | 0.63737 | 0.62696 | 0.65688 | 0.62957 | 0.64973 | 0.63542 | 0.61981 | 0.63932 | 0.67704 | 0.63997 | 0.63347 | 0.66989 | 0.61786 | 0.66208 | 0.64778 | 0.63932 | 0.67639 | 0.62436 | 0.73405 | 0.6836 | 0.69354 | 0.70278 | 0.72836 | 0.69568 | 0.6971 | 0.68928 | 0.73618 | 0.72694 | 0.6836 | 0.68146 | 0.69283 | 0.7177 | 0.72907 | 0.73121 | 0.74329 | 0.69141 | 0.70704 | 0.69354 | 0.72552 | 0.71202 | 0.70278 | 0.68004 | 0.69994 | 0.70207 | 0.71202 | 0.70136 | 0.67791 | 0.67862 | 0.67507 | 0.70278 | 0.73405 | 0.68786 | 0.7042 | 0.68075 | 0.68573 | 0.71841 | 0.6971 | 0.71913 | 0.74186 | 0.73334 | 0.71699 | 0.74613 | 0.70562 | 0.69496 | 0.68857 | 0.67862 | 0.70458 | 0.7501 | 0.71831 | 0.71325 | 0.7342 | 0.73276 | 0.72987 | 0.72987 | 0.70241 | 0.74432 | 0.74432 | 0.73565 | 0.69301 | 0.72698 | 0.75082 | 0.74432 | 0.70963 | 0.70169 | 0.75805 | 0.71252 | 0.74577 | 0.72842 | 0.69518 | 0.73637 | 0.69879 | 0.74721 | 0.70385 | 0.68651 | 0.73854 | 0.69301 | 0.69879 | 0.75805 | 0.70819 | 0.71036 | 0.70891 | 0.69085 | 0.73854 | 0.70241 | 0.73059 | 0.68651 | 0.69663 | 0.73493 | 0.71469 | 0.74432 | 0.73493 | 0.75155 | 0.75877 | 0.71108 | 0.78211 | 0.77383 | 0.78964 | 0.78211 | 0.71888 | 0.75125 | 0.77232 | 0.74522 | 0.78512 | 0.78587 | 0.71888 | 0.75652 | 0.78813 | 0.75652 | 0.76931 | 0.77157 | 0.77985 | 0.72942 | 0.77458 | 0.75275 | 0.74522 | 0.76028 | 0.75576 | 0.77232 | 0.74221 | 0.73619 | 0.78813 | 0.77383 | 0.75802 | 0.72038 | 0.75802 | 0.78587 | 0.73619 | 0.74899 | 0.74899 | 0.74673 | 0.71737 | 0.76329 | 0.71587 | 0.71737 | 0.73544 | 0.7791 | 0.73845 | 0.76179 | 0.71963 | 0.77157 | 0.78738 | 0.77232 | 0.73038 | 0.74721 | 0.7648 | 0.7342 | 0.76021 | 0.74797 | 0.74415 | 0.77168 | 0.74644 | 0.77168 | 0.75256 | 0.77474 | 0.7648 | 0.7885 | 0.75791 | 0.74797 | 0.73879 | 0.73038 | 0.77244 | 0.72809 | 0.73573 | 0.78468 | 0.75256 | 0.80304 | 0.7342 | 0.77856 | 0.79233 | 0.73879 | 0.74644 | 0.75562 | 0.76633 | 0.79768 | 0.75791 | 0.78698 | 0.74874 | 0.77474 | 0.78239 | 0.72656 | 0.77168 | 0.76709 | 0.76021 | 0.7885 | 0.75485 | 0.76174 | 0.78927 | 0.75562 | 0.74874 | 0.75332 | 0.76097 | 0.73573 | 0.73344 | 0.75485 | 0.76097 | 0.76633 | 0.78315 | 0.79309 | 0.7495 | 0.78315 | 0.77168 | 0.78468 | 0.74109 | 0.75485 | 0.73726 | 0.80304 | 0.73956 | 0.77627 | 0.7625 | 0.77703 | 0.72732 | 0.78315 | 0.75791 | 0.7885 | 0.73573 | 0.73573 | 0.72656 | 0.78545 | 0.76556 | 0.79539 | 0.72656 | 0.76327 | 0.73803 | 0.75026 | 0.80151 | 0.79386 | 0.74721 | 0.75562 | 0.75868 | 0.73344 | 0.73726 | 0.73803 | 0.78545 | 0.79462 | 0.76633 | 0.7495 | 0.74262
ON_PED_JCT | 809 | 230 | ON | 0.000657 | 809 | 24640 | 0.16188 | 0.17921 | 0.17274 | 0.16977 | 0.16924 | 0.16907 | 0.17396 | 0.17781 | 0.17991 | 0.16889 | 0.16609 | 0.17291 | 0.17886 | 0.16942 | 0.17623 | 0.17781 | 0.17012 | 0.16854 | 0.18183 | 0.17169 | 0.17186 | 0.17204 | 0.16837 | 0.16977 | 0.17326 | 0.16889 | 0.16819 | 0.17361 | 0.18026 | 0.17344 | 0.16662 | 0.17134 | 0.16854 | 0.17658 | 0.16924 | 0.17466 | 0.17081 | 0.16662 | 0.17186 | 0.182 | 0.17204 | 0.17029 | 0.18008 | 0.16609 | 0.17798 | 0.17414 | 0.17186 | 0.18183 | 0.16784 | 0.19733 | 0.18377 | 0.18644 | 0.18892 | 0.1958 | 0.18701 | 0.18739 | 0.18529 | 0.1979 | 0.19542 | 0.18377 | 0.18319 | 0.18625 | 0.19293 | 0.19599 | 0.19656 | 0.19981 | 0.18587 | 0.19007 | 0.18644 | 0.19504 | 0.19141 | 0.18892 | 0.18281 | 0.18816 | 0.18873 | 0.19141 | 0.18854 | 0.18224 | 0.18243 | 0.18147 | 0.18892 | 0.19733 | 0.18491 | 0.1893 | 0.183 | 0.18434 | 0.19313 | 0.18739 | 0.19332 | 0.19943 | 0.19714 | 0.19274 | 0.20058 | 0.18969 | 0.18682 | 0.1851 | 0.18243 | 0.18941 | 0.20164 | 0.1931 | 0.19174 | 0.19737 | 0.19698 | 0.1962 | 0.1962 | 0.18882 | 0.20009 | 0.20009 | 0.19776 | 0.1863 | 0.19543 | 0.20184 | 0.20009 | 0.19077 | 0.18863 | 0.20378 | 0.19154 | 0.20048 | 0.19582 | 0.18688 | 0.19795 | 0.18785 | 0.20087 | 0.18921 | 0.18455 | 0.19854 | 0.1863 | 0.18785 | 0.20378 | 0.19038 | 0.19096 | 0.19057 | 0.18571 | 0.19854 | 0.18882 | 0.1964 | 0.18455 | 0.18727 | 0.19756 | 0.19212 | 0.20009 | 0.19756 | 0.20203 | 0.20397 | 0.19115 | 0.21025 | 0.20802 | 0.21227 | 0.21025 | 0.19325 | 0.20195 | 0.20762 | 0.20033 | 0.21106 | 0.21126 | 0.19325 | 0.20337 | 0.21187 | 0.20337 | 0.20681 | 0.20741 | 0.20964 | 0.19608 | 0.20822 | 0.20236 | 0.20033 | 0.20438 | 0.20317 | 0.20762 | 0.19952 | 0.1979 | 0.21187 | 0.20802 | 0.20377 | 0.19365 | 0.20377 | 0.21126 | 0.1979 | 0.20134 | 0.20134 | 0.20074 | 0.19285 | 0.20519 | 0.19244 | 0.19285 | 0.1977 | 0.20944 | 0.19851 | 0.20478 | 0.19345 | 0.20741 | 0.21166 | 0.20762 | 0.19634 | 0.20087 | 0.20559 | 0.19737 | 0.20436 | 0.20107 | 0.20004 | 0.20744 | 0.20066 | 0.20744 | 0.2023 | 0.20827 | 0.20559 | 0.21197 | 0.20374 | 0.20107 | 0.1986 | 0.19634 | 0.20765 | 0.19573 | 0.19778 | 0.21094 | 0.2023 | 0.21587 | 0.19737 | 0.20929 | 0.213 | 0.1986 | 0.20066 | 0.20313 | 0.206 | 0.21443 | 0.20374 | 0.21156 | 0.20128 | 0.20827 | 0.21032 | 0.19531 | 0.20744 | 0.20621 | 0.20436 | 0.21197 | 0.20292 | 0.20477 | 0.21217 | 0.20313 | 0.20128 | 0.20251 | 0.20457 | 0.19778 | 0.19716 | 0.20292 | 0.20457 | 0.206 | 0.21053 | 0.2132 | 0.20148 | 0.21053 | 0.20744 | 0.21094 | 0.19922 | 0.20292 | 0.19819 | 0.21587 | 0.19881 | 0.20868 | 0.20498 | 0.20888 | 0.19552 | 0.21053 | 0.20374 | 0.21197 | 0.19778 | 0.19778 | 0.19531 | 0.21114 | 0.2058 | 0.21382 | 0.19531 | 0.20518 | 0.1984 | 0.20169 | 0.21546 | 0.21341 | 0.20087 | 0.20313 | 0.20395 | 0.19716 | 0.19819 | 0.1984 | 0.21114 | 0.21361 | 0.206 | 0.20148 | 0.19963
ON_PIN_JCT | 810 | 230 | ON | 0.001083 | 810 | 24640 | 0.26685 | 0.2954 | 0.28474 | 0.27984 | 0.27898 | 0.27869 | 0.28676 | 0.2931 | 0.29656 | 0.2784 | 0.27379 | 0.28503 | 0.29483 | 0.27927 | 0.2905 | 0.2931 | 0.28042 | 0.27782 | 0.29973 | 0.28301 | 0.2833 | 0.28359 | 0.27754 | 0.27984 | 0.28561 | 0.2784 | 0.27725 | 0.28618 | 0.29713 | 0.28589 | 0.27465 | 0.28244 | 0.27782 | 0.29108 | 0.27898 | 0.28791 | 0.28157 | 0.27465 | 0.2833 | 0.30002 | 0.28359 | 0.28071 | 0.29685 | 0.27379 | 0.29339 | 0.28705 | 0.2833 | 0.29973 | 0.27667 | 0.32528 | 0.30292 | 0.30733 | 0.31142 | 0.32276 | 0.30827 | 0.3089 | 0.30544 | 0.32622 | 0.32213 | 0.30292 | 0.30197 | 0.30701 | 0.31803 | 0.32307 | 0.32402 | 0.32937 | 0.30638 | 0.31331 | 0.30733 | 0.3215 | 0.31551 | 0.31142 | 0.30134 | 0.31016 | 0.31111 | 0.31551 | 0.31079 | 0.3004 | 0.30071 | 0.29914 | 0.31142 | 0.32528 | 0.30481 | 0.31205 | 0.30166 | 0.30386 | 0.31835 | 0.3089 | 0.31866 | 0.32874 | 0.32496 | 0.31772 | 0.33063 | 0.31268 | 0.30796 | 0.30512 | 0.30071 | 0.31222 | 0.33239 | 0.3183 | 0.31606 | 0.32534 | 0.3247 | 0.32342 | 0.32342 | 0.31126 | 0.32983 | 0.32983 | 0.32599 | 0.30709 | 0.32214 | 0.33271 | 0.32983 | 0.31446 | 0.31094 | 0.33591 | 0.31574 | 0.33047 | 0.32278 | 0.30805 | 0.32631 | 0.30965 | 0.33111 | 0.3119 | 0.30421 | 0.32727 | 0.30709 | 0.30965 | 0.33591 | 0.31382 | 0.31478 | 0.31414 | 0.30613 | 0.32727 | 0.31126 | 0.32374 | 0.30421 | 0.30869 | 0.32567 | 0.3167 | 0.32983 | 0.32567 | 0.33303 | 0.33623 | 0.3151 | 0.34657 | 0.3429 | 0.34991 | 0.34657 | 0.31855 | 0.3329 | 0.34224 | 0.33023 | 0.34791 | 0.34824 | 0.31855 | 0.33523 | 0.34924 | 0.33523 | 0.3409 | 0.3419 | 0.34557 | 0.32322 | 0.34324 | 0.33356 | 0.33023 | 0.3369 | 0.3349 | 0.34224 | 0.32889 | 0.32623 | 0.34924 | 0.3429 | 0.3359 | 0.31922 | 0.3359 | 0.34824 | 0.32623 | 0.3319 | 0.3319 | 0.3309 | 0.31789 | 0.33823 | 0.31722 | 0.31789 | 0.32589 | 0.34524 | 0.32723 | 0.33757 | 0.31889 | 0.3419 | 0.34891 | 0.34224 | 0.32365 | 0.33111 | 0.3389 | 0.32534 | 0.33687 | 0.33145 | 0.32975 | 0.34195 | 0.33077 | 0.34195 | 0.33348 | 0.34331 | 0.3389 | 0.34941 | 0.33585 | 0.33145 | 0.32738 | 0.32365 | 0.34229 | 0.32263 | 0.32602 | 0.34771 | 0.33348 | 0.35585 | 0.32534 | 0.345 | 0.3511 | 0.32738 | 0.33077 | 0.33483 | 0.33958 | 0.35347 | 0.33585 | 0.34873 | 0.33178 | 0.34331 | 0.3467 | 0.32196 | 0.34195 | 0.33992 | 0.33687 | 0.34941 | 0.3345 | 0.33755 | 0.34975 | 0.33483 | 0.33178 | 0.33382 | 0.33721 | 0.32602 | 0.32501 | 0.3345 | 0.33721 | 0.33958 | 0.34703 | 0.35144 | 0.33212 | 0.34703 | 0.34195 | 0.34771 | 0.3284 | 0.3345 | 0.3267 | 0.35585 | 0.32772 | 0.34398 | 0.33788 | 0.34432 | 0.32229 | 0.34703 | 0.33585 | 0.34941 | 0.32602 | 0.32602 | 0.32196 | 0.34805 | 0.33924 | 0.35246 | 0.32196 | 0.33822 | 0.32704 | 0.33246 | 0.35517 | 0.35178 | 0.33111 | 0.33483 | 0.33619 | 0.32501 | 0.3267 | 0.32704 | 0.34805 | 0.35212 | 0.33958 | 0.33212 | 0.32907
ON_PIN_TSS | 811 | 500 | ON | 0.002354 | 811 | 24640 | 0.58003 | 0.64209 | 0.61891 | 0.60826 | 0.60638 | 0.60576 | 0.6233 | 0.63708 | 0.64459 | 0.60513 | 0.59511 | 0.61954 | 0.64084 | 0.60701 | 0.63144 | 0.63708 | 0.60951 | 0.60388 | 0.65148 | 0.61515 | 0.61578 | 0.6164 | 0.60325 | 0.60826 | 0.62079 | 0.60513 | 0.60262 | 0.62204 | 0.64585 | 0.62142 | 0.59699 | 0.6139 | 0.60388 | 0.63269 | 0.60638 | 0.6258 | 0.61202 | 0.59699 | 0.61578 | 0.65211 | 0.6164 | 0.61014 | 0.64522 | 0.59511 | 0.6377 | 0.62392 | 0.61578 | 0.65148 | 0.60137 | 0.70702 | 0.65842 | 0.668 | 0.6769 | 0.70154 | 0.67006 | 0.67143 | 0.6639 | 0.70907 | 0.70017 | 0.65842 | 0.65637 | 0.66732 | 0.69127 | 0.70223 | 0.70428 | 0.71591 | 0.66595 | 0.68101 | 0.668 | 0.6988 | 0.6858 | 0.6769 | 0.655 | 0.67416 | 0.67622 | 0.6858 | 0.67553 | 0.65295 | 0.65363 | 0.65021 | 0.6769 | 0.70702 | 0.66253 | 0.67827 | 0.65568 | 0.66048 | 0.69196 | 0.67143 | 0.69264 | 0.71455 | 0.70633 | 0.69059 | 0.71865 | 0.67964 | 0.66937 | 0.66321 | 0.65363 | 0.67863 | 0.72248 | 0.69185 | 0.68698 | 0.70717 | 0.70578 | 0.70299 | 0.70299 | 0.67654 | 0.71691 | 0.71691 | 0.70856 | 0.66749 | 0.70021 | 0.72318 | 0.71691 | 0.6835 | 0.67585 | 0.73014 | 0.68629 | 0.7183 | 0.7016 | 0.66958 | 0.70926 | 0.67306 | 0.7197 | 0.67793 | 0.66123 | 0.71134 | 0.66749 | 0.67306 | 0.73014 | 0.68211 | 0.6842 | 0.68281 | 0.66541 | 0.71134 | 0.67654 | 0.70369 | 0.66123 | 0.67097 | 0.70786 | 0.68837 | 0.71691 | 0.70786 | 0.72387 | 0.73083 | 0.68489 | 0.75331 | 0.74533 | 0.76056 | 0.75331 | 0.69241 | 0.72358 | 0.74388 | 0.71778 | 0.75621 | 0.75693 | 0.69241 | 0.72866 | 0.75911 | 0.72866 | 0.74098 | 0.74316 | 0.75113 | 0.70256 | 0.74606 | 0.72503 | 0.71778 | 0.73228 | 0.72793 | 0.74388 | 0.71488 | 0.70908 | 0.75911 | 0.74533 | 0.73011 | 0.69386 | 0.73011 | 0.75693 | 0.70908 | 0.72141 | 0.72141 | 0.71923 | 0.69096 | 0.73518 | 0.68951 | 0.69096 | 0.70836 | 0.75041 | 0.71126 | 0.73373 | 0.69313 | 0.74316 | 0.75838 | 0.74388 | 0.70348 | 0.71969 | 0.73663 | 0.70717 | 0.73221 | 0.72043 | 0.71674 | 0.74326 | 0.71895 | 0.74326 | 0.72485 | 0.74621 | 0.73663 | 0.75947 | 0.73 | 0.72043 | 0.71159 | 0.70348 | 0.744 | 0.70127 | 0.70864 | 0.75578 | 0.72485 | 0.77346 | 0.70717 | 0.74989 | 0.76315 | 0.71159 | 0.71895 | 0.72779 | 0.73811 | 0.76831 | 0.73 | 0.75799 | 0.72116 | 0.74621 | 0.75358 | 0.6998 | 0.74326 | 0.73884 | 0.73221 | 0.75947 | 0.72706 | 0.73369 | 0.7602 | 0.72779 | 0.72116 | 0.72558 | 0.73295 | 0.70864 | 0.70643 | 0.72706 | 0.73295 | 0.73811 | 0.75431 | 0.76389 | 0.7219 | 0.75431 | 0.74326 | 0.75578 | 0.7138 | 0.72706 | 0.71011 | 0.77346 | 0.71232 | 0.74768 | 0.73442 | 0.74842 | 0.70054 | 0.75431 | 0.73 | 0.75947 | 0.70864 | 0.70864 | 0.6998 | 0.75652 | 0.73737 | 0.7661 | 0.6998 | 0.73516 | 0.71085 | 0.72264 | 0.77199 | 0.76462 | 0.71969 | 0.72779 | 0.73074 | 0.70643 | 0.71011 | 0.71085 | 0.75652 | 0.76536 | 0.73811 | 0.7219 | 0.71527
ON_PKA_SWS | 812 | 230 | ON | 0.002601 | 812 | 24640 | 0.64089 | 0.70946 | 0.68385 | 0.67208 | 0.67001 | 0.66932 | 0.6887 | 0.70392 | 0.71223 | 0.66862 | 0.65755 | 0.68454 | 0.70808 | 0.6707 | 0.69769 | 0.70392 | 0.67347 | 0.66724 | 0.71984 | 0.6797 | 0.68039 | 0.68108 | 0.66655 | 0.67208 | 0.68593 | 0.66862 | 0.66586 | 0.68731 | 0.71361 | 0.68662 | 0.65963 | 0.67831 | 0.66724 | 0.69908 | 0.67001 | 0.69147 | 0.67624 | 0.65963 | 0.68039 | 0.72054 | 0.68108 | 0.67416 | 0.71292 | 0.65755 | 0.70462 | 0.68939 | 0.68039 | 0.71984 | 0.66447 | 0.7812 | 0.72751 | 0.7381 | 0.74793 | 0.77515 | 0.74036 | 0.74188 | 0.73356 | 0.78347 | 0.77364 | 0.72751 | 0.72524 | 0.73734 | 0.76381 | 0.77591 | 0.77818 | 0.79103 | 0.73583 | 0.75246 | 0.7381 | 0.77213 | 0.75776 | 0.74793 | 0.72373 | 0.7449 | 0.74717 | 0.75776 | 0.74641 | 0.72146 | 0.72221 | 0.71843 | 0.74793 | 0.7812 | 0.73205 | 0.74944 | 0.72448 | 0.72978 | 0.76456 | 0.74188 | 0.76532 | 0.78952 | 0.78045 | 0.76305 | 0.79406 | 0.75095 | 0.73961 | 0.7328 | 0.72221 | 0.74984 | 0.79829 | 0.76445 | 0.75907 | 0.78137 | 0.77983 | 0.77675 | 0.77675 | 0.74753 | 0.79214 | 0.79214 | 0.78291 | 0.73753 | 0.77368 | 0.79906 | 0.79214 | 0.75522 | 0.74676 | 0.80675 | 0.7583 | 0.79367 | 0.77522 | 0.73984 | 0.78368 | 0.74368 | 0.79521 | 0.74907 | 0.73061 | 0.78598 | 0.73753 | 0.74368 | 0.80675 | 0.75368 | 0.75599 | 0.75445 | 0.73522 | 0.78598 | 0.74753 | 0.77752 | 0.73061 | 0.74138 | 0.78214 | 0.7606 | 0.79214 | 0.78214 | 0.79983 | 0.80752 | 0.75676 | 0.83235 | 0.82354 | 0.84036 | 0.83235 | 0.76506 | 0.79951 | 0.82194 | 0.7931 | 0.83556 | 0.83636 | 0.76506 | 0.80511 | 0.83876 | 0.80511 | 0.81873 | 0.82114 | 0.82995 | 0.77627 | 0.82434 | 0.80111 | 0.7931 | 0.80912 | 0.80431 | 0.82194 | 0.78989 | 0.78348 | 0.83876 | 0.82354 | 0.80672 | 0.76666 | 0.80672 | 0.83636 | 0.78348 | 0.7971 | 0.7971 | 0.7947 | 0.76346 | 0.81232 | 0.76185 | 0.76346 | 0.78268 | 0.82915 | 0.78589 | 0.81072 | 0.76586 | 0.82114 | 0.83796 | 0.82194 | 0.7773 | 0.79521 | 0.81393 | 0.78137 | 0.80904 | 0.79602 | 0.79195 | 0.82125 | 0.79439 | 0.82125 | 0.8009 | 0.82451 | 0.81393 | 0.83916 | 0.8066 | 0.79602 | 0.78625 | 0.7773 | 0.82206 | 0.77486 | 0.783 | 0.83509 | 0.8009 | 0.85462 | 0.78137 | 0.82858 | 0.84323 | 0.78625 | 0.79439 | 0.80416 | 0.81555 | 0.84892 | 0.8066 | 0.83753 | 0.79683 | 0.82451 | 0.83265 | 0.77323 | 0.82125 | 0.81637 | 0.80904 | 0.83916 | 0.80334 | 0.81067 | 0.83997 | 0.80416 | 0.79683 | 0.80172 | 0.80986 | 0.783 | 0.78055 | 0.80334 | 0.80986 | 0.81555 | 0.83346 | 0.84404 | 0.79765 | 0.83346 | 0.82125 | 0.83509 | 0.78869 | 0.80334 | 0.78462 | 0.85462 | 0.78707 | 0.82613 | 0.81148 | 0.82695 | 0.77404 | 0.83346 | 0.8066 | 0.83916 | 0.783 | 0.783 | 0.77323 | 0.8359 | 0.81474 | 0.84648 | 0.77323 | 0.8123 | 0.78544 | 0.79846 | 0.85299 | 0.84485 | 0.79521 | 0.80416 | 0.80741 | 0.78055 | 0.78462 | 0.78544 | 0.8359 | 0.84567 | 0.81555 | 0.79765 | 0.79032
ON_PKB_SWS | 813 | 230 | ON | 0.002601 | 813 | 24640 | 0.64089 | 0.70946 | 0.68385 | 0.67208 | 0.67001 | 0.66932 | 0.6887 | 0.70392 | 0.71223 | 0.66862 | 0.65755 | 0.68454 | 0.70808 | 0.6707 | 0.69769 | 0.70392 | 0.67347 | 0.66724 | 0.71984 | 0.6797 | 0.68039 | 0.68108 | 0.66655 | 0.67208 | 0.68593 | 0.66862 | 0.66586 | 0.68731 | 0.71361 | 0.68662 | 0.65963 | 0.67831 | 0.66724 | 0.69908 | 0.67001 | 0.69147 | 0.67624 | 0.65963 | 0.68039 | 0.72054 | 0.68108 | 0.67416 | 0.71292 | 0.65755 | 0.70462 | 0.68939 | 0.68039 | 0.71984 | 0.66447 | 0.7812 | 0.72751 | 0.7381 | 0.74793 | 0.77515 | 0.74036 | 0.74188 | 0.73356 | 0.78347 | 0.77364 | 0.72751 | 0.72524 | 0.73734 | 0.76381 | 0.77591 | 0.77818 | 0.79103 | 0.73583 | 0.75246 | 0.7381 | 0.77213 | 0.75776 | 0.74793 | 0.72373 | 0.7449 | 0.74717 | 0.75776 | 0.74641 | 0.72146 | 0.72221 | 0.71843 | 0.74793 | 0.7812 | 0.73205 | 0.74944 | 0.72448 | 0.72978 | 0.76456 | 0.74188 | 0.76532 | 0.78952 | 0.78045 | 0.76305 | 0.79406 | 0.75095 | 0.73961 | 0.7328 | 0.72221 | 0.74984 | 0.79829 | 0.76445 | 0.75907 | 0.78137 | 0.77983 | 0.77675 | 0.77675 | 0.74753 | 0.79214 | 0.79214 | 0.78291 | 0.73753 | 0.77368 | 0.79906 | 0.79214 | 0.75522 | 0.74676 | 0.80675 | 0.7583 | 0.79367 | 0.77522 | 0.73984 | 0.78368 | 0.74368 | 0.79521 | 0.74907 | 0.73061 | 0.78598 | 0.73753 | 0.74368 | 0.80675 | 0.75368 | 0.75599 | 0.75445 | 0.73522 | 0.78598 | 0.74753 | 0.77752 | 0.73061 | 0.74138 | 0.78214 | 0.7606 | 0.79214 | 0.78214 | 0.79983 | 0.80752 | 0.75676 | 0.83235 | 0.82354 | 0.84036 | 0.83235 | 0.76506 | 0.79951 | 0.82194 | 0.7931 | 0.83556 | 0.83636 | 0.76506 | 0.80511 | 0.83876 | 0.80511 | 0.81873 | 0.82114 | 0.82995 | 0.77627 | 0.82434 | 0.80111 | 0.7931 | 0.80912 | 0.80431 | 0.82194 | 0.78989 | 0.78348 | 0.83876 | 0.82354 | 0.80672 | 0.76666 | 0.80672 | 0.83636 | 0.78348 | 0.7971 | 0.7971 | 0.7947 | 0.76346 | 0.81232 | 0.76185 | 0.76346 | 0.78268 | 0.82915 | 0.78589 | 0.81072 | 0.76586 | 0.82114 | 0.83796 | 0.82194 | 0.7773 | 0.79521 | 0.81393 | 0.78137 | 0.80904 | 0.79602 | 0.79195 | 0.82125 | 0.79439 | 0.82125 | 0.8009 | 0.82451 | 0.81393 | 0.83916 | 0.8066 | 0.79602 | 0.78625 | 0.7773 | 0.82206 | 0.77486 | 0.783 | 0.83509 | 0.8009 | 0.85462 | 0.78137 | 0.82858 | 0.84323 | 0.78625 | 0.79439 | 0.80416 | 0.81555 | 0.84892 | 0.8066 | 0.83753 | 0.79683 | 0.82451 | 0.83265 | 0.77323 | 0.82125 | 0.81637 | 0.80904 | 0.83916 | 0.80334 | 0.81067 | 0.83997 | 0.80416 | 0.79683 | 0.80172 | 0.80986 | 0.783 | 0.78055 | 0.80334 | 0.80986 | 0.81555 | 0.83346 | 0.84404 | 0.79765 | 0.83346 | 0.82125 | 0.83509 | 0.78869 | 0.80334 | 0.78462 | 0.85462 | 0.78707 | 0.82613 | 0.81148 | 0.82695 | 0.77404 | 0.83346 | 0.8066 | 0.83916 | 0.783 | 0.783 | 0.77323 | 0.8359 | 0.81474 | 0.84648 | 0.77323 | 0.8123 | 0.78544 | 0.79846 | 0.85299 | 0.84485 | 0.79521 | 0.80416 | 0.80741 | 0.78055 | 0.78462 | 0.78544 | 0.8359 | 0.84567 | 0.81555 | 0.79765 | 0.79032
ON_PKH_ISS | 814 | 500 | ON | 0.004953 | 814 | 24640 | 1.2204 | 1.351 | 1.3022 | 1.2798 | 1.2759 | 1.2746 | 1.3115 | 1.3405 | 1.3563 | 1.2732 | 1.2522 | 1.3036 | 1.3484 | 1.2772 | 1.3286 | 1.3405 | 1.2825 | 1.2706 | 1.3708 | 1.2943 | 1.2956 | 1.297 | 1.2693 | 1.2798 | 1.3062 | 1.2732 | 1.268 | 1.3088 | 1.3589 | 1.3075 | 1.2561 | 1.2917 | 1.2706 | 1.3312 | 1.2759 | 1.3167 | 1.2877 | 1.2561 | 1.2956 | 1.3721 | 1.297 | 1.2838 | 1.3576 | 1.2522 | 1.3418 | 1.3128 | 1.2956 | 1.3708 | 1.2653 | 1.4876 | 1.3854 | 1.4055 | 1.4243 | 1.4761 | 1.4099 | 1.4127 | 1.3969 | 1.4919 | 1.4732 | 1.3854 | 1.3811 | 1.4041 | 1.4545 | 1.4775 | 1.4819 | 1.5063 | 1.4012 | 1.4329 | 1.4055 | 1.4703 | 1.443 | 1.4243 | 1.3782 | 1.4185 | 1.4228 | 1.443 | 1.4214 | 1.3739 | 1.3753 | 1.3681 | 1.4243 | 1.4876 | 1.394 | 1.4271 | 1.3796 | 1.3897 | 1.4559 | 1.4127 | 1.4574 | 1.5035 | 1.4862 | 1.4531 | 1.5121 | 1.43 | 1.4084 | 1.3955 | 1.3753 | 1.4279 | 1.5202 | 1.4557 | 1.4455 | 1.4879 | 1.485 | 1.4791 | 1.4791 | 1.4235 | 1.5084 | 1.5084 | 1.4909 | 1.4045 | 1.4733 | 1.5216 | 1.5084 | 1.4381 | 1.422 | 1.5363 | 1.444 | 1.5114 | 1.4762 | 1.4089 | 1.4923 | 1.4162 | 1.5143 | 1.4264 | 1.3913 | 1.4967 | 1.4045 | 1.4162 | 1.5363 | 1.4352 | 1.4396 | 1.4367 | 1.4001 | 1.4967 | 1.4235 | 1.4806 | 1.3913 | 1.4118 | 1.4894 | 1.4484 | 1.5084 | 1.4894 | 1.5231 | 1.5377 | 1.4411 | 1.585 | 1.5682 | 1.6003 | 1.585 | 1.4569 | 1.5225 | 1.5652 | 1.5103 | 1.5911 | 1.5926 | 1.4569 | 1.5332 | 1.5972 | 1.5332 | 1.5591 | 1.5637 | 1.5804 | 1.4782 | 1.5698 | 1.5255 | 1.5103 | 1.5408 | 1.5316 | 1.5652 | 1.5042 | 1.492 | 1.5972 | 1.5682 | 1.5362 | 1.4599 | 1.5362 | 1.5926 | 1.492 | 1.5179 | 1.5179 | 1.5133 | 1.4538 | 1.5469 | 1.4508 | 1.4538 | 1.4904 | 1.5789 | 1.4965 | 1.5438 | 1.4584 | 1.5637 | 1.5957 | 1.5652 | 1.4802 | 1.5143 | 1.5499 | 1.4879 | 1.5406 | 1.5158 | 1.5081 | 1.5639 | 1.5127 | 1.5639 | 1.5251 | 1.5701 | 1.5499 | 1.598 | 1.536 | 1.5158 | 1.4972 | 1.4802 | 1.5654 | 1.4755 | 1.491 | 1.5902 | 1.5251 | 1.6274 | 1.4879 | 1.5778 | 1.6057 | 1.4972 | 1.5127 | 1.5313 | 1.553 | 1.6166 | 1.536 | 1.5949 | 1.5174 | 1.5701 | 1.5856 | 1.4724 | 1.5639 | 1.5546 | 1.5406 | 1.598 | 1.5298 | 1.5437 | 1.5995 | 1.5313 | 1.5174 | 1.5267 | 1.5422 | 1.491 | 1.4864 | 1.5298 | 1.5422 | 1.553 | 1.5871 | 1.6073 | 1.5189 | 1.5871 | 1.5639 | 1.5902 | 1.5019 | 1.5298 | 1.4941 | 1.6274 | 1.4988 | 1.5732 | 1.5453 | 1.5747 | 1.474 | 1.5871 | 1.536 | 1.598 | 1.491 | 1.491 | 1.4724 | 1.5918 | 1.5515 | 1.6119 | 1.4724 | 1.5468 | 1.4957 | 1.5205 | 1.6243 | 1.6088 | 1.5143 | 1.5313 | 1.5375 | 1.4864 | 1.4941 | 1.4957 | 1.5918 | 1.6104 | 1.553 | 1.5189 | 1.505
ON_PKW_JCT | 815 | 500 | ON | 0.006964 | 815 | 24640 | 1.7159 | 1.8995 | 1.831 | 1.7995 | 1.7939 | 1.792 | 1.8439 | 1.8847 | 1.9069 | 1.7902 | 1.7605 | 1.8328 | 1.8958 | 1.7958 | 1.868 | 1.8847 | 1.8032 | 1.7865 | 1.9273 | 1.8198 | 1.8217 | 1.8236 | 1.7846 | 1.7995 | 1.8365 | 1.7902 | 1.7828 | 1.8402 | 1.9107 | 1.8384 | 1.7661 | 1.8161 | 1.7865 | 1.8717 | 1.7939 | 1.8514 | 1.8106 | 1.7661 | 1.8217 | 1.9292 | 1.8236 | 1.805 | 1.9088 | 1.7605 | 1.8866 | 1.8458 | 1.8217 | 1.9273 | 1.7791 | 2.0916 | 1.9479 | 1.9762 | 2.0025 | 2.0754 | 1.9823 | 1.9863 | 1.9641 | 2.0977 | 2.0714 | 1.9479 | 1.9418 | 1.9742 | 2.045 | 2.0774 | 2.0835 | 2.1179 | 1.9701 | 2.0147 | 1.9762 | 2.0673 | 2.0288 | 2.0025 | 1.9377 | 1.9944 | 2.0005 | 2.0288 | 1.9985 | 1.9317 | 1.9337 | 1.9236 | 2.0025 | 2.0916 | 1.96 | 2.0066 | 1.9398 | 1.9539 | 2.0471 | 1.9863 | 2.0491 | 2.1139 | 2.0896 | 2.043 | 2.126 | 2.0106 | 1.9803 | 1.962 | 1.9337 | 2.0076 | 2.1374 | 2.0468 | 2.0323 | 2.0921 | 2.0879 | 2.0797 | 2.0797 | 2.0015 | 2.1209 | 2.1209 | 2.0962 | 1.9747 | 2.0715 | 2.1394 | 2.1209 | 2.0221 | 1.9994 | 2.16 | 2.0303 | 2.125 | 2.0756 | 1.9809 | 2.0982 | 1.9912 | 2.1291 | 2.0056 | 1.9562 | 2.1044 | 1.9747 | 1.9912 | 2.16 | 2.0179 | 2.0241 | 2.02 | 1.9685 | 2.1044 | 2.0015 | 2.0818 | 1.9562 | 1.985 | 2.0941 | 2.0365 | 2.1209 | 2.0941 | 2.1415 | 2.1621 | 2.0262 | 2.2286 | 2.205 | 2.25 | 2.2286 | 2.0484 | 2.1406 | 2.2007 | 2.1235 | 2.2371 | 2.2393 | 2.0484 | 2.1556 | 2.2457 | 2.1556 | 2.1921 | 2.1985 | 2.2221 | 2.0784 | 2.2071 | 2.1449 | 2.1235 | 2.1664 | 2.1535 | 2.2007 | 2.1149 | 2.0977 | 2.2457 | 2.205 | 2.1599 | 2.0527 | 2.1599 | 2.2393 | 2.0977 | 2.1342 | 2.1342 | 2.1278 | 2.0441 | 2.1749 | 2.0398 | 2.0441 | 2.0956 | 2.22 | 2.1042 | 2.1707 | 2.0505 | 2.1985 | 2.2436 | 2.2007 | 2.0812 | 2.1291 | 2.1792 | 2.0921 | 2.1662 | 2.1313 | 2.1204 | 2.1988 | 2.1269 | 2.1988 | 2.1444 | 2.2076 | 2.1792 | 2.2468 | 2.1596 | 2.1313 | 2.1051 | 2.0812 | 2.201 | 2.0746 | 2.0964 | 2.2359 | 2.1444 | 2.2882 | 2.0921 | 2.2185 | 2.2577 | 2.1051 | 2.1269 | 2.1531 | 2.1836 | 2.2729 | 2.1596 | 2.2424 | 2.1335 | 2.2076 | 2.2294 | 2.0703 | 2.1988 | 2.1858 | 2.1662 | 2.2468 | 2.1509 | 2.1705 | 2.249 | 2.1531 | 2.1335 | 2.1465 | 2.1683 | 2.0964 | 2.0899 | 2.1509 | 2.1683 | 2.1836 | 2.2315 | 2.2599 | 2.1356 | 2.2315 | 2.1988 | 2.2359 | 2.1117 | 2.1509 | 2.1008 | 2.2882 | 2.1073 | 2.2119 | 2.1727 | 2.2141 | 2.0724 | 2.2315 | 2.1596 | 2.2468 | 2.0964 | 2.0964 | 2.0703 | 2.2381 | 2.1814 | 2.2664 | 2.0703 | 2.1749 | 2.103 | 2.1378 | 2.2838 | 2.262 | 2.1291 | 2.1531 | 2.1618 | 2.0899 | 2.1008 | 2.103 | 2.2381 | 2.2642 | 2.1836 | 2.1356 | 2.116
ON_PKW_TSS | 816 | 230 | ON | 0.003203 | 816 | 24640 | 0.78922 | 0.87367 | 0.84213 | 0.82764 | 0.82508 | 0.82423 | 0.84809 | 0.86685 | 0.87708 | 0.82338 | 0.80974 | 0.84298 | 0.87196 | 0.82593 | 0.85918 | 0.86685 | 0.82934 | 0.82167 | 0.88645 | 0.83701 | 0.83787 | 0.83872 | 0.82082 | 0.82764 | 0.84469 | 0.82338 | 0.81997 | 0.84639 | 0.87878 | 0.84554 | 0.8123 | 0.83531 | 0.82167 | 0.86088 | 0.82508 | 0.8515 | 0.83275 | 0.8123 | 0.83787 | 0.8873 | 0.83872 | 0.8302 | 0.87793 | 0.80974 | 0.8677 | 0.84895 | 0.83787 | 0.88645 | 0.81826 | 0.96201 | 0.89589 | 0.90893 | 0.92103 | 0.95456 | 0.91172 | 0.91358 | 0.90334 | 0.9648 | 0.9527 | 0.89589 | 0.8931 | 0.908 | 0.94059 | 0.95549 | 0.95829 | 0.97412 | 0.90613 | 0.92662 | 0.90893 | 0.95084 | 0.93314 | 0.92103 | 0.89123 | 0.91731 | 0.9201 | 0.93314 | 0.91917 | 0.88844 | 0.88937 | 0.88471 | 0.92103 | 0.96201 | 0.90148 | 0.9229 | 0.89216 | 0.89868 | 0.94152 | 0.91358 | 0.94245 | 0.97225 | 0.96108 | 0.93966 | 0.97784 | 0.92476 | 0.91079 | 0.90241 | 0.88937 | 0.92339 | 0.98305 | 0.94138 | 0.93475 | 0.96222 | 0.96032 | 0.95653 | 0.95653 | 0.92055 | 0.97547 | 0.97547 | 0.96411 | 0.90823 | 0.95275 | 0.984 | 0.97547 | 0.93002 | 0.9196 | 0.99347 | 0.9338 | 0.97737 | 0.95464 | 0.91107 | 0.96506 | 0.91581 | 0.97926 | 0.92244 | 0.89971 | 0.9679 | 0.90823 | 0.91581 | 0.99347 | 0.92812 | 0.93096 | 0.92907 | 0.90539 | 0.9679 | 0.92055 | 0.95748 | 0.89971 | 0.91297 | 0.96316 | 0.93665 | 0.97547 | 0.96316 | 0.98495 | 0.99442 | 0.93191 | 1.025 | 1.0141 | 1.0349 | 1.025 | 0.94213 | 0.98455 | 1.0122 | 0.97666 | 1.0289 | 1.0299 | 0.94213 | 0.99146 | 1.0329 | 0.99146 | 1.0082 | 1.0112 | 1.022 | 0.95594 | 1.0151 | 0.98652 | 0.97666 | 0.99639 | 0.99047 | 1.0122 | 0.97271 | 0.96482 | 1.0329 | 1.0141 | 0.99343 | 0.9441 | 0.99343 | 1.0299 | 0.96482 | 0.98159 | 0.98159 | 0.97863 | 0.94016 | 1.0003 | 0.93818 | 0.94016 | 0.96383 | 1.0211 | 0.96778 | 0.99836 | 0.94312 | 1.0112 | 1.0319 | 1.0122 | 0.9572 | 0.97926 | 1.0023 | 0.96222 | 0.99629 | 0.98026 | 0.97525 | 1.0113 | 0.97825 | 1.0113 | 0.98627 | 1.0153 | 1.0023 | 1.0334 | 0.99329 | 0.98026 | 0.96823 | 0.9572 | 1.0123 | 0.9542 | 0.96422 | 1.0284 | 0.98627 | 1.0524 | 0.96222 | 1.0203 | 1.0384 | 0.96823 | 0.97825 | 0.99028 | 1.0043 | 1.0454 | 0.99329 | 1.0314 | 0.98126 | 1.0153 | 1.0254 | 0.95219 | 1.0113 | 1.0053 | 0.99629 | 1.0334 | 0.98928 | 0.9983 | 1.0344 | 0.99028 | 0.98126 | 0.98727 | 0.9973 | 0.96422 | 0.96121 | 0.98928 | 0.9973 | 1.0043 | 1.0264 | 1.0394 | 0.98226 | 1.0264 | 1.0113 | 1.0284 | 0.97124 | 0.98928 | 0.96623 | 1.0524 | 0.96923 | 1.0173 | 0.9993 | 1.0183 | 0.9532 | 1.0264 | 0.99329 | 1.0334 | 0.96422 | 0.96422 | 0.95219 | 1.0294 | 1.0033 | 1.0424 | 0.95219 | 1.0003 | 0.96723 | 0.98326 | 1.0504 | 1.0404 | 0.97926 | 0.99028 | 0.99429 | 0.96121 | 0.96623 | 0.96723 | 1.0294 | 1.0414 | 1.0043 | 0.98226 | 0.97324
ON_PLE_DSS | 817 | 230 | ON | 0.003487 | 817 | 24640 | 0.8592 | 0.95113 | 0.9168 | 0.90102 | 0.89824 | 0.89731 | 0.92329 | 0.94371 | 0.95484 | 0.89638 | 0.88154 | 0.91773 | 0.94927 | 0.89917 | 0.93536 | 0.94371 | 0.90288 | 0.89453 | 0.96505 | 0.91123 | 0.91216 | 0.91309 | 0.8936 | 0.90102 | 0.91958 | 0.89638 | 0.89267 | 0.92144 | 0.9567 | 0.92051 | 0.88432 | 0.90937 | 0.89453 | 0.93721 | 0.89824 | 0.927 | 0.90659 | 0.88432 | 0.91216 | 0.96598 | 0.91309 | 0.90381 | 0.95577 | 0.88154 | 0.94464 | 0.92422 | 0.91216 | 0.96505 | 0.89082 | 1.0473 | 0.97533 | 0.98952 | 1.0027 | 1.0392 | 0.99256 | 0.99459 | 0.98344 | 1.0504 | 1.0372 | 0.97533 | 0.97228 | 0.98851 | 1.024 | 1.0402 | 1.0433 | 1.0605 | 0.98648 | 1.0088 | 0.98952 | 1.0351 | 1.0159 | 1.0027 | 0.97026 | 0.99864 | 1.0017 | 1.0159 | 1.0007 | 0.96722 | 0.96823 | 0.96316 | 1.0027 | 1.0473 | 0.98141 | 1.0047 | 0.97127 | 0.97837 | 1.025 | 0.99459 | 1.026 | 1.0585 | 1.0463 | 1.023 | 1.0645 | 1.0068 | 0.99155 | 0.98242 | 0.96823 | 1.0053 | 1.0702 | 1.0248 | 1.0176 | 1.0475 | 1.0455 | 1.0413 | 1.0413 | 1.0022 | 1.062 | 1.062 | 1.0496 | 0.98876 | 1.0372 | 1.0712 | 1.062 | 1.0125 | 1.0011 | 1.0816 | 1.0166 | 1.064 | 1.0393 | 0.99186 | 1.0506 | 0.99701 | 1.0661 | 1.0042 | 0.97948 | 1.0537 | 0.98876 | 0.99701 | 1.0816 | 1.0104 | 1.0135 | 1.0114 | 0.98567 | 1.0537 | 1.0022 | 1.0424 | 0.97948 | 0.99392 | 1.0486 | 1.0197 | 1.062 | 1.0486 | 1.0723 | 1.0826 | 1.0145 | 1.1159 | 1.1041 | 1.1266 | 1.1159 | 1.0257 | 1.0718 | 1.1019 | 1.0633 | 1.1202 | 1.1213 | 1.0257 | 1.0794 | 1.1245 | 1.0794 | 1.0976 | 1.1008 | 1.1127 | 1.0407 | 1.1051 | 1.074 | 1.0633 | 1.0847 | 1.0783 | 1.1019 | 1.059 | 1.0504 | 1.1245 | 1.1041 | 1.0815 | 1.0278 | 1.0815 | 1.1213 | 1.0504 | 1.0686 | 1.0686 | 1.0654 | 1.0235 | 1.089 | 1.0214 | 1.0235 | 1.0493 | 1.1116 | 1.0536 | 1.0869 | 1.0267 | 1.1008 | 1.1234 | 1.1019 | 1.0421 | 1.0661 | 1.0912 | 1.0475 | 1.0846 | 1.0672 | 1.0617 | 1.101 | 1.065 | 1.101 | 1.0737 | 1.1054 | 1.0912 | 1.125 | 1.0814 | 1.0672 | 1.0541 | 1.0421 | 1.1021 | 1.0388 | 1.0497 | 1.1196 | 1.0737 | 1.1457 | 1.0475 | 1.1108 | 1.1305 | 1.0541 | 1.065 | 1.0781 | 1.0934 | 1.1381 | 1.0814 | 1.1228 | 1.0683 | 1.1054 | 1.1163 | 1.0366 | 1.101 | 1.0945 | 1.0846 | 1.125 | 1.077 | 1.0868 | 1.1261 | 1.0781 | 1.0683 | 1.0748 | 1.0857 | 1.0497 | 1.0464 | 1.077 | 1.0857 | 1.0934 | 1.1174 | 1.1316 | 1.0694 | 1.1174 | 1.101 | 1.1196 | 1.0574 | 1.077 | 1.0519 | 1.1457 | 1.0552 | 1.1075 | 1.0879 | 1.1086 | 1.0377 | 1.1174 | 1.0814 | 1.125 | 1.0497 | 1.0497 | 1.0366 | 1.1206 | 1.0923 | 1.1348 | 1.0366 | 1.089 | 1.053 | 1.0704 | 1.1436 | 1.1326 | 1.0661 | 1.0781 | 1.0825 | 1.0464 | 1.0519 | 1.053 | 1.1206 | 1.1337 | 1.0934 | 1.0694 | 1.0595
ON_PLK_JCT | 818 | 230 | ON | 0.001321 | 818 | 24640 | 0.32549 | 0.36032 | 0.34732 | 0.34134 | 0.34028 | 0.33993 | 0.34978 | 0.35751 | 0.36173 | 0.33958 | 0.33396 | 0.34767 | 0.35962 | 0.34064 | 0.35435 | 0.35751 | 0.34204 | 0.33888 | 0.3656 | 0.34521 | 0.34556 | 0.34591 | 0.33853 | 0.34134 | 0.34837 | 0.33958 | 0.33818 | 0.34907 | 0.36243 | 0.34872 | 0.33501 | 0.3445 | 0.33888 | 0.35505 | 0.34028 | 0.35118 | 0.34345 | 0.33501 | 0.34556 | 0.36595 | 0.34591 | 0.34239 | 0.36208 | 0.33396 | 0.35786 | 0.35013 | 0.34556 | 0.3656 | 0.33747 | 0.39676 | 0.36949 | 0.37487 | 0.37986 | 0.39369 | 0.37602 | 0.37679 | 0.37256 | 0.39791 | 0.39292 | 0.36949 | 0.36834 | 0.37448 | 0.38792 | 0.39407 | 0.39522 | 0.40175 | 0.37371 | 0.38216 | 0.37487 | 0.39215 | 0.38485 | 0.37986 | 0.36757 | 0.37832 | 0.37947 | 0.38485 | 0.37909 | 0.36642 | 0.3668 | 0.36488 | 0.37986 | 0.39676 | 0.37179 | 0.38063 | 0.36795 | 0.37064 | 0.38831 | 0.37679 | 0.38869 | 0.40098 | 0.39637 | 0.38754 | 0.40329 | 0.38139 | 0.37563 | 0.37218 | 0.3668 | 0.38083 | 0.40544 | 0.38825 | 0.38552 | 0.39684 | 0.39606 | 0.3945 | 0.3945 | 0.37966 | 0.40231 | 0.40231 | 0.39762 | 0.37458 | 0.39294 | 0.40583 | 0.40231 | 0.38356 | 0.37927 | 0.40973 | 0.38512 | 0.40309 | 0.39372 | 0.37575 | 0.39801 | 0.3777 | 0.40387 | 0.38044 | 0.37106 | 0.39919 | 0.37458 | 0.3777 | 0.40973 | 0.38278 | 0.38395 | 0.38317 | 0.37341 | 0.39919 | 0.37966 | 0.39489 | 0.37106 | 0.37653 | 0.39723 | 0.3863 | 0.40231 | 0.39723 | 0.40622 | 0.41012 | 0.38434 | 0.42274 | 0.41826 | 0.4268 | 0.42274 | 0.38856 | 0.40605 | 0.41745 | 0.4028 | 0.42436 | 0.42477 | 0.38856 | 0.4089 | 0.42599 | 0.4089 | 0.41582 | 0.41704 | 0.42152 | 0.39426 | 0.41867 | 0.40687 | 0.4028 | 0.41094 | 0.4085 | 0.41745 | 0.40117 | 0.39792 | 0.42599 | 0.41826 | 0.40972 | 0.38937 | 0.40972 | 0.42477 | 0.39792 | 0.40483 | 0.40483 | 0.40361 | 0.38775 | 0.41256 | 0.38693 | 0.38775 | 0.39751 | 0.42111 | 0.39914 | 0.41175 | 0.38897 | 0.41704 | 0.42558 | 0.41745 | 0.39478 | 0.40387 | 0.41338 | 0.39684 | 0.4109 | 0.40428 | 0.40222 | 0.4171 | 0.40346 | 0.4171 | 0.40676 | 0.41875 | 0.41338 | 0.42619 | 0.40966 | 0.40428 | 0.39932 | 0.39478 | 0.41751 | 0.39354 | 0.39767 | 0.42413 | 0.40676 | 0.43405 | 0.39684 | 0.42082 | 0.42826 | 0.39932 | 0.40346 | 0.40842 | 0.4142 | 0.43115 | 0.40966 | 0.42537 | 0.4047 | 0.41875 | 0.42289 | 0.39271 | 0.4171 | 0.41462 | 0.4109 | 0.42619 | 0.408 | 0.41172 | 0.42661 | 0.40842 | 0.4047 | 0.40718 | 0.41131 | 0.39767 | 0.39643 | 0.408 | 0.41131 | 0.4142 | 0.4233 | 0.42867 | 0.40511 | 0.4233 | 0.4171 | 0.42413 | 0.40056 | 0.408 | 0.3985 | 0.43405 | 0.39974 | 0.41958 | 0.41214 | 0.41999 | 0.39312 | 0.4233 | 0.40966 | 0.42619 | 0.39767 | 0.39767 | 0.39271 | 0.42454 | 0.41379 | 0.42991 | 0.39271 | 0.41255 | 0.39891 | 0.40552 | 0.43322 | 0.42909 | 0.40387 | 0.40842 | 0.41007 | 0.39643 | 0.3985 | 0.39891 | 0.42454 | 0.4295 | 0.4142 | 0.40511 | 0.40139
ON_PMA_GSS | 819 | 230 | ON | 0.001217 | 819 | 24640 | 0.29987 | 0.33195 | 0.31997 | 0.31447 | 0.31349 | 0.31317 | 0.32224 | 0.32936 | 0.33325 | 0.31285 | 0.30767 | 0.3203 | 0.33131 | 0.31382 | 0.32645 | 0.32936 | 0.31511 | 0.3122 | 0.33681 | 0.31803 | 0.31835 | 0.31868 | 0.31188 | 0.31447 | 0.32094 | 0.31285 | 0.31155 | 0.32159 | 0.3339 | 0.32127 | 0.30864 | 0.31738 | 0.3122 | 0.3271 | 0.31349 | 0.32353 | 0.31641 | 0.30864 | 0.31835 | 0.33714 | 0.31868 | 0.31544 | 0.33357 | 0.30767 | 0.32969 | 0.32256 | 0.31835 | 0.33681 | 0.3109 | 0.36552 | 0.3404 | 0.34535 | 0.34995 | 0.36269 | 0.34641 | 0.34712 | 0.34323 | 0.36658 | 0.36198 | 0.3404 | 0.33934 | 0.345 | 0.35738 | 0.36305 | 0.36411 | 0.37012 | 0.34429 | 0.35208 | 0.34535 | 0.36128 | 0.35455 | 0.34995 | 0.33863 | 0.34854 | 0.3496 | 0.35455 | 0.34925 | 0.33757 | 0.33792 | 0.33615 | 0.34995 | 0.36552 | 0.34252 | 0.35066 | 0.33898 | 0.34146 | 0.35774 | 0.34712 | 0.35809 | 0.36941 | 0.36517 | 0.35703 | 0.37154 | 0.35137 | 0.34606 | 0.34288 | 0.33792 | 0.35085 | 0.37352 | 0.35768 | 0.35516 | 0.3656 | 0.36488 | 0.36344 | 0.36344 | 0.34977 | 0.37064 | 0.37064 | 0.36632 | 0.34509 | 0.362 | 0.37388 | 0.37064 | 0.35337 | 0.34941 | 0.37747 | 0.3548 | 0.37136 | 0.36272 | 0.34617 | 0.36668 | 0.34797 | 0.37208 | 0.35049 | 0.34185 | 0.36776 | 0.34509 | 0.34797 | 0.37747 | 0.35265 | 0.35373 | 0.35301 | 0.34401 | 0.36776 | 0.34977 | 0.3638 | 0.34185 | 0.34689 | 0.36596 | 0.35588 | 0.37064 | 0.36596 | 0.37424 | 0.37783 | 0.35409 | 0.38945 | 0.38533 | 0.3932 | 0.38945 | 0.35797 | 0.37409 | 0.38458 | 0.37109 | 0.39095 | 0.39133 | 0.35797 | 0.37671 | 0.39245 | 0.37671 | 0.38308 | 0.38421 | 0.38833 | 0.36322 | 0.38571 | 0.37484 | 0.37109 | 0.37858 | 0.37634 | 0.38458 | 0.36959 | 0.36659 | 0.39245 | 0.38533 | 0.37746 | 0.35872 | 0.37746 | 0.39133 | 0.36659 | 0.37296 | 0.37296 | 0.37184 | 0.35722 | 0.38008 | 0.35647 | 0.35722 | 0.36621 | 0.38796 | 0.36771 | 0.37933 | 0.35834 | 0.38421 | 0.39208 | 0.38458 | 0.3637 | 0.37207 | 0.38083 | 0.3656 | 0.37855 | 0.37246 | 0.37055 | 0.38426 | 0.37169 | 0.38426 | 0.37474 | 0.38578 | 0.38083 | 0.39264 | 0.37741 | 0.37246 | 0.36789 | 0.3637 | 0.38464 | 0.36255 | 0.36636 | 0.39074 | 0.37474 | 0.39988 | 0.3656 | 0.38769 | 0.39454 | 0.36789 | 0.37169 | 0.37626 | 0.3816 | 0.39721 | 0.37741 | 0.39188 | 0.37284 | 0.38578 | 0.38959 | 0.36179 | 0.38426 | 0.38198 | 0.37855 | 0.39264 | 0.37588 | 0.37931 | 0.39302 | 0.37626 | 0.37284 | 0.37512 | 0.37893 | 0.36636 | 0.36522 | 0.37588 | 0.37893 | 0.3816 | 0.38997 | 0.39492 | 0.37322 | 0.38997 | 0.38426 | 0.39074 | 0.36903 | 0.37588 | 0.36712 | 0.39988 | 0.36827 | 0.38655 | 0.37969 | 0.38693 | 0.36217 | 0.38997 | 0.37741 | 0.39264 | 0.36636 | 0.36636 | 0.36179 | 0.39112 | 0.38121 | 0.39607 | 0.36179 | 0.38007 | 0.3675 | 0.3736 | 0.39911 | 0.39531 | 0.37207 | 0.37626 | 0.37779 | 0.36522 | 0.36712 | 0.3675 | 0.39112 | 0.39569 | 0.3816 | 0.37322 | 0.36979
ON_PNC_JCT | 820 | 230 | ON | 0.001391 | 820 | 24640 | 0.34274 | 0.37942 | 0.36572 | 0.35943 | 0.35832 | 0.35795 | 0.36831 | 0.37645 | 0.3809 | 0.35758 | 0.35165 | 0.36609 | 0.37868 | 0.35869 | 0.37312 | 0.37645 | 0.36017 | 0.35684 | 0.38497 | 0.3635 | 0.36387 | 0.36424 | 0.35647 | 0.35943 | 0.36683 | 0.35758 | 0.3561 | 0.36757 | 0.38164 | 0.3672 | 0.35276 | 0.36276 | 0.35684 | 0.37386 | 0.35832 | 0.36979 | 0.36165 | 0.35276 | 0.36387 | 0.38534 | 0.36424 | 0.36054 | 0.38127 | 0.35165 | 0.37682 | 0.36868 | 0.36387 | 0.38497 | 0.35536 | 0.41778 | 0.38907 | 0.39473 | 0.39999 | 0.41455 | 0.39594 | 0.39675 | 0.3923 | 0.419 | 0.41374 | 0.38907 | 0.38785 | 0.39433 | 0.40848 | 0.41495 | 0.41616 | 0.42304 | 0.39352 | 0.40241 | 0.39473 | 0.41293 | 0.40524 | 0.39999 | 0.38705 | 0.39837 | 0.39958 | 0.40524 | 0.39918 | 0.38583 | 0.38624 | 0.38421 | 0.39999 | 0.41778 | 0.39149 | 0.4008 | 0.38745 | 0.39028 | 0.40888 | 0.39675 | 0.40929 | 0.42223 | 0.41738 | 0.40808 | 0.42466 | 0.4016 | 0.39554 | 0.3919 | 0.38624 | 0.40101 | 0.42692 | 0.40882 | 0.40594 | 0.41787 | 0.41705 | 0.4154 | 0.4154 | 0.39977 | 0.42363 | 0.42363 | 0.41869 | 0.39443 | 0.41376 | 0.42733 | 0.42363 | 0.40389 | 0.39936 | 0.43144 | 0.40553 | 0.42445 | 0.41458 | 0.39566 | 0.41911 | 0.39772 | 0.42527 | 0.4006 | 0.39073 | 0.42034 | 0.39443 | 0.39772 | 0.43144 | 0.40307 | 0.4043 | 0.40348 | 0.39319 | 0.42034 | 0.39977 | 0.41582 | 0.39073 | 0.39648 | 0.41828 | 0.40677 | 0.42363 | 0.41828 | 0.42774 | 0.43186 | 0.40471 | 0.44514 | 0.44042 | 0.44942 | 0.44514 | 0.40915 | 0.42757 | 0.43957 | 0.42414 | 0.44685 | 0.44728 | 0.40915 | 0.43057 | 0.44856 | 0.43057 | 0.43785 | 0.43914 | 0.44385 | 0.41515 | 0.44085 | 0.42843 | 0.42414 | 0.43271 | 0.43014 | 0.43957 | 0.42243 | 0.419 | 0.44856 | 0.44042 | 0.43143 | 0.41001 | 0.43143 | 0.44728 | 0.419 | 0.42629 | 0.42629 | 0.425 | 0.40829 | 0.43443 | 0.40744 | 0.40829 | 0.41857 | 0.44342 | 0.42029 | 0.43357 | 0.40958 | 0.43914 | 0.44814 | 0.43957 | 0.4157 | 0.42527 | 0.43528 | 0.41787 | 0.43267 | 0.42571 | 0.42353 | 0.4392 | 0.42484 | 0.4392 | 0.42832 | 0.44094 | 0.43528 | 0.44878 | 0.43137 | 0.42571 | 0.42048 | 0.4157 | 0.43964 | 0.41439 | 0.41874 | 0.4466 | 0.42832 | 0.45705 | 0.41787 | 0.44312 | 0.45095 | 0.42048 | 0.42484 | 0.43006 | 0.43615 | 0.454 | 0.43137 | 0.44791 | 0.42614 | 0.44094 | 0.44529 | 0.41352 | 0.4392 | 0.43659 | 0.43267 | 0.44878 | 0.42962 | 0.43354 | 0.44921 | 0.43006 | 0.42614 | 0.42875 | 0.43311 | 0.41874 | 0.41744 | 0.42962 | 0.43311 | 0.43615 | 0.44573 | 0.45139 | 0.42658 | 0.44573 | 0.4392 | 0.4466 | 0.42179 | 0.42962 | 0.41961 | 0.45705 | 0.42092 | 0.44181 | 0.43398 | 0.44225 | 0.41395 | 0.44573 | 0.43137 | 0.44878 | 0.41874 | 0.41874 | 0.41352 | 0.44704 | 0.43572 | 0.45269 | 0.41352 | 0.43441 | 0.42005 | 0.42701 | 0.45618 | 0.45182 | 0.42527 | 0.43006 | 0.4318 | 0.41744 | 0.41961 | 0.42005 | 0.44704 | 0.45226 | 0.43615 | 0.42658 | 0.42266
ON_PRE_DSS | 821 | 230 | ON | 0.002429 | 821 | 24640 | 0.59851 | 0.66255 | 0.63863 | 0.62764 | 0.6257 | 0.62506 | 0.64315 | 0.65737 | 0.66513 | 0.62441 | 0.61407 | 0.63928 | 0.66125 | 0.62635 | 0.65156 | 0.65737 | 0.62893 | 0.62312 | 0.67224 | 0.63475 | 0.6354 | 0.63604 | 0.62247 | 0.62764 | 0.64057 | 0.62441 | 0.62182 | 0.64186 | 0.66642 | 0.64121 | 0.61601 | 0.63346 | 0.62312 | 0.65285 | 0.6257 | 0.64574 | 0.63152 | 0.61601 | 0.6354 | 0.67289 | 0.63604 | 0.62958 | 0.66578 | 0.61407 | 0.65802 | 0.6438 | 0.6354 | 0.67224 | 0.62053 | 0.72954 | 0.6794 | 0.68929 | 0.69847 | 0.72389 | 0.69141 | 0.69282 | 0.68505 | 0.73166 | 0.72248 | 0.6794 | 0.67728 | 0.68858 | 0.7133 | 0.7246 | 0.72672 | 0.73872 | 0.68717 | 0.70271 | 0.68929 | 0.72107 | 0.70765 | 0.69847 | 0.67587 | 0.69564 | 0.69776 | 0.70765 | 0.69706 | 0.67375 | 0.67446 | 0.67092 | 0.69847 | 0.72954 | 0.68364 | 0.69988 | 0.67657 | 0.68152 | 0.71401 | 0.69282 | 0.71471 | 0.73731 | 0.72884 | 0.71259 | 0.74155 | 0.70129 | 0.6907 | 0.68434 | 0.67446 | 0.70025 | 0.7455 | 0.7139 | 0.70887 | 0.7297 | 0.72826 | 0.72539 | 0.72539 | 0.6981 | 0.73975 | 0.73975 | 0.73113 | 0.68876 | 0.72252 | 0.74622 | 0.73975 | 0.70528 | 0.69738 | 0.7534 | 0.70815 | 0.74119 | 0.72395 | 0.69091 | 0.73185 | 0.69451 | 0.74263 | 0.69953 | 0.6823 | 0.73401 | 0.68876 | 0.69451 | 0.7534 | 0.70384 | 0.706 | 0.70456 | 0.68661 | 0.73401 | 0.6981 | 0.72611 | 0.6823 | 0.69235 | 0.73042 | 0.71031 | 0.73975 | 0.73042 | 0.74693 | 0.75412 | 0.70672 | 0.77731 | 0.76908 | 0.78479 | 0.77731 | 0.71447 | 0.74664 | 0.76758 | 0.74065 | 0.7803 | 0.78105 | 0.71447 | 0.75187 | 0.78329 | 0.75187 | 0.76459 | 0.76684 | 0.77506 | 0.72494 | 0.76983 | 0.74813 | 0.74065 | 0.75561 | 0.75112 | 0.76758 | 0.73766 | 0.73167 | 0.78329 | 0.76908 | 0.75337 | 0.71596 | 0.75337 | 0.78105 | 0.73167 | 0.74439 | 0.74439 | 0.74215 | 0.71297 | 0.75861 | 0.71147 | 0.71297 | 0.73092 | 0.77432 | 0.73392 | 0.75711 | 0.71521 | 0.76684 | 0.78255 | 0.76758 | 0.7259 | 0.74262 | 0.7601 | 0.7297 | 0.75554 | 0.74338 | 0.73958 | 0.76694 | 0.74186 | 0.76694 | 0.74794 | 0.76998 | 0.7601 | 0.78367 | 0.75326 | 0.74338 | 0.73426 | 0.7259 | 0.7677 | 0.72362 | 0.73122 | 0.77986 | 0.74794 | 0.79811 | 0.7297 | 0.77378 | 0.78747 | 0.73426 | 0.74186 | 0.75098 | 0.76162 | 0.79279 | 0.75326 | 0.78215 | 0.74414 | 0.76998 | 0.77758 | 0.7221 | 0.76694 | 0.76238 | 0.75554 | 0.78367 | 0.75022 | 0.75706 | 0.78443 | 0.75098 | 0.74414 | 0.7487 | 0.7563 | 0.73122 | 0.72894 | 0.75022 | 0.7563 | 0.76162 | 0.77834 | 0.78823 | 0.7449 | 0.77834 | 0.76694 | 0.77986 | 0.73654 | 0.75022 | 0.73274 | 0.79811 | 0.73502 | 0.7715 | 0.75782 | 0.77226 | 0.72286 | 0.77834 | 0.75326 | 0.78367 | 0.73122 | 0.73122 | 0.7221 | 0.78062 | 0.76086 | 0.79051 | 0.7221 | 0.75858 | 0.7335 | 0.74566 | 0.79659 | 0.78899 | 0.74262 | 0.75098 | 0.75402 | 0.72894 | 0.73274 | 0.7335 | 0.78062 | 0.78975 | 0.76162 | 0.7449 | 0.73806
ON_PRE_JCT | 822 | 230 | ON | 0.002429 | 822 | 24640 | 0.59851 | 0.66255 | 0.63863 | 0.62764 | 0.6257 | 0.62506 | 0.64315 | 0.65737 | 0.66513 | 0.62441 | 0.61407 | 0.63928 | 0.66125 | 0.62635 | 0.65156 | 0.65737 | 0.62893 | 0.62312 | 0.67224 | 0.63475 | 0.6354 | 0.63604 | 0.62247 | 0.62764 | 0.64057 | 0.62441 | 0.62182 | 0.64186 | 0.66642 | 0.64121 | 0.61601 | 0.63346 | 0.62312 | 0.65285 | 0.6257 | 0.64574 | 0.63152 | 0.61601 | 0.6354 | 0.67289 | 0.63604 | 0.62958 | 0.66578 | 0.61407 | 0.65802 | 0.6438 | 0.6354 | 0.67224 | 0.62053 | 0.72954 | 0.6794 | 0.68929 | 0.69847 | 0.72389 | 0.69141 | 0.69282 | 0.68505 | 0.73166 | 0.72248 | 0.6794 | 0.67728 | 0.68858 | 0.7133 | 0.7246 | 0.72672 | 0.73872 | 0.68717 | 0.70271 | 0.68929 | 0.72107 | 0.70765 | 0.69847 | 0.67587 | 0.69564 | 0.69776 | 0.70765 | 0.69706 | 0.67375 | 0.67446 | 0.67092 | 0.69847 | 0.72954 | 0.68364 | 0.69988 | 0.67657 | 0.68152 | 0.71401 | 0.69282 | 0.71471 | 0.73731 | 0.72884 | 0.71259 | 0.74155 | 0.70129 | 0.6907 | 0.68434 | 0.67446 | 0.70025 | 0.7455 | 0.7139 | 0.70887 | 0.7297 | 0.72826 | 0.72539 | 0.72539 | 0.6981 | 0.73975 | 0.73975 | 0.73113 | 0.68876 | 0.72252 | 0.74622 | 0.73975 | 0.70528 | 0.69738 | 0.7534 | 0.70815 | 0.74119 | 0.72395 | 0.69091 | 0.73185 | 0.69451 | 0.74263 | 0.69953 | 0.6823 | 0.73401 | 0.68876 | 0.69451 | 0.7534 | 0.70384 | 0.706 | 0.70456 | 0.68661 | 0.73401 | 0.6981 | 0.72611 | 0.6823 | 0.69235 | 0.73042 | 0.71031 | 0.73975 | 0.73042 | 0.74693 | 0.75412 | 0.70672 | 0.77731 | 0.76908 | 0.78479 | 0.77731 | 0.71447 | 0.74664 | 0.76758 | 0.74065 | 0.7803 | 0.78105 | 0.71447 | 0.75187 | 0.78329 | 0.75187 | 0.76459 | 0.76684 | 0.77506 | 0.72494 | 0.76983 | 0.74813 | 0.74065 | 0.75561 | 0.75112 | 0.76758 | 0.73766 | 0.73167 | 0.78329 | 0.76908 | 0.75337 | 0.71596 | 0.75337 | 0.78105 | 0.73167 | 0.74439 | 0.74439 | 0.74215 | 0.71297 | 0.75861 | 0.71147 | 0.71297 | 0.73092 | 0.77432 | 0.73392 | 0.75711 | 0.71521 | 0.76684 | 0.78255 | 0.76758 | 0.7259 | 0.74262 | 0.7601 | 0.7297 | 0.75554 | 0.74338 | 0.73958 | 0.76694 | 0.74186 | 0.76694 | 0.74794 | 0.76998 | 0.7601 | 0.78367 | 0.75326 | 0.74338 | 0.73426 | 0.7259 | 0.7677 | 0.72362 | 0.73122 | 0.77986 | 0.74794 | 0.79811 | 0.7297 | 0.77378 | 0.78747 | 0.73426 | 0.74186 | 0.75098 | 0.76162 | 0.79279 | 0.75326 | 0.78215 | 0.74414 | 0.76998 | 0.77758 | 0.7221 | 0.76694 | 0.76238 | 0.75554 | 0.78367 | 0.75022 | 0.75706 | 0.78443 | 0.75098 | 0.74414 | 0.7487 | 0.7563 | 0.73122 | 0.72894 | 0.75022 | 0.7563 | 0.76162 | 0.77834 | 0.78823 | 0.7449 | 0.77834 | 0.76694 | 0.77986 | 0.73654 | 0.75022 | 0.73274 | 0.79811 | 0.73502 | 0.7715 | 0.75782 | 0.77226 | 0.72286 | 0.77834 | 0.75326 | 0.78367 | 0.73122 | 0.73122 | 0.7221 | 0.78062 | 0.76086 | 0.79051 | 0.7221 | 0.75858 | 0.7335 | 0.74566 | 0.79659 | 0.78899 | 0.74262 | 0.75098 | 0.75402 | 0.72894 | 0.73274 | 0.7335 | 0.78062 | 0.78975 | 0.76162 | 0.7449 | 0.73806
ON_PRS_DSS | 823 | 230 | ON | 0.000884 | 823 | 24640 | 0.21782 | 0.24112 | 0.23242 | 0.22842 | 0.22772 | 0.22748 | 0.23407 | 0.23924 | 0.24207 | 0.22724 | 0.22348 | 0.23266 | 0.24065 | 0.22795 | 0.23712 | 0.23924 | 0.22889 | 0.22677 | 0.24465 | 0.23101 | 0.23124 | 0.23148 | 0.22654 | 0.22842 | 0.23313 | 0.22724 | 0.2263 | 0.2336 | 0.24254 | 0.23336 | 0.22419 | 0.23054 | 0.22677 | 0.2376 | 0.22772 | 0.23501 | 0.22983 | 0.22419 | 0.23124 | 0.24489 | 0.23148 | 0.22913 | 0.2423 | 0.22348 | 0.23948 | 0.2343 | 0.23124 | 0.24465 | 0.22583 | 0.26551 | 0.24726 | 0.25086 | 0.2542 | 0.26345 | 0.25163 | 0.25214 | 0.24931 | 0.26628 | 0.26294 | 0.24726 | 0.24649 | 0.2506 | 0.2596 | 0.26371 | 0.26448 | 0.26885 | 0.25009 | 0.25574 | 0.25086 | 0.26242 | 0.25754 | 0.2542 | 0.24597 | 0.25317 | 0.25394 | 0.25754 | 0.25368 | 0.2452 | 0.24546 | 0.24417 | 0.2542 | 0.26551 | 0.2488 | 0.25471 | 0.24623 | 0.24803 | 0.25985 | 0.25214 | 0.26011 | 0.26833 | 0.26525 | 0.25934 | 0.26988 | 0.25523 | 0.25137 | 0.24906 | 0.24546 | 0.25485 | 0.27131 | 0.25981 | 0.25798 | 0.26556 | 0.26504 | 0.26399 | 0.26399 | 0.25406 | 0.26922 | 0.26922 | 0.26609 | 0.25066 | 0.26295 | 0.27157 | 0.26922 | 0.25668 | 0.2538 | 0.27419 | 0.25772 | 0.26975 | 0.26347 | 0.25145 | 0.26635 | 0.25276 | 0.27027 | 0.25459 | 0.24831 | 0.26713 | 0.25066 | 0.25276 | 0.27419 | 0.25615 | 0.25694 | 0.25641 | 0.24988 | 0.26713 | 0.25406 | 0.26426 | 0.24831 | 0.25197 | 0.26582 | 0.25851 | 0.26922 | 0.26582 | 0.27184 | 0.27445 | 0.2572 | 0.28289 | 0.2799 | 0.28561 | 0.28289 | 0.26002 | 0.27173 | 0.27935 | 0.26955 | 0.28398 | 0.28425 | 0.26002 | 0.27363 | 0.28507 | 0.27363 | 0.27826 | 0.27908 | 0.28207 | 0.26383 | 0.28017 | 0.27227 | 0.26955 | 0.27499 | 0.27336 | 0.27935 | 0.26846 | 0.26628 | 0.28507 | 0.2799 | 0.27418 | 0.26056 | 0.27418 | 0.28425 | 0.26628 | 0.27091 | 0.27091 | 0.27009 | 0.25948 | 0.27608 | 0.25893 | 0.25948 | 0.26601 | 0.2818 | 0.2671 | 0.27554 | 0.26029 | 0.27908 | 0.2848 | 0.27935 | 0.26418 | 0.27027 | 0.27663 | 0.26556 | 0.27497 | 0.27054 | 0.26916 | 0.27912 | 0.26999 | 0.27912 | 0.2722 | 0.28022 | 0.27663 | 0.2852 | 0.27414 | 0.27054 | 0.26722 | 0.26418 | 0.27939 | 0.26335 | 0.26612 | 0.28382 | 0.2722 | 0.29046 | 0.26556 | 0.28161 | 0.28659 | 0.26722 | 0.26999 | 0.27331 | 0.27718 | 0.28852 | 0.27414 | 0.28465 | 0.27082 | 0.28022 | 0.28299 | 0.2628 | 0.27912 | 0.27746 | 0.27497 | 0.2852 | 0.27303 | 0.27552 | 0.28548 | 0.27331 | 0.27082 | 0.27248 | 0.27525 | 0.26612 | 0.26529 | 0.27303 | 0.27525 | 0.27718 | 0.28327 | 0.28686 | 0.2711 | 0.28327 | 0.27912 | 0.28382 | 0.26805 | 0.27303 | 0.26667 | 0.29046 | 0.2675 | 0.28078 | 0.2758 | 0.28105 | 0.26307 | 0.28327 | 0.27414 | 0.2852 | 0.26612 | 0.26612 | 0.2628 | 0.2841 | 0.2769 | 0.28769 | 0.2628 | 0.27608 | 0.26695 | 0.27137 | 0.28991 | 0.28714 | 0.27027 | 0.27331 | 0.27442 | 0.26529 | 0.26667 | 0.26695 | 0.2841 | 0.28742 | 0.27718 | 0.2711 | 0.26861
ON_PRS_JCT | 824 | 230 | ON | 0.000884 | 824 | 24640 | 0.21782 | 0.24112 | 0.23242 | 0.22842 | 0.22772 | 0.22748 | 0.23407 | 0.23924 | 0.24207 | 0.22724 | 0.22348 | 0.23266 | 0.24065 | 0.22795 | 0.23712 | 0.23924 | 0.22889 | 0.22677 | 0.24465 | 0.23101 | 0.23124 | 0.23148 | 0.22654 | 0.22842 | 0.23313 | 0.22724 | 0.2263 | 0.2336 | 0.24254 | 0.23336 | 0.22419 | 0.23054 | 0.22677 | 0.2376 | 0.22772 | 0.23501 | 0.22983 | 0.22419 | 0.23124 | 0.24489 | 0.23148 | 0.22913 | 0.2423 | 0.22348 | 0.23948 | 0.2343 | 0.23124 | 0.24465 | 0.22583 | 0.26551 | 0.24726 | 0.25086 | 0.2542 | 0.26345 | 0.25163 | 0.25214 | 0.24931 | 0.26628 | 0.26294 | 0.24726 | 0.24649 | 0.2506 | 0.2596 | 0.26371 | 0.26448 | 0.26885 | 0.25009 | 0.25574 | 0.25086 | 0.26242 | 0.25754 | 0.2542 | 0.24597 | 0.25317 | 0.25394 | 0.25754 | 0.25368 | 0.2452 | 0.24546 | 0.24417 | 0.2542 | 0.26551 | 0.2488 | 0.25471 | 0.24623 | 0.24803 | 0.25985 | 0.25214 | 0.26011 | 0.26833 | 0.26525 | 0.25934 | 0.26988 | 0.25523 | 0.25137 | 0.24906 | 0.24546 | 0.25485 | 0.27131 | 0.25981 | 0.25798 | 0.26556 | 0.26504 | 0.26399 | 0.26399 | 0.25406 | 0.26922 | 0.26922 | 0.26609 | 0.25066 | 0.26295 | 0.27157 | 0.26922 | 0.25668 | 0.2538 | 0.27419 | 0.25772 | 0.26975 | 0.26347 | 0.25145 | 0.26635 | 0.25276 | 0.27027 | 0.25459 | 0.24831 | 0.26713 | 0.25066 | 0.25276 | 0.27419 | 0.25615 | 0.25694 | 0.25641 | 0.24988 | 0.26713 | 0.25406 | 0.26426 | 0.24831 | 0.25197 | 0.26582 | 0.25851 | 0.26922 | 0.26582 | 0.27184 | 0.27445 | 0.2572 | 0.28289 | 0.2799 | 0.28561 | 0.28289 | 0.26002 | 0.27173 | 0.27935 | 0.26955 | 0.28398 | 0.28425 | 0.26002 | 0.27363 | 0.28507 | 0.27363 | 0.27826 | 0.27908 | 0.28207 | 0.26383 | 0.28017 | 0.27227 | 0.26955 | 0.27499 | 0.27336 | 0.27935 | 0.26846 | 0.26628 | 0.28507 | 0.2799 | 0.27418 | 0.26056 | 0.27418 | 0.28425 | 0.26628 | 0.27091 | 0.27091 | 0.27009 | 0.25948 | 0.27608 | 0.25893 | 0.25948 | 0.26601 | 0.2818 | 0.2671 | 0.27554 | 0.26029 | 0.27908 | 0.2848 | 0.27935 | 0.26418 | 0.27027 | 0.27663 | 0.26556 | 0.27497 | 0.27054 | 0.26916 | 0.27912 | 0.26999 | 0.27912 | 0.2722 | 0.28022 | 0.27663 | 0.2852 | 0.27414 | 0.27054 | 0.26722 | 0.26418 | 0.27939 | 0.26335 | 0.26612 | 0.28382 | 0.2722 | 0.29046 | 0.26556 | 0.28161 | 0.28659 | 0.26722 | 0.26999 | 0.27331 | 0.27718 | 0.28852 | 0.27414 | 0.28465 | 0.27082 | 0.28022 | 0.28299 | 0.2628 | 0.27912 | 0.27746 | 0.27497 | 0.2852 | 0.27303 | 0.27552 | 0.28548 | 0.27331 | 0.27082 | 0.27248 | 0.27525 | 0.26612 | 0.26529 | 0.27303 | 0.27525 | 0.27718 | 0.28327 | 0.28686 | 0.2711 | 0.28327 | 0.27912 | 0.28382 | 0.26805 | 0.27303 | 0.26667 | 0.29046 | 0.2675 | 0.28078 | 0.2758 | 0.28105 | 0.26307 | 0.28327 | 0.27414 | 0.2852 | 0.26612 | 0.26612 | 0.2628 | 0.2841 | 0.2769 | 0.28769 | 0.2628 | 0.27608 | 0.26695 | 0.27137 | 0.28991 | 0.28714 | 0.27027 | 0.27331 | 0.27442 | 0.26529 | 0.26667 | 0.26695 | 0.2841 | 0.28742 | 0.27718 | 0.2711 | 0.26861
ON_RCV_DSS | 825 | 230 | ON | 0.004533 | 825 | 24640 | 1.1169 | 1.2364 | 1.1918 | 1.1713 | 1.1677 | 1.1665 | 1.2003 | 1.2268 | 1.2413 | 1.1653 | 1.146 | 1.193 | 1.234 | 1.1689 | 1.2159 | 1.2268 | 1.1737 | 1.1629 | 1.2545 | 1.1846 | 1.1858 | 1.187 | 1.1617 | 1.1713 | 1.1954 | 1.1653 | 1.1604 | 1.1978 | 1.2437 | 1.1966 | 1.1496 | 1.1822 | 1.1629 | 1.2183 | 1.1677 | 1.2051 | 1.1785 | 1.1496 | 1.1858 | 1.2557 | 1.187 | 1.1749 | 1.2425 | 1.146 | 1.228 | 1.2015 | 1.1858 | 1.2545 | 1.158 | 1.3615 | 1.2679 | 1.2863 | 1.3035 | 1.3509 | 1.2903 | 1.2929 | 1.2784 | 1.3654 | 1.3483 | 1.2679 | 1.2639 | 1.285 | 1.3312 | 1.3522 | 1.3562 | 1.3786 | 1.2824 | 1.3114 | 1.2863 | 1.3457 | 1.3206 | 1.3035 | 1.2613 | 1.2982 | 1.3022 | 1.3206 | 1.3008 | 1.2574 | 1.2587 | 1.2521 | 1.3035 | 1.3615 | 1.2758 | 1.3061 | 1.2626 | 1.2718 | 1.3325 | 1.2929 | 1.3338 | 1.376 | 1.3602 | 1.3298 | 1.3839 | 1.3088 | 1.289 | 1.2771 | 1.2587 | 1.3068 | 1.3912 | 1.3323 | 1.3229 | 1.3618 | 1.3591 | 1.3537 | 1.3537 | 1.3028 | 1.3805 | 1.3805 | 1.3644 | 1.2854 | 1.3484 | 1.3926 | 1.3805 | 1.3162 | 1.3014 | 1.406 | 1.3216 | 1.3832 | 1.351 | 1.2894 | 1.3658 | 1.2961 | 1.3859 | 1.3055 | 1.2733 | 1.3698 | 1.2854 | 1.2961 | 1.406 | 1.3135 | 1.3175 | 1.3149 | 1.2813 | 1.3698 | 1.3028 | 1.3551 | 1.2733 | 1.2921 | 1.3631 | 1.3256 | 1.3805 | 1.3631 | 1.3939 | 1.4073 | 1.3189 | 1.4506 | 1.4353 | 1.4646 | 1.4506 | 1.3333 | 1.3934 | 1.4325 | 1.3822 | 1.4562 | 1.4576 | 1.3333 | 1.4031 | 1.4618 | 1.4031 | 1.4269 | 1.4311 | 1.4464 | 1.3529 | 1.4367 | 1.3962 | 1.3822 | 1.4101 | 1.4017 | 1.4325 | 1.3766 | 1.3654 | 1.4618 | 1.4353 | 1.4059 | 1.3361 | 1.4059 | 1.4576 | 1.3654 | 1.3892 | 1.3892 | 1.385 | 1.3305 | 1.4157 | 1.3278 | 1.3305 | 1.3641 | 1.445 | 1.3696 | 1.4129 | 1.3347 | 1.4311 | 1.4604 | 1.4325 | 1.3547 | 1.3859 | 1.4185 | 1.3618 | 1.41 | 1.3873 | 1.3802 | 1.4313 | 1.3845 | 1.4313 | 1.3958 | 1.4369 | 1.4185 | 1.4625 | 1.4057 | 1.3873 | 1.3703 | 1.3547 | 1.4327 | 1.3504 | 1.3646 | 1.4554 | 1.3958 | 1.4894 | 1.3618 | 1.444 | 1.4696 | 1.3703 | 1.3845 | 1.4015 | 1.4213 | 1.4795 | 1.4057 | 1.4596 | 1.3887 | 1.4369 | 1.4511 | 1.3476 | 1.4313 | 1.4228 | 1.41 | 1.4625 | 1.4001 | 1.4128 | 1.4639 | 1.4015 | 1.3887 | 1.3972 | 1.4114 | 1.3646 | 1.3603 | 1.4001 | 1.4114 | 1.4213 | 1.4525 | 1.471 | 1.3901 | 1.4525 | 1.4313 | 1.4554 | 1.3745 | 1.4001 | 1.3674 | 1.4894 | 1.3717 | 1.4398 | 1.4142 | 1.4412 | 1.349 | 1.4525 | 1.4057 | 1.4625 | 1.3646 | 1.3646 | 1.3476 | 1.4568 | 1.4199 | 1.4752 | 1.3476 | 1.4157 | 1.3689 | 1.3916 | 1.4866 | 1.4724 | 1.3859 | 1.4015 | 1.4072 | 1.3603 | 1.3674 | 1.3689 | 1.4568 | 1.4738 | 1.4213 | 1.3901 | 1.3774
ON_RJ1_JCT | 826 | 230 | ON | 0.003203 | 826 | 24640 | 0.78922 | 0.87367 | 0.84213 | 0.82764 | 0.82508 | 0.82423 | 0.84809 | 0.86685 | 0.87708 | 0.82338 | 0.80974 | 0.84298 | 0.87196 | 0.82593 | 0.85918 | 0.86685 | 0.82934 | 0.82167 | 0.88645 | 0.83701 | 0.83787 | 0.83872 | 0.82082 | 0.82764 | 0.84469 | 0.82338 | 0.81997 | 0.84639 | 0.87878 | 0.84554 | 0.8123 | 0.83531 | 0.82167 | 0.86088 | 0.82508 | 0.8515 | 0.83275 | 0.8123 | 0.83787 | 0.8873 | 0.83872 | 0.8302 | 0.87793 | 0.80974 | 0.8677 | 0.84895 | 0.83787 | 0.88645 | 0.81826 | 0.96201 | 0.89589 | 0.90893 | 0.92103 | 0.95456 | 0.91172 | 0.91358 | 0.90334 | 0.9648 | 0.9527 | 0.89589 | 0.8931 | 0.908 | 0.94059 | 0.95549 | 0.95829 | 0.97412 | 0.90613 | 0.92662 | 0.90893 | 0.95084 | 0.93314 | 0.92103 | 0.89123 | 0.91731 | 0.9201 | 0.93314 | 0.91917 | 0.88844 | 0.88937 | 0.88471 | 0.92103 | 0.96201 | 0.90148 | 0.9229 | 0.89216 | 0.89868 | 0.94152 | 0.91358 | 0.94245 | 0.97225 | 0.96108 | 0.93966 | 0.97784 | 0.92476 | 0.91079 | 0.90241 | 0.88937 | 0.92339 | 0.98305 | 0.94138 | 0.93475 | 0.96222 | 0.96032 | 0.95653 | 0.95653 | 0.92055 | 0.97547 | 0.97547 | 0.96411 | 0.90823 | 0.95275 | 0.984 | 0.97547 | 0.93002 | 0.9196 | 0.99347 | 0.9338 | 0.97737 | 0.95464 | 0.91107 | 0.96506 | 0.91581 | 0.97926 | 0.92244 | 0.89971 | 0.9679 | 0.90823 | 0.91581 | 0.99347 | 0.92812 | 0.93096 | 0.92907 | 0.90539 | 0.9679 | 0.92055 | 0.95748 | 0.89971 | 0.91297 | 0.96316 | 0.93665 | 0.97547 | 0.96316 | 0.98495 | 0.99442 | 0.93191 | 1.025 | 1.0141 | 1.0349 | 1.025 | 0.94213 | 0.98455 | 1.0122 | 0.97666 | 1.0289 | 1.0299 | 0.94213 | 0.99146 | 1.0329 | 0.99146 | 1.0082 | 1.0112 | 1.022 | 0.95594 | 1.0151 | 0.98652 | 0.97666 | 0.99639 | 0.99047 | 1.0122 | 0.97271 | 0.96482 | 1.0329 | 1.0141 | 0.99343 | 0.9441 | 0.99343 | 1.0299 | 0.96482 | 0.98159 | 0.98159 | 0.97863 | 0.94016 | 1.0003 | 0.93818 | 0.94016 | 0.96383 | 1.0211 | 0.96778 | 0.99836 | 0.94312 | 1.0112 | 1.0319 | 1.0122 | 0.9572 | 0.97926 | 1.0023 | 0.96222 | 0.99629 | 0.98026 | 0.97525 | 1.0113 | 0.97825 | 1.0113 | 0.98627 | 1.0153 | 1.0023 | 1.0334 | 0.99329 | 0.98026 | 0.96823 | 0.9572 | 1.0123 | 0.9542 | 0.96422 | 1.0284 | 0.98627 | 1.0524 | 0.96222 | 1.0203 | 1.0384 | 0.96823 | 0.97825 | 0.99028 | 1.0043 | 1.0454 | 0.99329 | 1.0314 | 0.98126 | 1.0153 | 1.0254 | 0.95219 | 1.0113 | 1.0053 | 0.99629 | 1.0334 | 0.98928 | 0.9983 | 1.0344 | 0.99028 | 0.98126 | 0.98727 | 0.9973 | 0.96422 | 0.96121 | 0.98928 | 0.9973 | 1.0043 | 1.0264 | 1.0394 | 0.98226 | 1.0264 | 1.0113 | 1.0284 | 0.97124 | 0.98928 | 0.96623 | 1.0524 | 0.96923 | 1.0173 | 0.9993 | 1.0183 | 0.9532 | 1.0264 | 0.99329 | 1.0334 | 0.96422 | 0.96422 | 0.95219 | 1.0294 | 1.0033 | 1.0424 | 0.95219 | 1.0003 | 0.96723 | 0.98326 | 1.0504 | 1.0404 | 0.97926 | 0.99028 | 0.99429 | 0.96121 | 0.96623 | 0.96723 | 1.0294 | 1.0414 | 1.0043 | 0.98226 | 0.97324
ON_RJ2_JCT | 827 | 230 | ON | 0.003203 | 827 | 24640 | 0.78922 | 0.87367 | 0.84213 | 0.82764 | 0.82508 | 0.82423 | 0.84809 | 0.86685 | 0.87708 | 0.82338 | 0.80974 | 0.84298 | 0.87196 | 0.82593 | 0.85918 | 0.86685 | 0.82934 | 0.82167 | 0.88645 | 0.83701 | 0.83787 | 0.83872 | 0.82082 | 0.82764 | 0.84469 | 0.82338 | 0.81997 | 0.84639 | 0.87878 | 0.84554 | 0.8123 | 0.83531 | 0.82167 | 0.86088 | 0.82508 | 0.8515 | 0.83275 | 0.8123 | 0.83787 | 0.8873 | 0.83872 | 0.8302 | 0.87793 | 0.80974 | 0.8677 | 0.84895 | 0.83787 | 0.88645 | 0.81826 | 0.96201 | 0.89589 | 0.90893 | 0.92103 | 0.95456 | 0.91172 | 0.91358 | 0.90334 | 0.9648 | 0.9527 | 0.89589 | 0.8931 | 0.908 | 0.94059 | 0.95549 | 0.95829 | 0.97412 | 0.90613 | 0.92662 | 0.90893 | 0.95084 | 0.93314 | 0.92103 | 0.89123 | 0.91731 | 0.9201 | 0.93314 | 0.91917 | 0.88844 | 0.88937 | 0.88471 | 0.92103 | 0.96201 | 0.90148 | 0.9229 | 0.89216 | 0.89868 | 0.94152 | 0.91358 | 0.94245 | 0.97225 | 0.96108 | 0.93966 | 0.97784 | 0.92476 | 0.91079 | 0.90241 | 0.88937 | 0.92339 | 0.98305 | 0.94138 | 0.93475 | 0.96222 | 0.96032 | 0.95653 | 0.95653 | 0.92055 | 0.97547 | 0.97547 | 0.96411 | 0.90823 | 0.95275 | 0.984 | 0.97547 | 0.93002 | 0.9196 | 0.99347 | 0.9338 | 0.97737 | 0.95464 | 0.91107 | 0.96506 | 0.91581 | 0.97926 | 0.92244 | 0.89971 | 0.9679 | 0.90823 | 0.91581 | 0.99347 | 0.92812 | 0.93096 | 0.92907 | 0.90539 | 0.9679 | 0.92055 | 0.95748 | 0.89971 | 0.91297 | 0.96316 | 0.93665 | 0.97547 | 0.96316 | 0.98495 | 0.99442 | 0.93191 | 1.025 | 1.0141 | 1.0349 | 1.025 | 0.94213 | 0.98455 | 1.0122 | 0.97666 | 1.0289 | 1.0299 | 0.94213 | 0.99146 | 1.0329 | 0.99146 | 1.0082 | 1.0112 | 1.022 | 0.95594 | 1.0151 | 0.98652 | 0.97666 | 0.99639 | 0.99047 | 1.0122 | 0.97271 | 0.96482 | 1.0329 | 1.0141 | 0.99343 | 0.9441 | 0.99343 | 1.0299 | 0.96482 | 0.98159 | 0.98159 | 0.97863 | 0.94016 | 1.0003 | 0.93818 | 0.94016 | 0.96383 | 1.0211 | 0.96778 | 0.99836 | 0.94312 | 1.0112 | 1.0319 | 1.0122 | 0.9572 | 0.97926 | 1.0023 | 0.96222 | 0.99629 | 0.98026 | 0.97525 | 1.0113 | 0.97825 | 1.0113 | 0.98627 | 1.0153 | 1.0023 | 1.0334 | 0.99329 | 0.98026 | 0.96823 | 0.9572 | 1.0123 | 0.9542 | 0.96422 | 1.0284 | 0.98627 | 1.0524 | 0.96222 | 1.0203 | 1.0384 | 0.96823 | 0.97825 | 0.99028 | 1.0043 | 1.0454 | 0.99329 | 1.0314 | 0.98126 | 1.0153 | 1.0254 | 0.95219 | 1.0113 | 1.0053 | 0.99629 | 1.0334 | 0.98928 | 0.9983 | 1.0344 | 0.99028 | 0.98126 | 0.98727 | 0.9973 | 0.96422 | 0.96121 | 0.98928 | 0.9973 | 1.0043 | 1.0264 | 1.0394 | 0.98226 | 1.0264 | 1.0113 | 1.0284 | 0.97124 | 0.98928 | 0.96623 | 1.0524 | 0.96923 | 1.0173 | 0.9993 | 1.0183 | 0.9532 | 1.0264 | 0.99329 | 1.0334 | 0.96422 | 0.96422 | 0.95219 | 1.0294 | 1.0033 | 1.0424 | 0.95219 | 1.0003 | 0.96723 | 0.98326 | 1.0504 | 1.0404 | 0.97926 | 0.99028 | 0.99429 | 0.96121 | 0.96623 | 0.96723 | 1.0294 | 1.0414 | 1.0043 | 0.98226 | 0.97324
ON_RM1_DSS | 828 | 230 | ON | 0.003203 | 828 | 24640 | 0.78922 | 0.87367 | 0.84213 | 0.82764 | 0.82508 | 0.82423 | 0.84809 | 0.86685 | 0.87708 | 0.82338 | 0.80974 | 0.84298 | 0.87196 | 0.82593 | 0.85918 | 0.86685 | 0.82934 | 0.82167 | 0.88645 | 0.83701 | 0.83787 | 0.83872 | 0.82082 | 0.82764 | 0.84469 | 0.82338 | 0.81997 | 0.84639 | 0.87878 | 0.84554 | 0.8123 | 0.83531 | 0.82167 | 0.86088 | 0.82508 | 0.8515 | 0.83275 | 0.8123 | 0.83787 | 0.8873 | 0.83872 | 0.8302 | 0.87793 | 0.80974 | 0.8677 | 0.84895 | 0.83787 | 0.88645 | 0.81826 | 0.96201 | 0.89589 | 0.90893 | 0.92103 | 0.95456 | 0.91172 | 0.91358 | 0.90334 | 0.9648 | 0.9527 | 0.89589 | 0.8931 | 0.908 | 0.94059 | 0.95549 | 0.95829 | 0.97412 | 0.90613 | 0.92662 | 0.90893 | 0.95084 | 0.93314 | 0.92103 | 0.89123 | 0.91731 | 0.9201 | 0.93314 | 0.91917 | 0.88844 | 0.88937 | 0.88471 | 0.92103 | 0.96201 | 0.90148 | 0.9229 | 0.89216 | 0.89868 | 0.94152 | 0.91358 | 0.94245 | 0.97225 | 0.96108 | 0.93966 | 0.97784 | 0.92476 | 0.91079 | 0.90241 | 0.88937 | 0.92339 | 0.98305 | 0.94138 | 0.93475 | 0.96222 | 0.96032 | 0.95653 | 0.95653 | 0.92055 | 0.97547 | 0.97547 | 0.96411 | 0.90823 | 0.95275 | 0.984 | 0.97547 | 0.93002 | 0.9196 | 0.99347 | 0.9338 | 0.97737 | 0.95464 | 0.91107 | 0.96506 | 0.91581 | 0.97926 | 0.92244 | 0.89971 | 0.9679 | 0.90823 | 0.91581 | 0.99347 | 0.92812 | 0.93096 | 0.92907 | 0.90539 | 0.9679 | 0.92055 | 0.95748 | 0.89971 | 0.91297 | 0.96316 | 0.93665 | 0.97547 | 0.96316 | 0.98495 | 0.99442 | 0.93191 | 1.025 | 1.0141 | 1.0349 | 1.025 | 0.94213 | 0.98455 | 1.0122 | 0.97666 | 1.0289 | 1.0299 | 0.94213 | 0.99146 | 1.0329 | 0.99146 | 1.0082 | 1.0112 | 1.022 | 0.95594 | 1.0151 | 0.98652 | 0.97666 | 0.99639 | 0.99047 | 1.0122 | 0.97271 | 0.96482 | 1.0329 | 1.0141 | 0.99343 | 0.9441 | 0.99343 | 1.0299 | 0.96482 | 0.98159 | 0.98159 | 0.97863 | 0.94016 | 1.0003 | 0.93818 | 0.94016 | 0.96383 | 1.0211 | 0.96778 | 0.99836 | 0.94312 | 1.0112 | 1.0319 | 1.0122 | 0.9572 | 0.97926 | 1.0023 | 0.96222 | 0.99629 | 0.98026 | 0.97525 | 1.0113 | 0.97825 | 1.0113 | 0.98627 | 1.0153 | 1.0023 | 1.0334 | 0.99329 | 0.98026 | 0.96823 | 0.9572 | 1.0123 | 0.9542 | 0.96422 | 1.0284 | 0.98627 | 1.0524 | 0.96222 | 1.0203 | 1.0384 | 0.96823 | 0.97825 | 0.99028 | 1.0043 | 1.0454 | 0.99329 | 1.0314 | 0.98126 | 1.0153 | 1.0254 | 0.95219 | 1.0113 | 1.0053 | 0.99629 | 1.0334 | 0.98928 | 0.9983 | 1.0344 | 0.99028 | 0.98126 | 0.98727 | 0.9973 | 0.96422 | 0.96121 | 0.98928 | 0.9973 | 1.0043 | 1.0264 | 1.0394 | 0.98226 | 1.0264 | 1.0113 | 1.0284 | 0.97124 | 0.98928 | 0.96623 | 1.0524 | 0.96923 | 1.0173 | 0.9993 | 1.0183 | 0.9532 | 1.0264 | 0.99329 | 1.0334 | 0.96422 | 0.96422 | 0.95219 | 1.0294 | 1.0033 | 1.0424 | 0.95219 | 1.0003 | 0.96723 | 0.98326 | 1.0504 | 1.0404 | 0.97926 | 0.99028 | 0.99429 | 0.96121 | 0.96623 | 0.96723 | 1.0294 | 1.0414 | 1.0043 | 0.98226 | 0.97324
ON_RM2_DSS | 829 | 230 | ON | 0.003203 | 829 | 24640 | 0.78922 | 0.87367 | 0.84213 | 0.82764 | 0.82508 | 0.82423 | 0.84809 | 0.86685 | 0.87708 | 0.82338 | 0.80974 | 0.84298 | 0.87196 | 0.82593 | 0.85918 | 0.86685 | 0.82934 | 0.82167 | 0.88645 | 0.83701 | 0.83787 | 0.83872 | 0.82082 | 0.82764 | 0.84469 | 0.82338 | 0.81997 | 0.84639 | 0.87878 | 0.84554 | 0.8123 | 0.83531 | 0.82167 | 0.86088 | 0.82508 | 0.8515 | 0.83275 | 0.8123 | 0.83787 | 0.8873 | 0.83872 | 0.8302 | 0.87793 | 0.80974 | 0.8677 | 0.84895 | 0.83787 | 0.88645 | 0.81826 | 0.96201 | 0.89589 | 0.90893 | 0.92103 | 0.95456 | 0.91172 | 0.91358 | 0.90334 | 0.9648 | 0.9527 | 0.89589 | 0.8931 | 0.908 | 0.94059 | 0.95549 | 0.95829 | 0.97412 | 0.90613 | 0.92662 | 0.90893 | 0.95084 | 0.93314 | 0.92103 | 0.89123 | 0.91731 | 0.9201 | 0.93314 | 0.91917 | 0.88844 | 0.88937 | 0.88471 | 0.92103 | 0.96201 | 0.90148 | 0.9229 | 0.89216 | 0.89868 | 0.94152 | 0.91358 | 0.94245 | 0.97225 | 0.96108 | 0.93966 | 0.97784 | 0.92476 | 0.91079 | 0.90241 | 0.88937 | 0.92339 | 0.98305 | 0.94138 | 0.93475 | 0.96222 | 0.96032 | 0.95653 | 0.95653 | 0.92055 | 0.97547 | 0.97547 | 0.96411 | 0.90823 | 0.95275 | 0.984 | 0.97547 | 0.93002 | 0.9196 | 0.99347 | 0.9338 | 0.97737 | 0.95464 | 0.91107 | 0.96506 | 0.91581 | 0.97926 | 0.92244 | 0.89971 | 0.9679 | 0.90823 | 0.91581 | 0.99347 | 0.92812 | 0.93096 | 0.92907 | 0.90539 | 0.9679 | 0.92055 | 0.95748 | 0.89971 | 0.91297 | 0.96316 | 0.93665 | 0.97547 | 0.96316 | 0.98495 | 0.99442 | 0.93191 | 1.025 | 1.0141 | 1.0349 | 1.025 | 0.94213 | 0.98455 | 1.0122 | 0.97666 | 1.0289 | 1.0299 | 0.94213 | 0.99146 | 1.0329 | 0.99146 | 1.0082 | 1.0112 | 1.022 | 0.95594 | 1.0151 | 0.98652 | 0.97666 | 0.99639 | 0.99047 | 1.0122 | 0.97271 | 0.96482 | 1.0329 | 1.0141 | 0.99343 | 0.9441 | 0.99343 | 1.0299 | 0.96482 | 0.98159 | 0.98159 | 0.97863 | 0.94016 | 1.0003 | 0.93818 | 0.94016 | 0.96383 | 1.0211 | 0.96778 | 0.99836 | 0.94312 | 1.0112 | 1.0319 | 1.0122 | 0.9572 | 0.97926 | 1.0023 | 0.96222 | 0.99629 | 0.98026 | 0.97525 | 1.0113 | 0.97825 | 1.0113 | 0.98627 | 1.0153 | 1.0023 | 1.0334 | 0.99329 | 0.98026 | 0.96823 | 0.9572 | 1.0123 | 0.9542 | 0.96422 | 1.0284 | 0.98627 | 1.0524 | 0.96222 | 1.0203 | 1.0384 | 0.96823 | 0.97825 | 0.99028 | 1.0043 | 1.0454 | 0.99329 | 1.0314 | 0.98126 | 1.0153 | 1.0254 | 0.95219 | 1.0113 | 1.0053 | 0.99629 | 1.0334 | 0.98928 | 0.9983 | 1.0344 | 0.99028 | 0.98126 | 0.98727 | 0.9973 | 0.96422 | 0.96121 | 0.98928 | 0.9973 | 1.0043 | 1.0264 | 1.0394 | 0.98226 | 1.0264 | 1.0113 | 1.0284 | 0.97124 | 0.98928 | 0.96623 | 1.0524 | 0.96923 | 1.0173 | 0.9993 | 1.0183 | 0.9532 | 1.0264 | 0.99329 | 1.0334 | 0.96422 | 0.96422 | 0.95219 | 1.0294 | 1.0033 | 1.0424 | 0.95219 | 1.0003 | 0.96723 | 0.98326 | 1.0504 | 1.0404 | 0.97926 | 0.99028 | 0.99429 | 0.96121 | 0.96623 | 0.96723 | 1.0294 | 1.0414 | 1.0043 | 0.98226 | 0.97324
ON_RMN_JCT | 830 | 230 | ON | 0.00213 | 830 | 24640 | 0.52483 | 0.58099 | 0.56002 | 0.55038 | 0.54868 | 0.54811 | 0.56398 | 0.57645 | 0.58326 | 0.54755 | 0.53848 | 0.56058 | 0.57986 | 0.54925 | 0.57135 | 0.57645 | 0.55151 | 0.54641 | 0.58949 | 0.55662 | 0.55718 | 0.55775 | 0.54585 | 0.55038 | 0.56172 | 0.54755 | 0.54528 | 0.56285 | 0.58439 | 0.56228 | 0.54018 | 0.55548 | 0.54641 | 0.57249 | 0.54868 | 0.56625 | 0.55378 | 0.54018 | 0.55718 | 0.59006 | 0.55775 | 0.55208 | 0.58382 | 0.53848 | 0.57702 | 0.56455 | 0.55718 | 0.58949 | 0.54415 | 0.63974 | 0.59577 | 0.60444 | 0.61249 | 0.63478 | 0.6063 | 0.60754 | 0.60072 | 0.6416 | 0.63355 | 0.59577 | 0.59391 | 0.60382 | 0.62549 | 0.6354 | 0.63726 | 0.64779 | 0.60258 | 0.61621 | 0.60444 | 0.63231 | 0.62054 | 0.61249 | 0.59267 | 0.61001 | 0.61187 | 0.62054 | 0.61125 | 0.59081 | 0.59143 | 0.58834 | 0.61249 | 0.63974 | 0.59948 | 0.61373 | 0.59329 | 0.59763 | 0.62611 | 0.60754 | 0.62673 | 0.64655 | 0.63912 | 0.62488 | 0.65027 | 0.61497 | 0.60568 | 0.6001 | 0.59143 | 0.61405 | 0.65373 | 0.62602 | 0.62161 | 0.63988 | 0.63862 | 0.6361 | 0.6361 | 0.61216 | 0.64869 | 0.64869 | 0.64113 | 0.60398 | 0.63358 | 0.65436 | 0.64869 | 0.61846 | 0.61153 | 0.66066 | 0.62098 | 0.64995 | 0.63484 | 0.60587 | 0.64176 | 0.60902 | 0.65121 | 0.61342 | 0.59831 | 0.64365 | 0.60398 | 0.60902 | 0.66066 | 0.6172 | 0.61909 | 0.61783 | 0.60209 | 0.64365 | 0.61216 | 0.63673 | 0.59831 | 0.60713 | 0.6405 | 0.62287 | 0.64869 | 0.6405 | 0.65499 | 0.66129 | 0.61972 | 0.68163 | 0.67441 | 0.68819 | 0.68163 | 0.62652 | 0.65473 | 0.6731 | 0.64948 | 0.68425 | 0.68491 | 0.62652 | 0.65932 | 0.68687 | 0.65932 | 0.67047 | 0.67244 | 0.67966 | 0.6357 | 0.67507 | 0.65604 | 0.64948 | 0.6626 | 0.65866 | 0.6731 | 0.64686 | 0.64161 | 0.68687 | 0.67441 | 0.66063 | 0.62783 | 0.66063 | 0.68491 | 0.64161 | 0.65276 | 0.65276 | 0.65079 | 0.62521 | 0.66522 | 0.62389 | 0.62521 | 0.64095 | 0.679 | 0.64358 | 0.66391 | 0.62717 | 0.67244 | 0.68622 | 0.6731 | 0.63654 | 0.65121 | 0.66654 | 0.63988 | 0.66254 | 0.65187 | 0.64854 | 0.67254 | 0.65054 | 0.67254 | 0.65587 | 0.6752 | 0.66654 | 0.6872 | 0.66054 | 0.65187 | 0.64387 | 0.63654 | 0.6732 | 0.63454 | 0.64121 | 0.68387 | 0.65587 | 0.69986 | 0.63988 | 0.67853 | 0.69053 | 0.64387 | 0.65054 | 0.65854 | 0.66787 | 0.6952 | 0.66054 | 0.68587 | 0.65254 | 0.6752 | 0.68187 | 0.63321 | 0.67254 | 0.66854 | 0.66254 | 0.6872 | 0.65787 | 0.66387 | 0.68787 | 0.65854 | 0.65254 | 0.65654 | 0.6632 | 0.64121 | 0.63921 | 0.65787 | 0.6632 | 0.66787 | 0.68253 | 0.6912 | 0.65321 | 0.68253 | 0.67254 | 0.68387 | 0.64587 | 0.65787 | 0.64254 | 0.69986 | 0.64454 | 0.67653 | 0.66454 | 0.6772 | 0.63388 | 0.68253 | 0.66054 | 0.6872 | 0.64121 | 0.64121 | 0.63321 | 0.68453 | 0.6672 | 0.6932 | 0.63321 | 0.6652 | 0.64321 | 0.65387 | 0.69853 | 0.69187 | 0.65121 | 0.65854 | 0.6612 | 0.63921 | 0.64254 | 0.64321 | 0.68453 | 0.69253 | 0.66787 | 0.65321 | 0.64721
ON_RRG_ISS | 831 | 230 | ON | 0.000621 | 831 | 24640 | 0.15301 | 0.16939 | 0.16327 | 0.16046 | 0.15997 | 0.1598 | 0.16443 | 0.16806 | 0.17005 | 0.15964 | 0.15699 | 0.16344 | 0.16906 | 0.16013 | 0.16658 | 0.16806 | 0.16079 | 0.15931 | 0.17187 | 0.16228 | 0.16245 | 0.16261 | 0.15914 | 0.16046 | 0.16377 | 0.15964 | 0.15898 | 0.1641 | 0.17038 | 0.16393 | 0.15749 | 0.16195 | 0.15931 | 0.16691 | 0.15997 | 0.16509 | 0.16145 | 0.15749 | 0.16245 | 0.17203 | 0.16261 | 0.16096 | 0.17021 | 0.15699 | 0.16823 | 0.16459 | 0.16245 | 0.17187 | 0.15865 | 0.18652 | 0.1737 | 0.17622 | 0.17857 | 0.18507 | 0.17677 | 0.17713 | 0.17514 | 0.18706 | 0.18471 | 0.1737 | 0.17315 | 0.17604 | 0.18236 | 0.18525 | 0.18579 | 0.18886 | 0.17568 | 0.17965 | 0.17622 | 0.18435 | 0.18092 | 0.17857 | 0.17279 | 0.17785 | 0.17839 | 0.18092 | 0.17821 | 0.17225 | 0.17243 | 0.17153 | 0.17857 | 0.18652 | 0.17478 | 0.17893 | 0.17297 | 0.17424 | 0.18254 | 0.17713 | 0.18272 | 0.1885 | 0.18633 | 0.18218 | 0.18958 | 0.17929 | 0.17658 | 0.17496 | 0.17243 | 0.17903 | 0.19059 | 0.18252 | 0.18123 | 0.18656 | 0.18619 | 0.18545 | 0.18545 | 0.17848 | 0.18913 | 0.18913 | 0.18692 | 0.17609 | 0.18472 | 0.19078 | 0.18913 | 0.18031 | 0.17829 | 0.19261 | 0.18105 | 0.18949 | 0.18509 | 0.17664 | 0.18711 | 0.17756 | 0.18986 | 0.17884 | 0.17444 | 0.18766 | 0.17609 | 0.17756 | 0.19261 | 0.17994 | 0.1805 | 0.18013 | 0.17554 | 0.18766 | 0.17848 | 0.18564 | 0.17444 | 0.17701 | 0.18674 | 0.1816 | 0.18913 | 0.18674 | 0.19096 | 0.1928 | 0.18068 | 0.19873 | 0.19662 | 0.20064 | 0.19873 | 0.18266 | 0.19089 | 0.19624 | 0.18936 | 0.19949 | 0.19968 | 0.18266 | 0.19222 | 0.20026 | 0.19222 | 0.19548 | 0.19605 | 0.19815 | 0.18534 | 0.19681 | 0.19127 | 0.18936 | 0.19318 | 0.19203 | 0.19624 | 0.18859 | 0.18706 | 0.20026 | 0.19662 | 0.19261 | 0.18304 | 0.19261 | 0.19968 | 0.18706 | 0.19031 | 0.19031 | 0.18974 | 0.18228 | 0.19395 | 0.1819 | 0.18228 | 0.18687 | 0.19796 | 0.18763 | 0.19356 | 0.18285 | 0.19605 | 0.20007 | 0.19624 | 0.18558 | 0.18986 | 0.19433 | 0.18656 | 0.19316 | 0.19005 | 0.18908 | 0.19608 | 0.18966 | 0.19608 | 0.19122 | 0.19685 | 0.19433 | 0.20035 | 0.19258 | 0.19005 | 0.18772 | 0.18558 | 0.19627 | 0.185 | 0.18694 | 0.19938 | 0.19122 | 0.20404 | 0.18656 | 0.19783 | 0.20132 | 0.18772 | 0.18966 | 0.192 | 0.19472 | 0.20268 | 0.19258 | 0.19996 | 0.19025 | 0.19685 | 0.1988 | 0.18461 | 0.19608 | 0.19491 | 0.19316 | 0.20035 | 0.1918 | 0.19355 | 0.20055 | 0.192 | 0.19025 | 0.19141 | 0.19336 | 0.18694 | 0.18636 | 0.1918 | 0.19336 | 0.19472 | 0.19899 | 0.20152 | 0.19044 | 0.19899 | 0.19608 | 0.19938 | 0.1883 | 0.1918 | 0.18733 | 0.20404 | 0.18792 | 0.19724 | 0.19375 | 0.19744 | 0.18481 | 0.19899 | 0.19258 | 0.20035 | 0.18694 | 0.18694 | 0.18461 | 0.19958 | 0.19452 | 0.2021 | 0.18461 | 0.19394 | 0.18753 | 0.19064 | 0.20366 | 0.20171 | 0.18986 | 0.192 | 0.19277 | 0.18636 | 0.18733 | 0.18753 | 0.19958 | 0.20191 | 0.19472 | 0.19044 | 0.18869
ON_RRG_JCT | 832 | 230 | ON | 0.000621 | 832 | 24640 | 0.15301 | 0.16939 | 0.16327 | 0.16046 | 0.15997 | 0.1598 | 0.16443 | 0.16806 | 0.17005 | 0.15964 | 0.15699 | 0.16344 | 0.16906 | 0.16013 | 0.16658 | 0.16806 | 0.16079 | 0.15931 | 0.17187 | 0.16228 | 0.16245 | 0.16261 | 0.15914 | 0.16046 | 0.16377 | 0.15964 | 0.15898 | 0.1641 | 0.17038 | 0.16393 | 0.15749 | 0.16195 | 0.15931 | 0.16691 | 0.15997 | 0.16509 | 0.16145 | 0.15749 | 0.16245 | 0.17203 | 0.16261 | 0.16096 | 0.17021 | 0.15699 | 0.16823 | 0.16459 | 0.16245 | 0.17187 | 0.15865 | 0.18652 | 0.1737 | 0.17622 | 0.17857 | 0.18507 | 0.17677 | 0.17713 | 0.17514 | 0.18706 | 0.18471 | 0.1737 | 0.17315 | 0.17604 | 0.18236 | 0.18525 | 0.18579 | 0.18886 | 0.17568 | 0.17965 | 0.17622 | 0.18435 | 0.18092 | 0.17857 | 0.17279 | 0.17785 | 0.17839 | 0.18092 | 0.17821 | 0.17225 | 0.17243 | 0.17153 | 0.17857 | 0.18652 | 0.17478 | 0.17893 | 0.17297 | 0.17424 | 0.18254 | 0.17713 | 0.18272 | 0.1885 | 0.18633 | 0.18218 | 0.18958 | 0.17929 | 0.17658 | 0.17496 | 0.17243 | 0.17903 | 0.19059 | 0.18252 | 0.18123 | 0.18656 | 0.18619 | 0.18545 | 0.18545 | 0.17848 | 0.18913 | 0.18913 | 0.18692 | 0.17609 | 0.18472 | 0.19078 | 0.18913 | 0.18031 | 0.17829 | 0.19261 | 0.18105 | 0.18949 | 0.18509 | 0.17664 | 0.18711 | 0.17756 | 0.18986 | 0.17884 | 0.17444 | 0.18766 | 0.17609 | 0.17756 | 0.19261 | 0.17994 | 0.1805 | 0.18013 | 0.17554 | 0.18766 | 0.17848 | 0.18564 | 0.17444 | 0.17701 | 0.18674 | 0.1816 | 0.18913 | 0.18674 | 0.19096 | 0.1928 | 0.18068 | 0.19873 | 0.19662 | 0.20064 | 0.19873 | 0.18266 | 0.19089 | 0.19624 | 0.18936 | 0.19949 | 0.19968 | 0.18266 | 0.19222 | 0.20026 | 0.19222 | 0.19548 | 0.19605 | 0.19815 | 0.18534 | 0.19681 | 0.19127 | 0.18936 | 0.19318 | 0.19203 | 0.19624 | 0.18859 | 0.18706 | 0.20026 | 0.19662 | 0.19261 | 0.18304 | 0.19261 | 0.19968 | 0.18706 | 0.19031 | 0.19031 | 0.18974 | 0.18228 | 0.19395 | 0.1819 | 0.18228 | 0.18687 | 0.19796 | 0.18763 | 0.19356 | 0.18285 | 0.19605 | 0.20007 | 0.19624 | 0.18558 | 0.18986 | 0.19433 | 0.18656 | 0.19316 | 0.19005 | 0.18908 | 0.19608 | 0.18966 | 0.19608 | 0.19122 | 0.19685 | 0.19433 | 0.20035 | 0.19258 | 0.19005 | 0.18772 | 0.18558 | 0.19627 | 0.185 | 0.18694 | 0.19938 | 0.19122 | 0.20404 | 0.18656 | 0.19783 | 0.20132 | 0.18772 | 0.18966 | 0.192 | 0.19472 | 0.20268 | 0.19258 | 0.19996 | 0.19025 | 0.19685 | 0.1988 | 0.18461 | 0.19608 | 0.19491 | 0.19316 | 0.20035 | 0.1918 | 0.19355 | 0.20055 | 0.192 | 0.19025 | 0.19141 | 0.19336 | 0.18694 | 0.18636 | 0.1918 | 0.19336 | 0.19472 | 0.19899 | 0.20152 | 0.19044 | 0.19899 | 0.19608 | 0.19938 | 0.1883 | 0.1918 | 0.18733 | 0.20404 | 0.18792 | 0.19724 | 0.19375 | 0.19744 | 0.18481 | 0.19899 | 0.19258 | 0.20035 | 0.18694 | 0.18694 | 0.18461 | 0.19958 | 0.19452 | 0.2021 | 0.18461 | 0.19394 | 0.18753 | 0.19064 | 0.20366 | 0.20171 | 0.18986 | 0.192 | 0.19277 | 0.18636 | 0.18733 | 0.18753 | 0.19958 | 0.20191 | 0.19472 | 0.19044 | 0.18869
ON_RSR_JCT | 833 | 230 | ON | 0.001263 | 833 | 24640 | 0.3112 | 0.3445 | 0.33207 | 0.32635 | 0.32534 | 0.32501 | 0.33442 | 0.34181 | 0.34585 | 0.32467 | 0.31929 | 0.3324 | 0.34383 | 0.32568 | 0.33879 | 0.34181 | 0.32702 | 0.324 | 0.34954 | 0.33005 | 0.33039 | 0.33072 | 0.32366 | 0.32635 | 0.33307 | 0.32467 | 0.32333 | 0.33375 | 0.34652 | 0.33341 | 0.3203 | 0.32938 | 0.324 | 0.33946 | 0.32534 | 0.33576 | 0.32837 | 0.3203 | 0.33039 | 0.34988 | 0.33072 | 0.32736 | 0.34618 | 0.31929 | 0.34215 | 0.33476 | 0.33039 | 0.34954 | 0.32266 | 0.37934 | 0.35327 | 0.35841 | 0.36318 | 0.3764 | 0.35951 | 0.36024 | 0.3562 | 0.38044 | 0.37567 | 0.35327 | 0.35216 | 0.35804 | 0.37089 | 0.37677 | 0.37787 | 0.38411 | 0.3573 | 0.36538 | 0.35841 | 0.37493 | 0.36795 | 0.36318 | 0.35143 | 0.36171 | 0.36281 | 0.36795 | 0.36245 | 0.35033 | 0.35069 | 0.34886 | 0.36318 | 0.37934 | 0.35547 | 0.36391 | 0.3518 | 0.35437 | 0.37126 | 0.36024 | 0.37163 | 0.38338 | 0.37897 | 0.37052 | 0.38558 | 0.36465 | 0.35914 | 0.35584 | 0.35069 | 0.36411 | 0.38763 | 0.3712 | 0.36859 | 0.37942 | 0.37867 | 0.37718 | 0.37718 | 0.36299 | 0.38465 | 0.38465 | 0.38017 | 0.35813 | 0.37568 | 0.38801 | 0.38465 | 0.36672 | 0.36261 | 0.39174 | 0.36822 | 0.38539 | 0.37643 | 0.35925 | 0.38054 | 0.36112 | 0.38614 | 0.36373 | 0.35477 | 0.38166 | 0.35813 | 0.36112 | 0.39174 | 0.36597 | 0.3671 | 0.36635 | 0.35701 | 0.38166 | 0.36299 | 0.37755 | 0.35477 | 0.36 | 0.37979 | 0.36934 | 0.38465 | 0.37979 | 0.38838 | 0.39212 | 0.36747 | 0.40418 | 0.3999 | 0.40807 | 0.40418 | 0.3715 | 0.38823 | 0.39912 | 0.38511 | 0.40573 | 0.40612 | 0.3715 | 0.39095 | 0.40729 | 0.39095 | 0.39756 | 0.39873 | 0.40301 | 0.37694 | 0.40029 | 0.389 | 0.38511 | 0.39289 | 0.39056 | 0.39912 | 0.38356 | 0.38045 | 0.40729 | 0.3999 | 0.39173 | 0.37228 | 0.39173 | 0.40612 | 0.38045 | 0.38706 | 0.38706 | 0.38589 | 0.37072 | 0.39445 | 0.36994 | 0.37072 | 0.38006 | 0.40262 | 0.38161 | 0.39367 | 0.37189 | 0.39873 | 0.4069 | 0.39912 | 0.37744 | 0.38614 | 0.39523 | 0.37942 | 0.39286 | 0.38653 | 0.38456 | 0.39879 | 0.38574 | 0.39879 | 0.3889 | 0.40037 | 0.39523 | 0.40748 | 0.39167 | 0.38653 | 0.38179 | 0.37744 | 0.39918 | 0.37626 | 0.38021 | 0.4055 | 0.3889 | 0.41499 | 0.37942 | 0.40234 | 0.40946 | 0.38179 | 0.38574 | 0.39049 | 0.39602 | 0.41222 | 0.39167 | 0.40669 | 0.38693 | 0.40037 | 0.40432 | 0.37547 | 0.39879 | 0.39641 | 0.39286 | 0.40748 | 0.39009 | 0.39365 | 0.40788 | 0.39049 | 0.38693 | 0.3893 | 0.39325 | 0.38021 | 0.37902 | 0.39009 | 0.39325 | 0.39602 | 0.40471 | 0.40985 | 0.38732 | 0.40471 | 0.39879 | 0.4055 | 0.38298 | 0.39009 | 0.381 | 0.41499 | 0.38219 | 0.40116 | 0.39404 | 0.40155 | 0.37586 | 0.40471 | 0.39167 | 0.40748 | 0.38021 | 0.38021 | 0.37547 | 0.4059 | 0.39562 | 0.41104 | 0.37547 | 0.39444 | 0.3814 | 0.38772 | 0.4142 | 0.41025 | 0.38614 | 0.39049 | 0.39207 | 0.37902 | 0.381 | 0.3814 | 0.4059 | 0.41064 | 0.39602 | 0.38732 | 0.38377
ON_RXD_DSS | 834 | 230 | ON | 0.004533 | 834 | 24640 | 1.1169 | 1.2364 | 1.1918 | 1.1713 | 1.1677 | 1.1665 | 1.2003 | 1.2268 | 1.2413 | 1.1653 | 1.146 | 1.193 | 1.234 | 1.1689 | 1.2159 | 1.2268 | 1.1737 | 1.1629 | 1.2545 | 1.1846 | 1.1858 | 1.187 | 1.1617 | 1.1713 | 1.1954 | 1.1653 | 1.1604 | 1.1978 | 1.2437 | 1.1966 | 1.1496 | 1.1822 | 1.1629 | 1.2183 | 1.1677 | 1.2051 | 1.1785 | 1.1496 | 1.1858 | 1.2557 | 1.187 | 1.1749 | 1.2425 | 1.146 | 1.228 | 1.2015 | 1.1858 | 1.2545 | 1.158 | 1.3615 | 1.2679 | 1.2863 | 1.3035 | 1.3509 | 1.2903 | 1.2929 | 1.2784 | 1.3654 | 1.3483 | 1.2679 | 1.2639 | 1.285 | 1.3312 | 1.3522 | 1.3562 | 1.3786 | 1.2824 | 1.3114 | 1.2863 | 1.3457 | 1.3206 | 1.3035 | 1.2613 | 1.2982 | 1.3022 | 1.3206 | 1.3008 | 1.2574 | 1.2587 | 1.2521 | 1.3035 | 1.3615 | 1.2758 | 1.3061 | 1.2626 | 1.2718 | 1.3325 | 1.2929 | 1.3338 | 1.376 | 1.3602 | 1.3298 | 1.3839 | 1.3088 | 1.289 | 1.2771 | 1.2587 | 1.3068 | 1.3912 | 1.3323 | 1.3229 | 1.3618 | 1.3591 | 1.3537 | 1.3537 | 1.3028 | 1.3805 | 1.3805 | 1.3644 | 1.2854 | 1.3484 | 1.3926 | 1.3805 | 1.3162 | 1.3014 | 1.406 | 1.3216 | 1.3832 | 1.351 | 1.2894 | 1.3658 | 1.2961 | 1.3859 | 1.3055 | 1.2733 | 1.3698 | 1.2854 | 1.2961 | 1.406 | 1.3135 | 1.3175 | 1.3149 | 1.2813 | 1.3698 | 1.3028 | 1.3551 | 1.2733 | 1.2921 | 1.3631 | 1.3256 | 1.3805 | 1.3631 | 1.3939 | 1.4073 | 1.3189 | 1.4506 | 1.4353 | 1.4646 | 1.4506 | 1.3333 | 1.3934 | 1.4325 | 1.3822 | 1.4562 | 1.4576 | 1.3333 | 1.4031 | 1.4618 | 1.4031 | 1.4269 | 1.4311 | 1.4464 | 1.3529 | 1.4367 | 1.3962 | 1.3822 | 1.4101 | 1.4017 | 1.4325 | 1.3766 | 1.3654 | 1.4618 | 1.4353 | 1.4059 | 1.3361 | 1.4059 | 1.4576 | 1.3654 | 1.3892 | 1.3892 | 1.385 | 1.3305 | 1.4157 | 1.3278 | 1.3305 | 1.3641 | 1.445 | 1.3696 | 1.4129 | 1.3347 | 1.4311 | 1.4604 | 1.4325 | 1.3547 | 1.3859 | 1.4185 | 1.3618 | 1.41 | 1.3873 | 1.3802 | 1.4313 | 1.3845 | 1.4313 | 1.3958 | 1.4369 | 1.4185 | 1.4625 | 1.4057 | 1.3873 | 1.3703 | 1.3547 | 1.4327 | 1.3504 | 1.3646 | 1.4554 | 1.3958 | 1.4894 | 1.3618 | 1.444 | 1.4696 | 1.3703 | 1.3845 | 1.4015 | 1.4213 | 1.4795 | 1.4057 | 1.4596 | 1.3887 | 1.4369 | 1.4511 | 1.3476 | 1.4313 | 1.4228 | 1.41 | 1.4625 | 1.4001 | 1.4128 | 1.4639 | 1.4015 | 1.3887 | 1.3972 | 1.4114 | 1.3646 | 1.3603 | 1.4001 | 1.4114 | 1.4213 | 1.4525 | 1.471 | 1.3901 | 1.4525 | 1.4313 | 1.4554 | 1.3745 | 1.4001 | 1.3674 | 1.4894 | 1.3717 | 1.4398 | 1.4142 | 1.4412 | 1.349 | 1.4525 | 1.4057 | 1.4625 | 1.3646 | 1.3646 | 1.3476 | 1.4568 | 1.4199 | 1.4752 | 1.3476 | 1.4157 | 1.3689 | 1.3916 | 1.4866 | 1.4724 | 1.3859 | 1.4015 | 1.4072 | 1.3603 | 1.3674 | 1.3689 | 1.4568 | 1.4738 | 1.4213 | 1.3901 | 1.3774
ON_SAU_JCT | 835 | 230 | ON | 0.001263 | 835 | 24640 | 0.3112 | 0.3445 | 0.33207 | 0.32635 | 0.32534 | 0.32501 | 0.33442 | 0.34181 | 0.34585 | 0.32467 | 0.31929 | 0.3324 | 0.34383 | 0.32568 | 0.33879 | 0.34181 | 0.32702 | 0.324 | 0.34954 | 0.33005 | 0.33039 | 0.33072 | 0.32366 | 0.32635 | 0.33307 | 0.32467 | 0.32333 | 0.33375 | 0.34652 | 0.33341 | 0.3203 | 0.32938 | 0.324 | 0.33946 | 0.32534 | 0.33576 | 0.32837 | 0.3203 | 0.33039 | 0.34988 | 0.33072 | 0.32736 | 0.34618 | 0.31929 | 0.34215 | 0.33476 | 0.33039 | 0.34954 | 0.32266 | 0.37934 | 0.35327 | 0.35841 | 0.36318 | 0.3764 | 0.35951 | 0.36024 | 0.3562 | 0.38044 | 0.37567 | 0.35327 | 0.35216 | 0.35804 | 0.37089 | 0.37677 | 0.37787 | 0.38411 | 0.3573 | 0.36538 | 0.35841 | 0.37493 | 0.36795 | 0.36318 | 0.35143 | 0.36171 | 0.36281 | 0.36795 | 0.36245 | 0.35033 | 0.35069 | 0.34886 | 0.36318 | 0.37934 | 0.35547 | 0.36391 | 0.3518 | 0.35437 | 0.37126 | 0.36024 | 0.37163 | 0.38338 | 0.37897 | 0.37052 | 0.38558 | 0.36465 | 0.35914 | 0.35584 | 0.35069 | 0.36411 | 0.38763 | 0.3712 | 0.36859 | 0.37942 | 0.37867 | 0.37718 | 0.37718 | 0.36299 | 0.38465 | 0.38465 | 0.38017 | 0.35813 | 0.37568 | 0.38801 | 0.38465 | 0.36672 | 0.36261 | 0.39174 | 0.36822 | 0.38539 | 0.37643 | 0.35925 | 0.38054 | 0.36112 | 0.38614 | 0.36373 | 0.35477 | 0.38166 | 0.35813 | 0.36112 | 0.39174 | 0.36597 | 0.3671 | 0.36635 | 0.35701 | 0.38166 | 0.36299 | 0.37755 | 0.35477 | 0.36 | 0.37979 | 0.36934 | 0.38465 | 0.37979 | 0.38838 | 0.39212 | 0.36747 | 0.40418 | 0.3999 | 0.40807 | 0.40418 | 0.3715 | 0.38823 | 0.39912 | 0.38511 | 0.40573 | 0.40612 | 0.3715 | 0.39095 | 0.40729 | 0.39095 | 0.39756 | 0.39873 | 0.40301 | 0.37694 | 0.40029 | 0.389 | 0.38511 | 0.39289 | 0.39056 | 0.39912 | 0.38356 | 0.38045 | 0.40729 | 0.3999 | 0.39173 | 0.37228 | 0.39173 | 0.40612 | 0.38045 | 0.38706 | 0.38706 | 0.38589 | 0.37072 | 0.39445 | 0.36994 | 0.37072 | 0.38006 | 0.40262 | 0.38161 | 0.39367 | 0.37189 | 0.39873 | 0.4069 | 0.39912 | 0.37744 | 0.38614 | 0.39523 | 0.37942 | 0.39286 | 0.38653 | 0.38456 | 0.39879 | 0.38574 | 0.39879 | 0.3889 | 0.40037 | 0.39523 | 0.40748 | 0.39167 | 0.38653 | 0.38179 | 0.37744 | 0.39918 | 0.37626 | 0.38021 | 0.4055 | 0.3889 | 0.41499 | 0.37942 | 0.40234 | 0.40946 | 0.38179 | 0.38574 | 0.39049 | 0.39602 | 0.41222 | 0.39167 | 0.40669 | 0.38693 | 0.40037 | 0.40432 | 0.37547 | 0.39879 | 0.39641 | 0.39286 | 0.40748 | 0.39009 | 0.39365 | 0.40788 | 0.39049 | 0.38693 | 0.3893 | 0.39325 | 0.38021 | 0.37902 | 0.39009 | 0.39325 | 0.39602 | 0.40471 | 0.40985 | 0.38732 | 0.40471 | 0.39879 | 0.4055 | 0.38298 | 0.39009 | 0.381 | 0.41499 | 0.38219 | 0.40116 | 0.39404 | 0.40155 | 0.37586 | 0.40471 | 0.39167 | 0.40748 | 0.38021 | 0.38021 | 0.37547 | 0.4059 | 0.39562 | 0.41104 | 0.37547 | 0.39444 | 0.3814 | 0.38772 | 0.4142 | 0.41025 | 0.38614 | 0.39049 | 0.39207 | 0.37902 | 0.381 | 0.3814 | 0.4059 | 0.41064 | 0.39602 | 0.38732 | 0.38377
ON_SCB_DSS | 836 | 230 | ON | 0.004533 | 836 | 24640 | 1.1169 | 1.2364 | 1.1918 | 1.1713 | 1.1677 | 1.1665 | 1.2003 | 1.2268 | 1.2413 | 1.1653 | 1.146 | 1.193 | 1.234 | 1.1689 | 1.2159 | 1.2268 | 1.1737 | 1.1629 | 1.2545 | 1.1846 | 1.1858 | 1.187 | 1.1617 | 1.1713 | 1.1954 | 1.1653 | 1.1604 | 1.1978 | 1.2437 | 1.1966 | 1.1496 | 1.1822 | 1.1629 | 1.2183 | 1.1677 | 1.2051 | 1.1785 | 1.1496 | 1.1858 | 1.2557 | 1.187 | 1.1749 | 1.2425 | 1.146 | 1.228 | 1.2015 | 1.1858 | 1.2545 | 1.158 | 1.3615 | 1.2679 | 1.2863 | 1.3035 | 1.3509 | 1.2903 | 1.2929 | 1.2784 | 1.3654 | 1.3483 | 1.2679 | 1.2639 | 1.285 | 1.3312 | 1.3522 | 1.3562 | 1.3786 | 1.2824 | 1.3114 | 1.2863 | 1.3457 | 1.3206 | 1.3035 | 1.2613 | 1.2982 | 1.3022 | 1.3206 | 1.3008 | 1.2574 | 1.2587 | 1.2521 | 1.3035 | 1.3615 | 1.2758 | 1.3061 | 1.2626 | 1.2718 | 1.3325 | 1.2929 | 1.3338 | 1.376 | 1.3602 | 1.3298 | 1.3839 | 1.3088 | 1.289 | 1.2771 | 1.2587 | 1.3068 | 1.3912 | 1.3323 | 1.3229 | 1.3618 | 1.3591 | 1.3537 | 1.3537 | 1.3028 | 1.3805 | 1.3805 | 1.3644 | 1.2854 | 1.3484 | 1.3926 | 1.3805 | 1.3162 | 1.3014 | 1.406 | 1.3216 | 1.3832 | 1.351 | 1.2894 | 1.3658 | 1.2961 | 1.3859 | 1.3055 | 1.2733 | 1.3698 | 1.2854 | 1.2961 | 1.406 | 1.3135 | 1.3175 | 1.3149 | 1.2813 | 1.3698 | 1.3028 | 1.3551 | 1.2733 | 1.2921 | 1.3631 | 1.3256 | 1.3805 | 1.3631 | 1.3939 | 1.4073 | 1.3189 | 1.4506 | 1.4353 | 1.4646 | 1.4506 | 1.3333 | 1.3934 | 1.4325 | 1.3822 | 1.4562 | 1.4576 | 1.3333 | 1.4031 | 1.4618 | 1.4031 | 1.4269 | 1.4311 | 1.4464 | 1.3529 | 1.4367 | 1.3962 | 1.3822 | 1.4101 | 1.4017 | 1.4325 | 1.3766 | 1.3654 | 1.4618 | 1.4353 | 1.4059 | 1.3361 | 1.4059 | 1.4576 | 1.3654 | 1.3892 | 1.3892 | 1.385 | 1.3305 | 1.4157 | 1.3278 | 1.3305 | 1.3641 | 1.445 | 1.3696 | 1.4129 | 1.3347 | 1.4311 | 1.4604 | 1.4325 | 1.3547 | 1.3859 | 1.4185 | 1.3618 | 1.41 | 1.3873 | 1.3802 | 1.4313 | 1.3845 | 1.4313 | 1.3958 | 1.4369 | 1.4185 | 1.4625 | 1.4057 | 1.3873 | 1.3703 | 1.3547 | 1.4327 | 1.3504 | 1.3646 | 1.4554 | 1.3958 | 1.4894 | 1.3618 | 1.444 | 1.4696 | 1.3703 | 1.3845 | 1.4015 | 1.4213 | 1.4795 | 1.4057 | 1.4596 | 1.3887 | 1.4369 | 1.4511 | 1.3476 | 1.4313 | 1.4228 | 1.41 | 1.4625 | 1.4001 | 1.4128 | 1.4639 | 1.4015 | 1.3887 | 1.3972 | 1.4114 | 1.3646 | 1.3603 | 1.4001 | 1.4114 | 1.4213 | 1.4525 | 1.471 | 1.3901 | 1.4525 | 1.4313 | 1.4554 | 1.3745 | 1.4001 | 1.3674 | 1.4894 | 1.3717 | 1.4398 | 1.4142 | 1.4412 | 1.349 | 1.4525 | 1.4057 | 1.4625 | 1.3646 | 1.3646 | 1.3476 | 1.4568 | 1.4199 | 1.4752 | 1.3476 | 1.4157 | 1.3689 | 1.3916 | 1.4866 | 1.4724 | 1.3859 | 1.4015 | 1.4072 | 1.3603 | 1.3674 | 1.3689 | 1.4568 | 1.4738 | 1.4213 | 1.3901 | 1.3774
ON_SCB_JCT | 837 | 230 | ON | 0.004533 | 837 | 24640 | 1.1169 | 1.2364 | 1.1918 | 1.1713 | 1.1677 | 1.1665 | 1.2003 | 1.2268 | 1.2413 | 1.1653 | 1.146 | 1.193 | 1.234 | 1.1689 | 1.2159 | 1.2268 | 1.1737 | 1.1629 | 1.2545 | 1.1846 | 1.1858 | 1.187 | 1.1617 | 1.1713 | 1.1954 | 1.1653 | 1.1604 | 1.1978 | 1.2437 | 1.1966 | 1.1496 | 1.1822 | 1.1629 | 1.2183 | 1.1677 | 1.2051 | 1.1785 | 1.1496 | 1.1858 | 1.2557 | 1.187 | 1.1749 | 1.2425 | 1.146 | 1.228 | 1.2015 | 1.1858 | 1.2545 | 1.158 | 1.3615 | 1.2679 | 1.2863 | 1.3035 | 1.3509 | 1.2903 | 1.2929 | 1.2784 | 1.3654 | 1.3483 | 1.2679 | 1.2639 | 1.285 | 1.3312 | 1.3522 | 1.3562 | 1.3786 | 1.2824 | 1.3114 | 1.2863 | 1.3457 | 1.3206 | 1.3035 | 1.2613 | 1.2982 | 1.3022 | 1.3206 | 1.3008 | 1.2574 | 1.2587 | 1.2521 | 1.3035 | 1.3615 | 1.2758 | 1.3061 | 1.2626 | 1.2718 | 1.3325 | 1.2929 | 1.3338 | 1.376 | 1.3602 | 1.3298 | 1.3839 | 1.3088 | 1.289 | 1.2771 | 1.2587 | 1.3068 | 1.3912 | 1.3323 | 1.3229 | 1.3618 | 1.3591 | 1.3537 | 1.3537 | 1.3028 | 1.3805 | 1.3805 | 1.3644 | 1.2854 | 1.3484 | 1.3926 | 1.3805 | 1.3162 | 1.3014 | 1.406 | 1.3216 | 1.3832 | 1.351 | 1.2894 | 1.3658 | 1.2961 | 1.3859 | 1.3055 | 1.2733 | 1.3698 | 1.2854 | 1.2961 | 1.406 | 1.3135 | 1.3175 | 1.3149 | 1.2813 | 1.3698 | 1.3028 | 1.3551 | 1.2733 | 1.2921 | 1.3631 | 1.3256 | 1.3805 | 1.3631 | 1.3939 | 1.4073 | 1.3189 | 1.4506 | 1.4353 | 1.4646 | 1.4506 | 1.3333 | 1.3934 | 1.4325 | 1.3822 | 1.4562 | 1.4576 | 1.3333 | 1.4031 | 1.4618 | 1.4031 | 1.4269 | 1.4311 | 1.4464 | 1.3529 | 1.4367 | 1.3962 | 1.3822 | 1.4101 | 1.4017 | 1.4325 | 1.3766 | 1.3654 | 1.4618 | 1.4353 | 1.4059 | 1.3361 | 1.4059 | 1.4576 | 1.3654 | 1.3892 | 1.3892 | 1.385 | 1.3305 | 1.4157 | 1.3278 | 1.3305 | 1.3641 | 1.445 | 1.3696 | 1.4129 | 1.3347 | 1.4311 | 1.4604 | 1.4325 | 1.3547 | 1.3859 | 1.4185 | 1.3618 | 1.41 | 1.3873 | 1.3802 | 1.4313 | 1.3845 | 1.4313 | 1.3958 | 1.4369 | 1.4185 | 1.4625 | 1.4057 | 1.3873 | 1.3703 | 1.3547 | 1.4327 | 1.3504 | 1.3646 | 1.4554 | 1.3958 | 1.4894 | 1.3618 | 1.444 | 1.4696 | 1.3703 | 1.3845 | 1.4015 | 1.4213 | 1.4795 | 1.4057 | 1.4596 | 1.3887 | 1.4369 | 1.4511 | 1.3476 | 1.4313 | 1.4228 | 1.41 | 1.4625 | 1.4001 | 1.4128 | 1.4639 | 1.4015 | 1.3887 | 1.3972 | 1.4114 | 1.3646 | 1.3603 | 1.4001 | 1.4114 | 1.4213 | 1.4525 | 1.471 | 1.3901 | 1.4525 | 1.4313 | 1.4554 | 1.3745 | 1.4001 | 1.3674 | 1.4894 | 1.3717 | 1.4398 | 1.4142 | 1.4412 | 1.349 | 1.4525 | 1.4057 | 1.4625 | 1.3646 | 1.3646 | 1.3476 | 1.4568 | 1.4199 | 1.4752 | 1.3476 | 1.4157 | 1.3689 | 1.3916 | 1.4866 | 1.4724 | 1.3859 | 1.4015 | 1.4072 | 1.3603 | 1.3674 | 1.3689 | 1.4568 | 1.4738 | 1.4213 | 1.3901 | 1.3774
ON_SCF_DSS | 838 | 230 | ON | 0.002429 | 838 | 24640 | 0.59851 | 0.66255 | 0.63863 | 0.62764 | 0.6257 | 0.62506 | 0.64315 | 0.65737 | 0.66513 | 0.62441 | 0.61407 | 0.63928 | 0.66125 | 0.62635 | 0.65156 | 0.65737 | 0.62893 | 0.62312 | 0.67224 | 0.63475 | 0.6354 | 0.63604 | 0.62247 | 0.62764 | 0.64057 | 0.62441 | 0.62182 | 0.64186 | 0.66642 | 0.64121 | 0.61601 | 0.63346 | 0.62312 | 0.65285 | 0.6257 | 0.64574 | 0.63152 | 0.61601 | 0.6354 | 0.67289 | 0.63604 | 0.62958 | 0.66578 | 0.61407 | 0.65802 | 0.6438 | 0.6354 | 0.67224 | 0.62053 | 0.72954 | 0.6794 | 0.68929 | 0.69847 | 0.72389 | 0.69141 | 0.69282 | 0.68505 | 0.73166 | 0.72248 | 0.6794 | 0.67728 | 0.68858 | 0.7133 | 0.7246 | 0.72672 | 0.73872 | 0.68717 | 0.70271 | 0.68929 | 0.72107 | 0.70765 | 0.69847 | 0.67587 | 0.69564 | 0.69776 | 0.70765 | 0.69706 | 0.67375 | 0.67446 | 0.67092 | 0.69847 | 0.72954 | 0.68364 | 0.69988 | 0.67657 | 0.68152 | 0.71401 | 0.69282 | 0.71471 | 0.73731 | 0.72884 | 0.71259 | 0.74155 | 0.70129 | 0.6907 | 0.68434 | 0.67446 | 0.70025 | 0.7455 | 0.7139 | 0.70887 | 0.7297 | 0.72826 | 0.72539 | 0.72539 | 0.6981 | 0.73975 | 0.73975 | 0.73113 | 0.68876 | 0.72252 | 0.74622 | 0.73975 | 0.70528 | 0.69738 | 0.7534 | 0.70815 | 0.74119 | 0.72395 | 0.69091 | 0.73185 | 0.69451 | 0.74263 | 0.69953 | 0.6823 | 0.73401 | 0.68876 | 0.69451 | 0.7534 | 0.70384 | 0.706 | 0.70456 | 0.68661 | 0.73401 | 0.6981 | 0.72611 | 0.6823 | 0.69235 | 0.73042 | 0.71031 | 0.73975 | 0.73042 | 0.74693 | 0.75412 | 0.70672 | 0.77731 | 0.76908 | 0.78479 | 0.77731 | 0.71447 | 0.74664 | 0.76758 | 0.74065 | 0.7803 | 0.78105 | 0.71447 | 0.75187 | 0.78329 | 0.75187 | 0.76459 | 0.76684 | 0.77506 | 0.72494 | 0.76983 | 0.74813 | 0.74065 | 0.75561 | 0.75112 | 0.76758 | 0.73766 | 0.73167 | 0.78329 | 0.76908 | 0.75337 | 0.71596 | 0.75337 | 0.78105 | 0.73167 | 0.74439 | 0.74439 | 0.74215 | 0.71297 | 0.75861 | 0.71147 | 0.71297 | 0.73092 | 0.77432 | 0.73392 | 0.75711 | 0.71521 | 0.76684 | 0.78255 | 0.76758 | 0.7259 | 0.74262 | 0.7601 | 0.7297 | 0.75554 | 0.74338 | 0.73958 | 0.76694 | 0.74186 | 0.76694 | 0.74794 | 0.76998 | 0.7601 | 0.78367 | 0.75326 | 0.74338 | 0.73426 | 0.7259 | 0.7677 | 0.72362 | 0.73122 | 0.77986 | 0.74794 | 0.79811 | 0.7297 | 0.77378 | 0.78747 | 0.73426 | 0.74186 | 0.75098 | 0.76162 | 0.79279 | 0.75326 | 0.78215 | 0.74414 | 0.76998 | 0.77758 | 0.7221 | 0.76694 | 0.76238 | 0.75554 | 0.78367 | 0.75022 | 0.75706 | 0.78443 | 0.75098 | 0.74414 | 0.7487 | 0.7563 | 0.73122 | 0.72894 | 0.75022 | 0.7563 | 0.76162 | 0.77834 | 0.78823 | 0.7449 | 0.77834 | 0.76694 | 0.77986 | 0.73654 | 0.75022 | 0.73274 | 0.79811 | 0.73502 | 0.7715 | 0.75782 | 0.77226 | 0.72286 | 0.77834 | 0.75326 | 0.78367 | 0.73122 | 0.73122 | 0.7221 | 0.78062 | 0.76086 | 0.79051 | 0.7221 | 0.75858 | 0.7335 | 0.74566 | 0.79659 | 0.78899 | 0.74262 | 0.75098 | 0.75402 | 0.72894 | 0.73274 | 0.7335 | 0.78062 | 0.78975 | 0.76162 | 0.7449 | 0.73806
ON_SCF_JCT | 839 | 230 | ON | 0.002429 | 839 | 24640 | 0.59851 | 0.66255 | 0.63863 | 0.62764 | 0.6257 | 0.62506 | 0.64315 | 0.65737 | 0.66513 | 0.62441 | 0.61407 | 0.63928 | 0.66125 | 0.62635 | 0.65156 | 0.65737 | 0.62893 | 0.62312 | 0.67224 | 0.63475 | 0.6354 | 0.63604 | 0.62247 | 0.62764 | 0.64057 | 0.62441 | 0.62182 | 0.64186 | 0.66642 | 0.64121 | 0.61601 | 0.63346 | 0.62312 | 0.65285 | 0.6257 | 0.64574 | 0.63152 | 0.61601 | 0.6354 | 0.67289 | 0.63604 | 0.62958 | 0.66578 | 0.61407 | 0.65802 | 0.6438 | 0.6354 | 0.67224 | 0.62053 | 0.72954 | 0.6794 | 0.68929 | 0.69847 | 0.72389 | 0.69141 | 0.69282 | 0.68505 | 0.73166 | 0.72248 | 0.6794 | 0.67728 | 0.68858 | 0.7133 | 0.7246 | 0.72672 | 0.73872 | 0.68717 | 0.70271 | 0.68929 | 0.72107 | 0.70765 | 0.69847 | 0.67587 | 0.69564 | 0.69776 | 0.70765 | 0.69706 | 0.67375 | 0.67446 | 0.67092 | 0.69847 | 0.72954 | 0.68364 | 0.69988 | 0.67657 | 0.68152 | 0.71401 | 0.69282 | 0.71471 | 0.73731 | 0.72884 | 0.71259 | 0.74155 | 0.70129 | 0.6907 | 0.68434 | 0.67446 | 0.70025 | 0.7455 | 0.7139 | 0.70887 | 0.7297 | 0.72826 | 0.72539 | 0.72539 | 0.6981 | 0.73975 | 0.73975 | 0.73113 | 0.68876 | 0.72252 | 0.74622 | 0.73975 | 0.70528 | 0.69738 | 0.7534 | 0.70815 | 0.74119 | 0.72395 | 0.69091 | 0.73185 | 0.69451 | 0.74263 | 0.69953 | 0.6823 | 0.73401 | 0.68876 | 0.69451 | 0.7534 | 0.70384 | 0.706 | 0.70456 | 0.68661 | 0.73401 | 0.6981 | 0.72611 | 0.6823 | 0.69235 | 0.73042 | 0.71031 | 0.73975 | 0.73042 | 0.74693 | 0.75412 | 0.70672 | 0.77731 | 0.76908 | 0.78479 | 0.77731 | 0.71447 | 0.74664 | 0.76758 | 0.74065 | 0.7803 | 0.78105 | 0.71447 | 0.75187 | 0.78329 | 0.75187 | 0.76459 | 0.76684 | 0.77506 | 0.72494 | 0.76983 | 0.74813 | 0.74065 | 0.75561 | 0.75112 | 0.76758 | 0.73766 | 0.73167 | 0.78329 | 0.76908 | 0.75337 | 0.71596 | 0.75337 | 0.78105 | 0.73167 | 0.74439 | 0.74439 | 0.74215 | 0.71297 | 0.75861 | 0.71147 | 0.71297 | 0.73092 | 0.77432 | 0.73392 | 0.75711 | 0.71521 | 0.76684 | 0.78255 | 0.76758 | 0.7259 | 0.74262 | 0.7601 | 0.7297 | 0.75554 | 0.74338 | 0.73958 | 0.76694 | 0.74186 | 0.76694 | 0.74794 | 0.76998 | 0.7601 | 0.78367 | 0.75326 | 0.74338 | 0.73426 | 0.7259 | 0.7677 | 0.72362 | 0.73122 | 0.77986 | 0.74794 | 0.79811 | 0.7297 | 0.77378 | 0.78747 | 0.73426 | 0.74186 | 0.75098 | 0.76162 | 0.79279 | 0.75326 | 0.78215 | 0.74414 | 0.76998 | 0.77758 | 0.7221 | 0.76694 | 0.76238 | 0.75554 | 0.78367 | 0.75022 | 0.75706 | 0.78443 | 0.75098 | 0.74414 | 0.7487 | 0.7563 | 0.73122 | 0.72894 | 0.75022 | 0.7563 | 0.76162 | 0.77834 | 0.78823 | 0.7449 | 0.77834 | 0.76694 | 0.77986 | 0.73654 | 0.75022 | 0.73274 | 0.79811 | 0.73502 | 0.7715 | 0.75782 | 0.77226 | 0.72286 | 0.77834 | 0.75326 | 0.78367 | 0.73122 | 0.73122 | 0.7221 | 0.78062 | 0.76086 | 0.79051 | 0.7221 | 0.75858 | 0.7335 | 0.74566 | 0.79659 | 0.78899 | 0.74262 | 0.75098 | 0.75402 | 0.72894 | 0.73274 | 0.7335 | 0.78062 | 0.78975 | 0.76162 | 0.7449 | 0.73806
ON_SCT_JCT | 840 | 230 | ON | 0.002399 | 840 | 24640 | 0.59111 | 0.65436 | 0.63074 | 0.61989 | 0.61797 | 0.61734 | 0.63521 | 0.64926 | 0.65692 | 0.6167 | 0.60648 | 0.63138 | 0.65309 | 0.61861 | 0.64351 | 0.64926 | 0.62117 | 0.61542 | 0.66394 | 0.62691 | 0.62755 | 0.62819 | 0.61478 | 0.61989 | 0.63266 | 0.6167 | 0.61414 | 0.63393 | 0.65819 | 0.6333 | 0.6084 | 0.62563 | 0.61542 | 0.64479 | 0.61797 | 0.63776 | 0.62372 | 0.6084 | 0.62755 | 0.66458 | 0.62819 | 0.6218 | 0.65755 | 0.60648 | 0.64989 | 0.63585 | 0.62755 | 0.66394 | 0.61287 | 0.72053 | 0.67101 | 0.68077 | 0.68984 | 0.71495 | 0.68287 | 0.68426 | 0.67659 | 0.72262 | 0.71356 | 0.67101 | 0.66892 | 0.68008 | 0.70449 | 0.71565 | 0.71774 | 0.7296 | 0.67868 | 0.69403 | 0.68077 | 0.71216 | 0.69891 | 0.68984 | 0.66752 | 0.68705 | 0.68914 | 0.69891 | 0.68845 | 0.66543 | 0.66613 | 0.66264 | 0.68984 | 0.72053 | 0.67519 | 0.69124 | 0.66822 | 0.6731 | 0.70519 | 0.68426 | 0.70588 | 0.7282 | 0.71983 | 0.70379 | 0.73239 | 0.69263 | 0.68217 | 0.67589 | 0.66613 | 0.6916 | 0.73629 | 0.70508 | 0.70011 | 0.72069 | 0.71927 | 0.71643 | 0.71643 | 0.68947 | 0.73062 | 0.73062 | 0.7221 | 0.68025 | 0.71359 | 0.737 | 0.73062 | 0.69657 | 0.68877 | 0.74409 | 0.69941 | 0.73204 | 0.71501 | 0.68238 | 0.72281 | 0.68593 | 0.73345 | 0.69089 | 0.67387 | 0.72494 | 0.68025 | 0.68593 | 0.74409 | 0.69515 | 0.69728 | 0.69586 | 0.67813 | 0.72494 | 0.68947 | 0.71714 | 0.67387 | 0.6838 | 0.7214 | 0.70153 | 0.73062 | 0.7214 | 0.73771 | 0.7448 | 0.69799 | 0.76771 | 0.75958 | 0.7751 | 0.76771 | 0.70564 | 0.73741 | 0.7581 | 0.7315 | 0.77066 | 0.7714 | 0.70564 | 0.74259 | 0.77362 | 0.74259 | 0.75515 | 0.75736 | 0.76549 | 0.71599 | 0.76032 | 0.73889 | 0.7315 | 0.74628 | 0.74185 | 0.7581 | 0.72855 | 0.72264 | 0.77362 | 0.75958 | 0.74406 | 0.70712 | 0.74406 | 0.7714 | 0.72264 | 0.7352 | 0.7352 | 0.73298 | 0.70416 | 0.74924 | 0.70269 | 0.70416 | 0.7219 | 0.76475 | 0.72485 | 0.74776 | 0.70638 | 0.75736 | 0.77288 | 0.7581 | 0.71693 | 0.73345 | 0.75071 | 0.72069 | 0.74621 | 0.7342 | 0.73044 | 0.75747 | 0.7327 | 0.75747 | 0.7387 | 0.76047 | 0.75071 | 0.77399 | 0.74396 | 0.7342 | 0.72519 | 0.71693 | 0.75822 | 0.71468 | 0.72219 | 0.77023 | 0.7387 | 0.78825 | 0.72069 | 0.76423 | 0.77774 | 0.72519 | 0.7327 | 0.74171 | 0.75222 | 0.78299 | 0.74396 | 0.77248 | 0.73495 | 0.76047 | 0.76798 | 0.71318 | 0.75747 | 0.75297 | 0.74621 | 0.77399 | 0.74095 | 0.74771 | 0.77474 | 0.74171 | 0.73495 | 0.73945 | 0.74696 | 0.72219 | 0.71993 | 0.74095 | 0.74696 | 0.75222 | 0.76873 | 0.77849 | 0.7357 | 0.76873 | 0.75747 | 0.77023 | 0.72744 | 0.74095 | 0.72369 | 0.78825 | 0.72594 | 0.76197 | 0.74846 | 0.76273 | 0.71393 | 0.76873 | 0.74396 | 0.77399 | 0.72219 | 0.72219 | 0.71318 | 0.77098 | 0.75146 | 0.78074 | 0.71318 | 0.74921 | 0.72444 | 0.73645 | 0.78675 | 0.77924 | 0.73345 | 0.74171 | 0.74471 | 0.71993 | 0.72369 | 0.72444 | 0.77098 | 0.77999 | 0.75222 | 0.7357 | 0.72894
ON_SEN_DSS | 841 | 230 | ON | 0.002601 | 841 | 24640 | 0.64089 | 0.70946 | 0.68385 | 0.67208 | 0.67001 | 0.66932 | 0.6887 | 0.70392 | 0.71223 | 0.66862 | 0.65755 | 0.68454 | 0.70808 | 0.6707 | 0.69769 | 0.70392 | 0.67347 | 0.66724 | 0.71984 | 0.6797 | 0.68039 | 0.68108 | 0.66655 | 0.67208 | 0.68593 | 0.66862 | 0.66586 | 0.68731 | 0.71361 | 0.68662 | 0.65963 | 0.67831 | 0.66724 | 0.69908 | 0.67001 | 0.69147 | 0.67624 | 0.65963 | 0.68039 | 0.72054 | 0.68108 | 0.67416 | 0.71292 | 0.65755 | 0.70462 | 0.68939 | 0.68039 | 0.71984 | 0.66447 | 0.7812 | 0.72751 | 0.7381 | 0.74793 | 0.77515 | 0.74036 | 0.74188 | 0.73356 | 0.78347 | 0.77364 | 0.72751 | 0.72524 | 0.73734 | 0.76381 | 0.77591 | 0.77818 | 0.79103 | 0.73583 | 0.75246 | 0.7381 | 0.77213 | 0.75776 | 0.74793 | 0.72373 | 0.7449 | 0.74717 | 0.75776 | 0.74641 | 0.72146 | 0.72221 | 0.71843 | 0.74793 | 0.7812 | 0.73205 | 0.74944 | 0.72448 | 0.72978 | 0.76456 | 0.74188 | 0.76532 | 0.78952 | 0.78045 | 0.76305 | 0.79406 | 0.75095 | 0.73961 | 0.7328 | 0.72221 | 0.74984 | 0.79829 | 0.76445 | 0.75907 | 0.78137 | 0.77983 | 0.77675 | 0.77675 | 0.74753 | 0.79214 | 0.79214 | 0.78291 | 0.73753 | 0.77368 | 0.79906 | 0.79214 | 0.75522 | 0.74676 | 0.80675 | 0.7583 | 0.79367 | 0.77522 | 0.73984 | 0.78368 | 0.74368 | 0.79521 | 0.74907 | 0.73061 | 0.78598 | 0.73753 | 0.74368 | 0.80675 | 0.75368 | 0.75599 | 0.75445 | 0.73522 | 0.78598 | 0.74753 | 0.77752 | 0.73061 | 0.74138 | 0.78214 | 0.7606 | 0.79214 | 0.78214 | 0.79983 | 0.80752 | 0.75676 | 0.83235 | 0.82354 | 0.84036 | 0.83235 | 0.76506 | 0.79951 | 0.82194 | 0.7931 | 0.83556 | 0.83636 | 0.76506 | 0.80511 | 0.83876 | 0.80511 | 0.81873 | 0.82114 | 0.82995 | 0.77627 | 0.82434 | 0.80111 | 0.7931 | 0.80912 | 0.80431 | 0.82194 | 0.78989 | 0.78348 | 0.83876 | 0.82354 | 0.80672 | 0.76666 | 0.80672 | 0.83636 | 0.78348 | 0.7971 | 0.7971 | 0.7947 | 0.76346 | 0.81232 | 0.76185 | 0.76346 | 0.78268 | 0.82915 | 0.78589 | 0.81072 | 0.76586 | 0.82114 | 0.83796 | 0.82194 | 0.7773 | 0.79521 | 0.81393 | 0.78137 | 0.80904 | 0.79602 | 0.79195 | 0.82125 | 0.79439 | 0.82125 | 0.8009 | 0.82451 | 0.81393 | 0.83916 | 0.8066 | 0.79602 | 0.78625 | 0.7773 | 0.82206 | 0.77486 | 0.783 | 0.83509 | 0.8009 | 0.85462 | 0.78137 | 0.82858 | 0.84323 | 0.78625 | 0.79439 | 0.80416 | 0.81555 | 0.84892 | 0.8066 | 0.83753 | 0.79683 | 0.82451 | 0.83265 | 0.77323 | 0.82125 | 0.81637 | 0.80904 | 0.83916 | 0.80334 | 0.81067 | 0.83997 | 0.80416 | 0.79683 | 0.80172 | 0.80986 | 0.783 | 0.78055 | 0.80334 | 0.80986 | 0.81555 | 0.83346 | 0.84404 | 0.79765 | 0.83346 | 0.82125 | 0.83509 | 0.78869 | 0.80334 | 0.78462 | 0.85462 | 0.78707 | 0.82613 | 0.81148 | 0.82695 | 0.77404 | 0.83346 | 0.8066 | 0.83916 | 0.783 | 0.783 | 0.77323 | 0.8359 | 0.81474 | 0.84648 | 0.77323 | 0.8123 | 0.78544 | 0.79846 | 0.85299 | 0.84485 | 0.79521 | 0.80416 | 0.80741 | 0.78055 | 0.78462 | 0.78544 | 0.8359 | 0.84567 | 0.81555 | 0.79765 | 0.79032
ON_SEN_JCT | 842 | 230 | ON | 0.002601 | 842 | 24640 | 0.64089 | 0.70946 | 0.68385 | 0.67208 | 0.67001 | 0.66932 | 0.6887 | 0.70392 | 0.71223 | 0.66862 | 0.65755 | 0.68454 | 0.70808 | 0.6707 | 0.69769 | 0.70392 | 0.67347 | 0.66724 | 0.71984 | 0.6797 | 0.68039 | 0.68108 | 0.66655 | 0.67208 | 0.68593 | 0.66862 | 0.66586 | 0.68731 | 0.71361 | 0.68662 | 0.65963 | 0.67831 | 0.66724 | 0.69908 | 0.67001 | 0.69147 | 0.67624 | 0.65963 | 0.68039 | 0.72054 | 0.68108 | 0.67416 | 0.71292 | 0.65755 | 0.70462 | 0.68939 | 0.68039 | 0.71984 | 0.66447 | 0.7812 | 0.72751 | 0.7381 | 0.74793 | 0.77515 | 0.74036 | 0.74188 | 0.73356 | 0.78347 | 0.77364 | 0.72751 | 0.72524 | 0.73734 | 0.76381 | 0.77591 | 0.77818 | 0.79103 | 0.73583 | 0.75246 | 0.7381 | 0.77213 | 0.75776 | 0.74793 | 0.72373 | 0.7449 | 0.74717 | 0.75776 | 0.74641 | 0.72146 | 0.72221 | 0.71843 | 0.74793 | 0.7812 | 0.73205 | 0.74944 | 0.72448 | 0.72978 | 0.76456 | 0.74188 | 0.76532 | 0.78952 | 0.78045 | 0.76305 | 0.79406 | 0.75095 | 0.73961 | 0.7328 | 0.72221 | 0.74984 | 0.79829 | 0.76445 | 0.75907 | 0.78137 | 0.77983 | 0.77675 | 0.77675 | 0.74753 | 0.79214 | 0.79214 | 0.78291 | 0.73753 | 0.77368 | 0.79906 | 0.79214 | 0.75522 | 0.74676 | 0.80675 | 0.7583 | 0.79367 | 0.77522 | 0.73984 | 0.78368 | 0.74368 | 0.79521 | 0.74907 | 0.73061 | 0.78598 | 0.73753 | 0.74368 | 0.80675 | 0.75368 | 0.75599 | 0.75445 | 0.73522 | 0.78598 | 0.74753 | 0.77752 | 0.73061 | 0.74138 | 0.78214 | 0.7606 | 0.79214 | 0.78214 | 0.79983 | 0.80752 | 0.75676 | 0.83235 | 0.82354 | 0.84036 | 0.83235 | 0.76506 | 0.79951 | 0.82194 | 0.7931 | 0.83556 | 0.83636 | 0.76506 | 0.80511 | 0.83876 | 0.80511 | 0.81873 | 0.82114 | 0.82995 | 0.77627 | 0.82434 | 0.80111 | 0.7931 | 0.80912 | 0.80431 | 0.82194 | 0.78989 | 0.78348 | 0.83876 | 0.82354 | 0.80672 | 0.76666 | 0.80672 | 0.83636 | 0.78348 | 0.7971 | 0.7971 | 0.7947 | 0.76346 | 0.81232 | 0.76185 | 0.76346 | 0.78268 | 0.82915 | 0.78589 | 0.81072 | 0.76586 | 0.82114 | 0.83796 | 0.82194 | 0.7773 | 0.79521 | 0.81393 | 0.78137 | 0.80904 | 0.79602 | 0.79195 | 0.82125 | 0.79439 | 0.82125 | 0.8009 | 0.82451 | 0.81393 | 0.83916 | 0.8066 | 0.79602 | 0.78625 | 0.7773 | 0.82206 | 0.77486 | 0.783 | 0.83509 | 0.8009 | 0.85462 | 0.78137 | 0.82858 | 0.84323 | 0.78625 | 0.79439 | 0.80416 | 0.81555 | 0.84892 | 0.8066 | 0.83753 | 0.79683 | 0.82451 | 0.83265 | 0.77323 | 0.82125 | 0.81637 | 0.80904 | 0.83916 | 0.80334 | 0.81067 | 0.83997 | 0.80416 | 0.79683 | 0.80172 | 0.80986 | 0.783 | 0.78055 | 0.80334 | 0.80986 | 0.81555 | 0.83346 | 0.84404 | 0.79765 | 0.83346 | 0.82125 | 0.83509 | 0.78869 | 0.80334 | 0.78462 | 0.85462 | 0.78707 | 0.82613 | 0.81148 | 0.82695 | 0.77404 | 0.83346 | 0.8066 | 0.83916 | 0.783 | 0.783 | 0.77323 | 0.8359 | 0.81474 | 0.84648 | 0.77323 | 0.8123 | 0.78544 | 0.79846 | 0.85299 | 0.84485 | 0.79521 | 0.80416 | 0.80741 | 0.78055 | 0.78462 | 0.78544 | 0.8359 | 0.84567 | 0.81555 | 0.79765 | 0.79032
ON_SFD_JCT | 843 | 230 | ON | 0.001294 | 843 | 24640 | 0.31884 | 0.35296 | 0.34022 | 0.33436 | 0.33333 | 0.33299 | 0.34263 | 0.3502 | 0.35434 | 0.33264 | 0.32713 | 0.34056 | 0.35227 | 0.33367 | 0.3471 | 0.3502 | 0.33505 | 0.33195 | 0.35812 | 0.33815 | 0.33849 | 0.33884 | 0.33161 | 0.33436 | 0.34125 | 0.33264 | 0.33126 | 0.34194 | 0.35502 | 0.34159 | 0.32816 | 0.33746 | 0.33195 | 0.34779 | 0.33333 | 0.344 | 0.33643 | 0.32816 | 0.33849 | 0.35847 | 0.33884 | 0.3354 | 0.35468 | 0.32713 | 0.35055 | 0.34297 | 0.33849 | 0.35812 | 0.33057 | 0.38865 | 0.36194 | 0.3672 | 0.37209 | 0.38564 | 0.36833 | 0.36908 | 0.36495 | 0.38978 | 0.38489 | 0.36194 | 0.36081 | 0.36683 | 0.38 | 0.38602 | 0.38714 | 0.39354 | 0.36607 | 0.37435 | 0.3672 | 0.38413 | 0.37699 | 0.37209 | 0.36006 | 0.37059 | 0.37172 | 0.37699 | 0.37134 | 0.35893 | 0.3593 | 0.35742 | 0.37209 | 0.38865 | 0.36419 | 0.37285 | 0.36043 | 0.36306 | 0.38037 | 0.36908 | 0.38075 | 0.39279 | 0.38827 | 0.37962 | 0.39504 | 0.3736 | 0.36796 | 0.36457 | 0.3593 | 0.37304 | 0.39715 | 0.38031 | 0.37764 | 0.38873 | 0.38797 | 0.38644 | 0.38644 | 0.3719 | 0.39409 | 0.39409 | 0.3895 | 0.36692 | 0.38491 | 0.39753 | 0.39409 | 0.37572 | 0.37151 | 0.40136 | 0.37725 | 0.39485 | 0.38567 | 0.36807 | 0.38988 | 0.36998 | 0.39562 | 0.37266 | 0.36348 | 0.39103 | 0.36692 | 0.36998 | 0.40136 | 0.37496 | 0.37611 | 0.37534 | 0.36578 | 0.39103 | 0.3719 | 0.38682 | 0.36348 | 0.36884 | 0.38911 | 0.3784 | 0.39409 | 0.38911 | 0.39791 | 0.40174 | 0.37649 | 0.4141 | 0.40971 | 0.41808 | 0.4141 | 0.38062 | 0.39775 | 0.40891 | 0.39457 | 0.41569 | 0.41609 | 0.38062 | 0.40054 | 0.41728 | 0.40054 | 0.40732 | 0.40852 | 0.4129 | 0.3862 | 0.41011 | 0.39855 | 0.39457 | 0.40254 | 0.40015 | 0.40891 | 0.39297 | 0.38978 | 0.41728 | 0.40971 | 0.40134 | 0.38141 | 0.40134 | 0.41609 | 0.38978 | 0.39656 | 0.39656 | 0.39536 | 0.37982 | 0.40413 | 0.37902 | 0.37982 | 0.38939 | 0.4125 | 0.39098 | 0.40333 | 0.38102 | 0.40852 | 0.41689 | 0.40891 | 0.38671 | 0.39562 | 0.40493 | 0.38873 | 0.4025 | 0.39602 | 0.394 | 0.40857 | 0.39521 | 0.40857 | 0.39845 | 0.41019 | 0.40493 | 0.41748 | 0.40128 | 0.39602 | 0.39116 | 0.38671 | 0.40898 | 0.38549 | 0.38954 | 0.41546 | 0.39845 | 0.42518 | 0.38873 | 0.41222 | 0.41951 | 0.39116 | 0.39521 | 0.40007 | 0.40574 | 0.42234 | 0.40128 | 0.41667 | 0.39643 | 0.41019 | 0.41424 | 0.38468 | 0.40857 | 0.40614 | 0.4025 | 0.41748 | 0.39966 | 0.40331 | 0.41789 | 0.40007 | 0.39643 | 0.39885 | 0.4029 | 0.38954 | 0.38833 | 0.39966 | 0.4029 | 0.40574 | 0.41465 | 0.41991 | 0.39683 | 0.41465 | 0.40857 | 0.41546 | 0.39238 | 0.39966 | 0.39035 | 0.42518 | 0.39157 | 0.411 | 0.40371 | 0.41141 | 0.38509 | 0.41465 | 0.40128 | 0.41748 | 0.38954 | 0.38954 | 0.38468 | 0.41586 | 0.40533 | 0.42113 | 0.38468 | 0.40412 | 0.39076 | 0.39724 | 0.42437 | 0.42032 | 0.39562 | 0.40007 | 0.40169 | 0.38833 | 0.39035 | 0.39076 | 0.41586 | 0.42072 | 0.40574 | 0.39683 | 0.39319
ON_SFT_DSS | 844 | 230 | ON | 0.000984 | 844 | 24640 | 0.24246 | 0.2684 | 0.25871 | 0.25426 | 0.25347 | 0.25321 | 0.26054 | 0.26631 | 0.26945 | 0.25295 | 0.24876 | 0.25897 | 0.26788 | 0.25374 | 0.26395 | 0.26631 | 0.25478 | 0.25243 | 0.27233 | 0.25714 | 0.2574 | 0.25766 | 0.25217 | 0.25426 | 0.2595 | 0.25295 | 0.2519 | 0.26002 | 0.26997 | 0.25976 | 0.24955 | 0.25662 | 0.25243 | 0.26447 | 0.25347 | 0.26159 | 0.25583 | 0.24955 | 0.2574 | 0.27259 | 0.25766 | 0.25505 | 0.26971 | 0.24876 | 0.26657 | 0.26081 | 0.2574 | 0.27233 | 0.25138 | 0.29554 | 0.27523 | 0.27923 | 0.28295 | 0.29325 | 0.28009 | 0.28066 | 0.27752 | 0.2964 | 0.29268 | 0.27523 | 0.27437 | 0.27895 | 0.28896 | 0.29354 | 0.2944 | 0.29926 | 0.27838 | 0.28467 | 0.27923 | 0.29211 | 0.28667 | 0.28295 | 0.2738 | 0.28181 | 0.28267 | 0.28667 | 0.28238 | 0.27294 | 0.27323 | 0.27179 | 0.28295 | 0.29554 | 0.27694 | 0.28353 | 0.27408 | 0.27609 | 0.28925 | 0.28066 | 0.28953 | 0.29869 | 0.29526 | 0.28867 | 0.3004 | 0.2841 | 0.27981 | 0.27723 | 0.27323 | 0.28368 | 0.30201 | 0.2892 | 0.28717 | 0.2956 | 0.29502 | 0.29386 | 0.29386 | 0.2828 | 0.29968 | 0.29968 | 0.29619 | 0.27902 | 0.29269 | 0.3023 | 0.29968 | 0.28571 | 0.28251 | 0.30521 | 0.28688 | 0.30026 | 0.29328 | 0.27989 | 0.29648 | 0.28135 | 0.30084 | 0.28338 | 0.2764 | 0.29735 | 0.27902 | 0.28135 | 0.30521 | 0.28513 | 0.286 | 0.28542 | 0.27815 | 0.29735 | 0.2828 | 0.29415 | 0.2764 | 0.28047 | 0.2959 | 0.28775 | 0.29968 | 0.2959 | 0.30259 | 0.3055 | 0.28629 | 0.31489 | 0.31156 | 0.31792 | 0.31489 | 0.28943 | 0.30247 | 0.31095 | 0.30004 | 0.3161 | 0.31641 | 0.28943 | 0.30459 | 0.31732 | 0.30459 | 0.30974 | 0.31065 | 0.31398 | 0.29368 | 0.31186 | 0.30307 | 0.30004 | 0.3061 | 0.30428 | 0.31095 | 0.29883 | 0.2964 | 0.31732 | 0.31156 | 0.30519 | 0.29004 | 0.30519 | 0.31641 | 0.2964 | 0.30156 | 0.30156 | 0.30065 | 0.28883 | 0.30732 | 0.28822 | 0.28883 | 0.2961 | 0.31368 | 0.29731 | 0.30671 | 0.28974 | 0.31065 | 0.31701 | 0.31095 | 0.29406 | 0.30084 | 0.30792 | 0.2956 | 0.30607 | 0.30115 | 0.29961 | 0.31069 | 0.30053 | 0.31069 | 0.30299 | 0.31192 | 0.30792 | 0.31747 | 0.30515 | 0.30115 | 0.29745 | 0.29406 | 0.311 | 0.29314 | 0.29622 | 0.31593 | 0.30299 | 0.32332 | 0.2956 | 0.31346 | 0.31901 | 0.29745 | 0.30053 | 0.30423 | 0.30854 | 0.32116 | 0.30515 | 0.31685 | 0.30145 | 0.31192 | 0.315 | 0.29253 | 0.31069 | 0.30884 | 0.30607 | 0.31747 | 0.30392 | 0.30669 | 0.31777 | 0.30423 | 0.30145 | 0.3033 | 0.30638 | 0.29622 | 0.2953 | 0.30392 | 0.30638 | 0.30854 | 0.31531 | 0.31931 | 0.30176 | 0.31531 | 0.31069 | 0.31593 | 0.29838 | 0.30392 | 0.29684 | 0.32332 | 0.29776 | 0.31254 | 0.307 | 0.31285 | 0.29283 | 0.31531 | 0.30515 | 0.31747 | 0.29622 | 0.29622 | 0.29253 | 0.31624 | 0.30823 | 0.32024 | 0.29253 | 0.30731 | 0.29714 | 0.30207 | 0.3227 | 0.31962 | 0.30084 | 0.30423 | 0.30546 | 0.2953 | 0.29684 | 0.29714 | 0.31624 | 0.31993 | 0.30854 | 0.30176 | 0.29899
ON_SGW_JCT | 845 | 230 | ON | 0.003487 | 845 | 24640 | 0.8592 | 0.95113 | 0.9168 | 0.90102 | 0.89824 | 0.89731 | 0.92329 | 0.94371 | 0.95484 | 0.89638 | 0.88154 | 0.91773 | 0.94927 | 0.89917 | 0.93536 | 0.94371 | 0.90288 | 0.89453 | 0.96505 | 0.91123 | 0.91216 | 0.91309 | 0.8936 | 0.90102 | 0.91958 | 0.89638 | 0.89267 | 0.92144 | 0.9567 | 0.92051 | 0.88432 | 0.90937 | 0.89453 | 0.93721 | 0.89824 | 0.927 | 0.90659 | 0.88432 | 0.91216 | 0.96598 | 0.91309 | 0.90381 | 0.95577 | 0.88154 | 0.94464 | 0.92422 | 0.91216 | 0.96505 | 0.89082 | 1.0473 | 0.97533 | 0.98952 | 1.0027 | 1.0392 | 0.99256 | 0.99459 | 0.98344 | 1.0504 | 1.0372 | 0.97533 | 0.97228 | 0.98851 | 1.024 | 1.0402 | 1.0433 | 1.0605 | 0.98648 | 1.0088 | 0.98952 | 1.0351 | 1.0159 | 1.0027 | 0.97026 | 0.99864 | 1.0017 | 1.0159 | 1.0007 | 0.96722 | 0.96823 | 0.96316 | 1.0027 | 1.0473 | 0.98141 | 1.0047 | 0.97127 | 0.97837 | 1.025 | 0.99459 | 1.026 | 1.0585 | 1.0463 | 1.023 | 1.0645 | 1.0068 | 0.99155 | 0.98242 | 0.96823 | 1.0053 | 1.0702 | 1.0248 | 1.0176 | 1.0475 | 1.0455 | 1.0413 | 1.0413 | 1.0022 | 1.062 | 1.062 | 1.0496 | 0.98876 | 1.0372 | 1.0712 | 1.062 | 1.0125 | 1.0011 | 1.0816 | 1.0166 | 1.064 | 1.0393 | 0.99186 | 1.0506 | 0.99701 | 1.0661 | 1.0042 | 0.97948 | 1.0537 | 0.98876 | 0.99701 | 1.0816 | 1.0104 | 1.0135 | 1.0114 | 0.98567 | 1.0537 | 1.0022 | 1.0424 | 0.97948 | 0.99392 | 1.0486 | 1.0197 | 1.062 | 1.0486 | 1.0723 | 1.0826 | 1.0145 | 1.1159 | 1.1041 | 1.1266 | 1.1159 | 1.0257 | 1.0718 | 1.1019 | 1.0633 | 1.1202 | 1.1213 | 1.0257 | 1.0794 | 1.1245 | 1.0794 | 1.0976 | 1.1008 | 1.1127 | 1.0407 | 1.1051 | 1.074 | 1.0633 | 1.0847 | 1.0783 | 1.1019 | 1.059 | 1.0504 | 1.1245 | 1.1041 | 1.0815 | 1.0278 | 1.0815 | 1.1213 | 1.0504 | 1.0686 | 1.0686 | 1.0654 | 1.0235 | 1.089 | 1.0214 | 1.0235 | 1.0493 | 1.1116 | 1.0536 | 1.0869 | 1.0267 | 1.1008 | 1.1234 | 1.1019 | 1.0421 | 1.0661 | 1.0912 | 1.0475 | 1.0846 | 1.0672 | 1.0617 | 1.101 | 1.065 | 1.101 | 1.0737 | 1.1054 | 1.0912 | 1.125 | 1.0814 | 1.0672 | 1.0541 | 1.0421 | 1.1021 | 1.0388 | 1.0497 | 1.1196 | 1.0737 | 1.1457 | 1.0475 | 1.1108 | 1.1305 | 1.0541 | 1.065 | 1.0781 | 1.0934 | 1.1381 | 1.0814 | 1.1228 | 1.0683 | 1.1054 | 1.1163 | 1.0366 | 1.101 | 1.0945 | 1.0846 | 1.125 | 1.077 | 1.0868 | 1.1261 | 1.0781 | 1.0683 | 1.0748 | 1.0857 | 1.0497 | 1.0464 | 1.077 | 1.0857 | 1.0934 | 1.1174 | 1.1316 | 1.0694 | 1.1174 | 1.101 | 1.1196 | 1.0574 | 1.077 | 1.0519 | 1.1457 | 1.0552 | 1.1075 | 1.0879 | 1.1086 | 1.0377 | 1.1174 | 1.0814 | 1.125 | 1.0497 | 1.0497 | 1.0366 | 1.1206 | 1.0923 | 1.1348 | 1.0366 | 1.089 | 1.053 | 1.0704 | 1.1436 | 1.1326 | 1.0661 | 1.0781 | 1.0825 | 1.0464 | 1.0519 | 1.053 | 1.1206 | 1.1337 | 1.0934 | 1.0694 | 1.0595
ON_SHL_ISS | 846 | 230 | ON | 0.001321 | 846 | 24640 | 0.32549 | 0.36032 | 0.34732 | 0.34134 | 0.34028 | 0.33993 | 0.34978 | 0.35751 | 0.36173 | 0.33958 | 0.33396 | 0.34767 | 0.35962 | 0.34064 | 0.35435 | 0.35751 | 0.34204 | 0.33888 | 0.3656 | 0.34521 | 0.34556 | 0.34591 | 0.33853 | 0.34134 | 0.34837 | 0.33958 | 0.33818 | 0.34907 | 0.36243 | 0.34872 | 0.33501 | 0.3445 | 0.33888 | 0.35505 | 0.34028 | 0.35118 | 0.34345 | 0.33501 | 0.34556 | 0.36595 | 0.34591 | 0.34239 | 0.36208 | 0.33396 | 0.35786 | 0.35013 | 0.34556 | 0.3656 | 0.33747 | 0.39676 | 0.36949 | 0.37487 | 0.37986 | 0.39369 | 0.37602 | 0.37679 | 0.37256 | 0.39791 | 0.39292 | 0.36949 | 0.36834 | 0.37448 | 0.38792 | 0.39407 | 0.39522 | 0.40175 | 0.37371 | 0.38216 | 0.37487 | 0.39215 | 0.38485 | 0.37986 | 0.36757 | 0.37832 | 0.37947 | 0.38485 | 0.37909 | 0.36642 | 0.3668 | 0.36488 | 0.37986 | 0.39676 | 0.37179 | 0.38063 | 0.36795 | 0.37064 | 0.38831 | 0.37679 | 0.38869 | 0.40098 | 0.39637 | 0.38754 | 0.40329 | 0.38139 | 0.37563 | 0.37218 | 0.3668 | 0.38083 | 0.40544 | 0.38825 | 0.38552 | 0.39684 | 0.39606 | 0.3945 | 0.3945 | 0.37966 | 0.40231 | 0.40231 | 0.39762 | 0.37458 | 0.39294 | 0.40583 | 0.40231 | 0.38356 | 0.37927 | 0.40973 | 0.38512 | 0.40309 | 0.39372 | 0.37575 | 0.39801 | 0.3777 | 0.40387 | 0.38044 | 0.37106 | 0.39919 | 0.37458 | 0.3777 | 0.40973 | 0.38278 | 0.38395 | 0.38317 | 0.37341 | 0.39919 | 0.37966 | 0.39489 | 0.37106 | 0.37653 | 0.39723 | 0.3863 | 0.40231 | 0.39723 | 0.40622 | 0.41012 | 0.38434 | 0.42274 | 0.41826 | 0.4268 | 0.42274 | 0.38856 | 0.40605 | 0.41745 | 0.4028 | 0.42436 | 0.42477 | 0.38856 | 0.4089 | 0.42599 | 0.4089 | 0.41582 | 0.41704 | 0.42152 | 0.39426 | 0.41867 | 0.40687 | 0.4028 | 0.41094 | 0.4085 | 0.41745 | 0.40117 | 0.39792 | 0.42599 | 0.41826 | 0.40972 | 0.38937 | 0.40972 | 0.42477 | 0.39792 | 0.40483 | 0.40483 | 0.40361 | 0.38775 | 0.41256 | 0.38693 | 0.38775 | 0.39751 | 0.42111 | 0.39914 | 0.41175 | 0.38897 | 0.41704 | 0.42558 | 0.41745 | 0.39478 | 0.40387 | 0.41338 | 0.39684 | 0.4109 | 0.40428 | 0.40222 | 0.4171 | 0.40346 | 0.4171 | 0.40676 | 0.41875 | 0.41338 | 0.42619 | 0.40966 | 0.40428 | 0.39932 | 0.39478 | 0.41751 | 0.39354 | 0.39767 | 0.42413 | 0.40676 | 0.43405 | 0.39684 | 0.42082 | 0.42826 | 0.39932 | 0.40346 | 0.40842 | 0.4142 | 0.43115 | 0.40966 | 0.42537 | 0.4047 | 0.41875 | 0.42289 | 0.39271 | 0.4171 | 0.41462 | 0.4109 | 0.42619 | 0.408 | 0.41172 | 0.42661 | 0.40842 | 0.4047 | 0.40718 | 0.41131 | 0.39767 | 0.39643 | 0.408 | 0.41131 | 0.4142 | 0.4233 | 0.42867 | 0.40511 | 0.4233 | 0.4171 | 0.42413 | 0.40056 | 0.408 | 0.3985 | 0.43405 | 0.39974 | 0.41958 | 0.41214 | 0.41999 | 0.39312 | 0.4233 | 0.40966 | 0.42619 | 0.39767 | 0.39767 | 0.39271 | 0.42454 | 0.41379 | 0.42991 | 0.39271 | 0.41255 | 0.39891 | 0.40552 | 0.43322 | 0.42909 | 0.40387 | 0.40842 | 0.41007 | 0.39643 | 0.3985 | 0.39891 | 0.42454 | 0.4295 | 0.4142 | 0.40511 | 0.40139
ON_SHP_DSS | 847 | 230 | ON | 0.004533 | 847 | 24640 | 1.1169 | 1.2364 | 1.1918 | 1.1713 | 1.1677 | 1.1665 | 1.2003 | 1.2268 | 1.2413 | 1.1653 | 1.146 | 1.193 | 1.234 | 1.1689 | 1.2159 | 1.2268 | 1.1737 | 1.1629 | 1.2545 | 1.1846 | 1.1858 | 1.187 | 1.1617 | 1.1713 | 1.1954 | 1.1653 | 1.1604 | 1.1978 | 1.2437 | 1.1966 | 1.1496 | 1.1822 | 1.1629 | 1.2183 | 1.1677 | 1.2051 | 1.1785 | 1.1496 | 1.1858 | 1.2557 | 1.187 | 1.1749 | 1.2425 | 1.146 | 1.228 | 1.2015 | 1.1858 | 1.2545 | 1.158 | 1.3615 | 1.2679 | 1.2863 | 1.3035 | 1.3509 | 1.2903 | 1.2929 | 1.2784 | 1.3654 | 1.3483 | 1.2679 | 1.2639 | 1.285 | 1.3312 | 1.3522 | 1.3562 | 1.3786 | 1.2824 | 1.3114 | 1.2863 | 1.3457 | 1.3206 | 1.3035 | 1.2613 | 1.2982 | 1.3022 | 1.3206 | 1.3008 | 1.2574 | 1.2587 | 1.2521 | 1.3035 | 1.3615 | 1.2758 | 1.3061 | 1.2626 | 1.2718 | 1.3325 | 1.2929 | 1.3338 | 1.376 | 1.3602 | 1.3298 | 1.3839 | 1.3088 | 1.289 | 1.2771 | 1.2587 | 1.3068 | 1.3912 | 1.3323 | 1.3229 | 1.3618 | 1.3591 | 1.3537 | 1.3537 | 1.3028 | 1.3805 | 1.3805 | 1.3644 | 1.2854 | 1.3484 | 1.3926 | 1.3805 | 1.3162 | 1.3014 | 1.406 | 1.3216 | 1.3832 | 1.351 | 1.2894 | 1.3658 | 1.2961 | 1.3859 | 1.3055 | 1.2733 | 1.3698 | 1.2854 | 1.2961 | 1.406 | 1.3135 | 1.3175 | 1.3149 | 1.2813 | 1.3698 | 1.3028 | 1.3551 | 1.2733 | 1.2921 | 1.3631 | 1.3256 | 1.3805 | 1.3631 | 1.3939 | 1.4073 | 1.3189 | 1.4506 | 1.4353 | 1.4646 | 1.4506 | 1.3333 | 1.3934 | 1.4325 | 1.3822 | 1.4562 | 1.4576 | 1.3333 | 1.4031 | 1.4618 | 1.4031 | 1.4269 | 1.4311 | 1.4464 | 1.3529 | 1.4367 | 1.3962 | 1.3822 | 1.4101 | 1.4017 | 1.4325 | 1.3766 | 1.3654 | 1.4618 | 1.4353 | 1.4059 | 1.3361 | 1.4059 | 1.4576 | 1.3654 | 1.3892 | 1.3892 | 1.385 | 1.3305 | 1.4157 | 1.3278 | 1.3305 | 1.3641 | 1.445 | 1.3696 | 1.4129 | 1.3347 | 1.4311 | 1.4604 | 1.4325 | 1.3547 | 1.3859 | 1.4185 | 1.3618 | 1.41 | 1.3873 | 1.3802 | 1.4313 | 1.3845 | 1.4313 | 1.3958 | 1.4369 | 1.4185 | 1.4625 | 1.4057 | 1.3873 | 1.3703 | 1.3547 | 1.4327 | 1.3504 | 1.3646 | 1.4554 | 1.3958 | 1.4894 | 1.3618 | 1.444 | 1.4696 | 1.3703 | 1.3845 | 1.4015 | 1.4213 | 1.4795 | 1.4057 | 1.4596 | 1.3887 | 1.4369 | 1.4511 | 1.3476 | 1.4313 | 1.4228 | 1.41 | 1.4625 | 1.4001 | 1.4128 | 1.4639 | 1.4015 | 1.3887 | 1.3972 | 1.4114 | 1.3646 | 1.3603 | 1.4001 | 1.4114 | 1.4213 | 1.4525 | 1.471 | 1.3901 | 1.4525 | 1.4313 | 1.4554 | 1.3745 | 1.4001 | 1.3674 | 1.4894 | 1.3717 | 1.4398 | 1.4142 | 1.4412 | 1.349 | 1.4525 | 1.4057 | 1.4625 | 1.3646 | 1.3646 | 1.3476 | 1.4568 | 1.4199 | 1.4752 | 1.3476 | 1.4157 | 1.3689 | 1.3916 | 1.4866 | 1.4724 | 1.3859 | 1.4015 | 1.4072 | 1.3603 | 1.3674 | 1.3689 | 1.4568 | 1.4738 | 1.4213 | 1.3901 | 1.3774
ON_SKF_GSS | 848 | 230 | ON | 0.001083 | 848 | 24640 | 0.26685 | 0.2954 | 0.28474 | 0.27984 | 0.27898 | 0.27869 | 0.28676 | 0.2931 | 0.29656 | 0.2784 | 0.27379 | 0.28503 | 0.29483 | 0.27927 | 0.2905 | 0.2931 | 0.28042 | 0.27782 | 0.29973 | 0.28301 | 0.2833 | 0.28359 | 0.27754 | 0.27984 | 0.28561 | 0.2784 | 0.27725 | 0.28618 | 0.29713 | 0.28589 | 0.27465 | 0.28244 | 0.27782 | 0.29108 | 0.27898 | 0.28791 | 0.28157 | 0.27465 | 0.2833 | 0.30002 | 0.28359 | 0.28071 | 0.29685 | 0.27379 | 0.29339 | 0.28705 | 0.2833 | 0.29973 | 0.27667 | 0.32528 | 0.30292 | 0.30733 | 0.31142 | 0.32276 | 0.30827 | 0.3089 | 0.30544 | 0.32622 | 0.32213 | 0.30292 | 0.30197 | 0.30701 | 0.31803 | 0.32307 | 0.32402 | 0.32937 | 0.30638 | 0.31331 | 0.30733 | 0.3215 | 0.31551 | 0.31142 | 0.30134 | 0.31016 | 0.31111 | 0.31551 | 0.31079 | 0.3004 | 0.30071 | 0.29914 | 0.31142 | 0.32528 | 0.30481 | 0.31205 | 0.30166 | 0.30386 | 0.31835 | 0.3089 | 0.31866 | 0.32874 | 0.32496 | 0.31772 | 0.33063 | 0.31268 | 0.30796 | 0.30512 | 0.30071 | 0.31222 | 0.33239 | 0.3183 | 0.31606 | 0.32534 | 0.3247 | 0.32342 | 0.32342 | 0.31126 | 0.32983 | 0.32983 | 0.32599 | 0.30709 | 0.32214 | 0.33271 | 0.32983 | 0.31446 | 0.31094 | 0.33591 | 0.31574 | 0.33047 | 0.32278 | 0.30805 | 0.32631 | 0.30965 | 0.33111 | 0.3119 | 0.30421 | 0.32727 | 0.30709 | 0.30965 | 0.33591 | 0.31382 | 0.31478 | 0.31414 | 0.30613 | 0.32727 | 0.31126 | 0.32374 | 0.30421 | 0.30869 | 0.32567 | 0.3167 | 0.32983 | 0.32567 | 0.33303 | 0.33623 | 0.3151 | 0.34657 | 0.3429 | 0.34991 | 0.34657 | 0.31855 | 0.3329 | 0.34224 | 0.33023 | 0.34791 | 0.34824 | 0.31855 | 0.33523 | 0.34924 | 0.33523 | 0.3409 | 0.3419 | 0.34557 | 0.32322 | 0.34324 | 0.33356 | 0.33023 | 0.3369 | 0.3349 | 0.34224 | 0.32889 | 0.32623 | 0.34924 | 0.3429 | 0.3359 | 0.31922 | 0.3359 | 0.34824 | 0.32623 | 0.3319 | 0.3319 | 0.3309 | 0.31789 | 0.33823 | 0.31722 | 0.31789 | 0.32589 | 0.34524 | 0.32723 | 0.33757 | 0.31889 | 0.3419 | 0.34891 | 0.34224 | 0.32365 | 0.33111 | 0.3389 | 0.32534 | 0.33687 | 0.33145 | 0.32975 | 0.34195 | 0.33077 | 0.34195 | 0.33348 | 0.34331 | 0.3389 | 0.34941 | 0.33585 | 0.33145 | 0.32738 | 0.32365 | 0.34229 | 0.32263 | 0.32602 | 0.34771 | 0.33348 | 0.35585 | 0.32534 | 0.345 | 0.3511 | 0.32738 | 0.33077 | 0.33483 | 0.33958 | 0.35347 | 0.33585 | 0.34873 | 0.33178 | 0.34331 | 0.3467 | 0.32196 | 0.34195 | 0.33992 | 0.33687 | 0.34941 | 0.3345 | 0.33755 | 0.34975 | 0.33483 | 0.33178 | 0.33382 | 0.33721 | 0.32602 | 0.32501 | 0.3345 | 0.33721 | 0.33958 | 0.34703 | 0.35144 | 0.33212 | 0.34703 | 0.34195 | 0.34771 | 0.3284 | 0.3345 | 0.3267 | 0.35585 | 0.32772 | 0.34398 | 0.33788 | 0.34432 | 0.32229 | 0.34703 | 0.33585 | 0.34941 | 0.32602 | 0.32602 | 0.32196 | 0.34805 | 0.33924 | 0.35246 | 0.32196 | 0.33822 | 0.32704 | 0.33246 | 0.35517 | 0.35178 | 0.33111 | 0.33483 | 0.33619 | 0.32501 | 0.3267 | 0.32704 | 0.34805 | 0.35212 | 0.33958 | 0.33212 | 0.32907
ON_SKF_JCT | 849 | 230 | ON | 0.001083 | 849 | 24640 | 0.26685 | 0.2954 | 0.28474 | 0.27984 | 0.27898 | 0.27869 | 0.28676 | 0.2931 | 0.29656 | 0.2784 | 0.27379 | 0.28503 | 0.29483 | 0.27927 | 0.2905 | 0.2931 | 0.28042 | 0.27782 | 0.29973 | 0.28301 | 0.2833 | 0.28359 | 0.27754 | 0.27984 | 0.28561 | 0.2784 | 0.27725 | 0.28618 | 0.29713 | 0.28589 | 0.27465 | 0.28244 | 0.27782 | 0.29108 | 0.27898 | 0.28791 | 0.28157 | 0.27465 | 0.2833 | 0.30002 | 0.28359 | 0.28071 | 0.29685 | 0.27379 | 0.29339 | 0.28705 | 0.2833 | 0.29973 | 0.27667 | 0.32528 | 0.30292 | 0.30733 | 0.31142 | 0.32276 | 0.30827 | 0.3089 | 0.30544 | 0.32622 | 0.32213 | 0.30292 | 0.30197 | 0.30701 | 0.31803 | 0.32307 | 0.32402 | 0.32937 | 0.30638 | 0.31331 | 0.30733 | 0.3215 | 0.31551 | 0.31142 | 0.30134 | 0.31016 | 0.31111 | 0.31551 | 0.31079 | 0.3004 | 0.30071 | 0.29914 | 0.31142 | 0.32528 | 0.30481 | 0.31205 | 0.30166 | 0.30386 | 0.31835 | 0.3089 | 0.31866 | 0.32874 | 0.32496 | 0.31772 | 0.33063 | 0.31268 | 0.30796 | 0.30512 | 0.30071 | 0.31222 | 0.33239 | 0.3183 | 0.31606 | 0.32534 | 0.3247 | 0.32342 | 0.32342 | 0.31126 | 0.32983 | 0.32983 | 0.32599 | 0.30709 | 0.32214 | 0.33271 | 0.32983 | 0.31446 | 0.31094 | 0.33591 | 0.31574 | 0.33047 | 0.32278 | 0.30805 | 0.32631 | 0.30965 | 0.33111 | 0.3119 | 0.30421 | 0.32727 | 0.30709 | 0.30965 | 0.33591 | 0.31382 | 0.31478 | 0.31414 | 0.30613 | 0.32727 | 0.31126 | 0.32374 | 0.30421 | 0.30869 | 0.32567 | 0.3167 | 0.32983 | 0.32567 | 0.33303 | 0.33623 | 0.3151 | 0.34657 | 0.3429 | 0.34991 | 0.34657 | 0.31855 | 0.3329 | 0.34224 | 0.33023 | 0.34791 | 0.34824 | 0.31855 | 0.33523 | 0.34924 | 0.33523 | 0.3409 | 0.3419 | 0.34557 | 0.32322 | 0.34324 | 0.33356 | 0.33023 | 0.3369 | 0.3349 | 0.34224 | 0.32889 | 0.32623 | 0.34924 | 0.3429 | 0.3359 | 0.31922 | 0.3359 | 0.34824 | 0.32623 | 0.3319 | 0.3319 | 0.3309 | 0.31789 | 0.33823 | 0.31722 | 0.31789 | 0.32589 | 0.34524 | 0.32723 | 0.33757 | 0.31889 | 0.3419 | 0.34891 | 0.34224 | 0.32365 | 0.33111 | 0.3389 | 0.32534 | 0.33687 | 0.33145 | 0.32975 | 0.34195 | 0.33077 | 0.34195 | 0.33348 | 0.34331 | 0.3389 | 0.34941 | 0.33585 | 0.33145 | 0.32738 | 0.32365 | 0.34229 | 0.32263 | 0.32602 | 0.34771 | 0.33348 | 0.35585 | 0.32534 | 0.345 | 0.3511 | 0.32738 | 0.33077 | 0.33483 | 0.33958 | 0.35347 | 0.33585 | 0.34873 | 0.33178 | 0.34331 | 0.3467 | 0.32196 | 0.34195 | 0.33992 | 0.33687 | 0.34941 | 0.3345 | 0.33755 | 0.34975 | 0.33483 | 0.33178 | 0.33382 | 0.33721 | 0.32602 | 0.32501 | 0.3345 | 0.33721 | 0.33958 | 0.34703 | 0.35144 | 0.33212 | 0.34703 | 0.34195 | 0.34771 | 0.3284 | 0.3345 | 0.3267 | 0.35585 | 0.32772 | 0.34398 | 0.33788 | 0.34432 | 0.32229 | 0.34703 | 0.33585 | 0.34941 | 0.32602 | 0.32602 | 0.32196 | 0.34805 | 0.33924 | 0.35246 | 0.32196 | 0.33822 | 0.32704 | 0.33246 | 0.35517 | 0.35178 | 0.33111 | 0.33483 | 0.33619 | 0.32501 | 0.3267 | 0.32704 | 0.34805 | 0.35212 | 0.33958 | 0.33212 | 0.32907
ON_SKW_GSS | 850 | 230 | ON | 0.001217 | 850 | 24640 | 0.29987 | 0.33195 | 0.31997 | 0.31447 | 0.31349 | 0.31317 | 0.32224 | 0.32936 | 0.33325 | 0.31285 | 0.30767 | 0.3203 | 0.33131 | 0.31382 | 0.32645 | 0.32936 | 0.31511 | 0.3122 | 0.33681 | 0.31803 | 0.31835 | 0.31868 | 0.31188 | 0.31447 | 0.32094 | 0.31285 | 0.31155 | 0.32159 | 0.3339 | 0.32127 | 0.30864 | 0.31738 | 0.3122 | 0.3271 | 0.31349 | 0.32353 | 0.31641 | 0.30864 | 0.31835 | 0.33714 | 0.31868 | 0.31544 | 0.33357 | 0.30767 | 0.32969 | 0.32256 | 0.31835 | 0.33681 | 0.3109 | 0.36552 | 0.3404 | 0.34535 | 0.34995 | 0.36269 | 0.34641 | 0.34712 | 0.34323 | 0.36658 | 0.36198 | 0.3404 | 0.33934 | 0.345 | 0.35738 | 0.36305 | 0.36411 | 0.37012 | 0.34429 | 0.35208 | 0.34535 | 0.36128 | 0.35455 | 0.34995 | 0.33863 | 0.34854 | 0.3496 | 0.35455 | 0.34925 | 0.33757 | 0.33792 | 0.33615 | 0.34995 | 0.36552 | 0.34252 | 0.35066 | 0.33898 | 0.34146 | 0.35774 | 0.34712 | 0.35809 | 0.36941 | 0.36517 | 0.35703 | 0.37154 | 0.35137 | 0.34606 | 0.34288 | 0.33792 | 0.35085 | 0.37352 | 0.35768 | 0.35516 | 0.3656 | 0.36488 | 0.36344 | 0.36344 | 0.34977 | 0.37064 | 0.37064 | 0.36632 | 0.34509 | 0.362 | 0.37388 | 0.37064 | 0.35337 | 0.34941 | 0.37747 | 0.3548 | 0.37136 | 0.36272 | 0.34617 | 0.36668 | 0.34797 | 0.37208 | 0.35049 | 0.34185 | 0.36776 | 0.34509 | 0.34797 | 0.37747 | 0.35265 | 0.35373 | 0.35301 | 0.34401 | 0.36776 | 0.34977 | 0.3638 | 0.34185 | 0.34689 | 0.36596 | 0.35588 | 0.37064 | 0.36596 | 0.37424 | 0.37783 | 0.35409 | 0.38945 | 0.38533 | 0.3932 | 0.38945 | 0.35797 | 0.37409 | 0.38458 | 0.37109 | 0.39095 | 0.39133 | 0.35797 | 0.37671 | 0.39245 | 0.37671 | 0.38308 | 0.38421 | 0.38833 | 0.36322 | 0.38571 | 0.37484 | 0.37109 | 0.37858 | 0.37634 | 0.38458 | 0.36959 | 0.36659 | 0.39245 | 0.38533 | 0.37746 | 0.35872 | 0.37746 | 0.39133 | 0.36659 | 0.37296 | 0.37296 | 0.37184 | 0.35722 | 0.38008 | 0.35647 | 0.35722 | 0.36621 | 0.38796 | 0.36771 | 0.37933 | 0.35834 | 0.38421 | 0.39208 | 0.38458 | 0.3637 | 0.37207 | 0.38083 | 0.3656 | 0.37855 | 0.37246 | 0.37055 | 0.38426 | 0.37169 | 0.38426 | 0.37474 | 0.38578 | 0.38083 | 0.39264 | 0.37741 | 0.37246 | 0.36789 | 0.3637 | 0.38464 | 0.36255 | 0.36636 | 0.39074 | 0.37474 | 0.39988 | 0.3656 | 0.38769 | 0.39454 | 0.36789 | 0.37169 | 0.37626 | 0.3816 | 0.39721 | 0.37741 | 0.39188 | 0.37284 | 0.38578 | 0.38959 | 0.36179 | 0.38426 | 0.38198 | 0.37855 | 0.39264 | 0.37588 | 0.37931 | 0.39302 | 0.37626 | 0.37284 | 0.37512 | 0.37893 | 0.36636 | 0.36522 | 0.37588 | 0.37893 | 0.3816 | 0.38997 | 0.39492 | 0.37322 | 0.38997 | 0.38426 | 0.39074 | 0.36903 | 0.37588 | 0.36712 | 0.39988 | 0.36827 | 0.38655 | 0.37969 | 0.38693 | 0.36217 | 0.38997 | 0.37741 | 0.39264 | 0.36636 | 0.36636 | 0.36179 | 0.39112 | 0.38121 | 0.39607 | 0.36179 | 0.38007 | 0.3675 | 0.3736 | 0.39911 | 0.39531 | 0.37207 | 0.37626 | 0.37779 | 0.36522 | 0.36712 | 0.3675 | 0.39112 | 0.39569 | 0.3816 | 0.37322 | 0.36979
ON_SKW_JCT | 851 | 230 | ON | 0.001217 | 851 | 24640 | 0.29987 | 0.33195 | 0.31997 | 0.31447 | 0.31349 | 0.31317 | 0.32224 | 0.32936 | 0.33325 | 0.31285 | 0.30767 | 0.3203 | 0.33131 | 0.31382 | 0.32645 | 0.32936 | 0.31511 | 0.3122 | 0.33681 | 0.31803 | 0.31835 | 0.31868 | 0.31188 | 0.31447 | 0.32094 | 0.31285 | 0.31155 | 0.32159 | 0.3339 | 0.32127 | 0.30864 | 0.31738 | 0.3122 | 0.3271 | 0.31349 | 0.32353 | 0.31641 | 0.30864 | 0.31835 | 0.33714 | 0.31868 | 0.31544 | 0.33357 | 0.30767 | 0.32969 | 0.32256 | 0.31835 | 0.33681 | 0.3109 | 0.36552 | 0.3404 | 0.34535 | 0.34995 | 0.36269 | 0.34641 | 0.34712 | 0.34323 | 0.36658 | 0.36198 | 0.3404 | 0.33934 | 0.345 | 0.35738 | 0.36305 | 0.36411 | 0.37012 | 0.34429 | 0.35208 | 0.34535 | 0.36128 | 0.35455 | 0.34995 | 0.33863 | 0.34854 | 0.3496 | 0.35455 | 0.34925 | 0.33757 | 0.33792 | 0.33615 | 0.34995 | 0.36552 | 0.34252 | 0.35066 | 0.33898 | 0.34146 | 0.35774 | 0.34712 | 0.35809 | 0.36941 | 0.36517 | 0.35703 | 0.37154 | 0.35137 | 0.34606 | 0.34288 | 0.33792 | 0.35085 | 0.37352 | 0.35768 | 0.35516 | 0.3656 | 0.36488 | 0.36344 | 0.36344 | 0.34977 | 0.37064 | 0.37064 | 0.36632 | 0.34509 | 0.362 | 0.37388 | 0.37064 | 0.35337 | 0.34941 | 0.37747 | 0.3548 | 0.37136 | 0.36272 | 0.34617 | 0.36668 | 0.34797 | 0.37208 | 0.35049 | 0.34185 | 0.36776 | 0.34509 | 0.34797 | 0.37747 | 0.35265 | 0.35373 | 0.35301 | 0.34401 | 0.36776 | 0.34977 | 0.3638 | 0.34185 | 0.34689 | 0.36596 | 0.35588 | 0.37064 | 0.36596 | 0.37424 | 0.37783 | 0.35409 | 0.38945 | 0.38533 | 0.3932 | 0.38945 | 0.35797 | 0.37409 | 0.38458 | 0.37109 | 0.39095 | 0.39133 | 0.35797 | 0.37671 | 0.39245 | 0.37671 | 0.38308 | 0.38421 | 0.38833 | 0.36322 | 0.38571 | 0.37484 | 0.37109 | 0.37858 | 0.37634 | 0.38458 | 0.36959 | 0.36659 | 0.39245 | 0.38533 | 0.37746 | 0.35872 | 0.37746 | 0.39133 | 0.36659 | 0.37296 | 0.37296 | 0.37184 | 0.35722 | 0.38008 | 0.35647 | 0.35722 | 0.36621 | 0.38796 | 0.36771 | 0.37933 | 0.35834 | 0.38421 | 0.39208 | 0.38458 | 0.3637 | 0.37207 | 0.38083 | 0.3656 | 0.37855 | 0.37246 | 0.37055 | 0.38426 | 0.37169 | 0.38426 | 0.37474 | 0.38578 | 0.38083 | 0.39264 | 0.37741 | 0.37246 | 0.36789 | 0.3637 | 0.38464 | 0.36255 | 0.36636 | 0.39074 | 0.37474 | 0.39988 | 0.3656 | 0.38769 | 0.39454 | 0.36789 | 0.37169 | 0.37626 | 0.3816 | 0.39721 | 0.37741 | 0.39188 | 0.37284 | 0.38578 | 0.38959 | 0.36179 | 0.38426 | 0.38198 | 0.37855 | 0.39264 | 0.37588 | 0.37931 | 0.39302 | 0.37626 | 0.37284 | 0.37512 | 0.37893 | 0.36636 | 0.36522 | 0.37588 | 0.37893 | 0.3816 | 0.38997 | 0.39492 | 0.37322 | 0.38997 | 0.38426 | 0.39074 | 0.36903 | 0.37588 | 0.36712 | 0.39988 | 0.36827 | 0.38655 | 0.37969 | 0.38693 | 0.36217 | 0.38997 | 0.37741 | 0.39264 | 0.36636 | 0.36636 | 0.36179 | 0.39112 | 0.38121 | 0.39607 | 0.36179 | 0.38007 | 0.3675 | 0.3736 | 0.39911 | 0.39531 | 0.37207 | 0.37626 | 0.37779 | 0.36522 | 0.36712 | 0.3675 | 0.39112 | 0.39569 | 0.3816 | 0.37322 | 0.36979
ON_SMF_DSS | 852 | 230 | ON | 0.001216 | 852 | 24640 | 0.29962 | 0.33168 | 0.31971 | 0.31421 | 0.31324 | 0.31291 | 0.32197 | 0.32909 | 0.33298 | 0.31259 | 0.30741 | 0.32003 | 0.33103 | 0.31356 | 0.32618 | 0.32909 | 0.31486 | 0.31194 | 0.33654 | 0.31777 | 0.31809 | 0.31841 | 0.31162 | 0.31421 | 0.32068 | 0.31259 | 0.3113 | 0.32133 | 0.33362 | 0.321 | 0.30838 | 0.31712 | 0.31194 | 0.32683 | 0.31324 | 0.32327 | 0.31615 | 0.30838 | 0.31809 | 0.33686 | 0.31841 | 0.31518 | 0.3333 | 0.30741 | 0.32942 | 0.3223 | 0.31809 | 0.33654 | 0.31065 | 0.36522 | 0.34012 | 0.34507 | 0.34967 | 0.36239 | 0.34613 | 0.34684 | 0.34295 | 0.36628 | 0.36169 | 0.34012 | 0.33906 | 0.34472 | 0.35709 | 0.36275 | 0.36381 | 0.36982 | 0.34401 | 0.35179 | 0.34507 | 0.36098 | 0.35426 | 0.34967 | 0.33835 | 0.34825 | 0.34931 | 0.35426 | 0.34896 | 0.33729 | 0.33764 | 0.33588 | 0.34967 | 0.36522 | 0.34224 | 0.35037 | 0.33871 | 0.34118 | 0.35744 | 0.34684 | 0.3578 | 0.36911 | 0.36487 | 0.35674 | 0.37123 | 0.35108 | 0.34578 | 0.34259 | 0.33764 | 0.35056 | 0.37321 | 0.35739 | 0.35487 | 0.3653 | 0.36458 | 0.36314 | 0.36314 | 0.34948 | 0.37033 | 0.37033 | 0.36602 | 0.34481 | 0.3617 | 0.37357 | 0.37033 | 0.35308 | 0.34912 | 0.37716 | 0.35451 | 0.37105 | 0.36242 | 0.34588 | 0.36638 | 0.34768 | 0.37177 | 0.3502 | 0.34157 | 0.36746 | 0.34481 | 0.34768 | 0.37716 | 0.35236 | 0.35343 | 0.35272 | 0.34373 | 0.36746 | 0.34948 | 0.3635 | 0.34157 | 0.3466 | 0.36566 | 0.35559 | 0.37033 | 0.36566 | 0.37393 | 0.37752 | 0.35379 | 0.38913 | 0.38501 | 0.39288 | 0.38913 | 0.35767 | 0.37378 | 0.38427 | 0.37078 | 0.39063 | 0.39101 | 0.35767 | 0.3764 | 0.39213 | 0.3764 | 0.38277 | 0.38389 | 0.38801 | 0.36292 | 0.38539 | 0.37453 | 0.37078 | 0.37827 | 0.37603 | 0.38427 | 0.36928 | 0.36629 | 0.39213 | 0.38501 | 0.37715 | 0.35842 | 0.37715 | 0.39101 | 0.36629 | 0.37266 | 0.37266 | 0.37153 | 0.35693 | 0.37977 | 0.35618 | 0.35693 | 0.36591 | 0.38764 | 0.36741 | 0.37902 | 0.35805 | 0.38389 | 0.39176 | 0.38427 | 0.3634 | 0.37177 | 0.38052 | 0.3653 | 0.37824 | 0.37215 | 0.37025 | 0.38395 | 0.37139 | 0.38395 | 0.37443 | 0.38547 | 0.38052 | 0.39232 | 0.3771 | 0.37215 | 0.36758 | 0.3634 | 0.38433 | 0.36226 | 0.36606 | 0.39041 | 0.37443 | 0.39955 | 0.3653 | 0.38737 | 0.39422 | 0.36758 | 0.37139 | 0.37595 | 0.38128 | 0.39688 | 0.3771 | 0.39156 | 0.37253 | 0.38547 | 0.38927 | 0.36149 | 0.38395 | 0.38166 | 0.37824 | 0.39232 | 0.37557 | 0.379 | 0.3927 | 0.37595 | 0.37253 | 0.37481 | 0.37862 | 0.36606 | 0.36492 | 0.37557 | 0.37862 | 0.38128 | 0.38965 | 0.3946 | 0.37291 | 0.38965 | 0.38395 | 0.39041 | 0.36872 | 0.37557 | 0.36682 | 0.39955 | 0.36796 | 0.38623 | 0.37938 | 0.38661 | 0.36187 | 0.38965 | 0.3771 | 0.39232 | 0.36606 | 0.36606 | 0.36149 | 0.39079 | 0.3809 | 0.39574 | 0.36149 | 0.37976 | 0.3672 | 0.37329 | 0.39879 | 0.39498 | 0.37177 | 0.37595 | 0.37748 | 0.36492 | 0.36682 | 0.3672 | 0.39079 | 0.39536 | 0.38128 | 0.37291 | 0.36949
ON_SMR_DSS | 853 | 230 | ON | 0.00213 | 853 | 24640 | 0.52483 | 0.58099 | 0.56002 | 0.55038 | 0.54868 | 0.54811 | 0.56398 | 0.57645 | 0.58326 | 0.54755 | 0.53848 | 0.56058 | 0.57986 | 0.54925 | 0.57135 | 0.57645 | 0.55151 | 0.54641 | 0.58949 | 0.55662 | 0.55718 | 0.55775 | 0.54585 | 0.55038 | 0.56172 | 0.54755 | 0.54528 | 0.56285 | 0.58439 | 0.56228 | 0.54018 | 0.55548 | 0.54641 | 0.57249 | 0.54868 | 0.56625 | 0.55378 | 0.54018 | 0.55718 | 0.59006 | 0.55775 | 0.55208 | 0.58382 | 0.53848 | 0.57702 | 0.56455 | 0.55718 | 0.58949 | 0.54415 | 0.63974 | 0.59577 | 0.60444 | 0.61249 | 0.63478 | 0.6063 | 0.60754 | 0.60072 | 0.6416 | 0.63355 | 0.59577 | 0.59391 | 0.60382 | 0.62549 | 0.6354 | 0.63726 | 0.64779 | 0.60258 | 0.61621 | 0.60444 | 0.63231 | 0.62054 | 0.61249 | 0.59267 | 0.61001 | 0.61187 | 0.62054 | 0.61125 | 0.59081 | 0.59143 | 0.58834 | 0.61249 | 0.63974 | 0.59948 | 0.61373 | 0.59329 | 0.59763 | 0.62611 | 0.60754 | 0.62673 | 0.64655 | 0.63912 | 0.62488 | 0.65027 | 0.61497 | 0.60568 | 0.6001 | 0.59143 | 0.61405 | 0.65373 | 0.62602 | 0.62161 | 0.63988 | 0.63862 | 0.6361 | 0.6361 | 0.61216 | 0.64869 | 0.64869 | 0.64113 | 0.60398 | 0.63358 | 0.65436 | 0.64869 | 0.61846 | 0.61153 | 0.66066 | 0.62098 | 0.64995 | 0.63484 | 0.60587 | 0.64176 | 0.60902 | 0.65121 | 0.61342 | 0.59831 | 0.64365 | 0.60398 | 0.60902 | 0.66066 | 0.6172 | 0.61909 | 0.61783 | 0.60209 | 0.64365 | 0.61216 | 0.63673 | 0.59831 | 0.60713 | 0.6405 | 0.62287 | 0.64869 | 0.6405 | 0.65499 | 0.66129 | 0.61972 | 0.68163 | 0.67441 | 0.68819 | 0.68163 | 0.62652 | 0.65473 | 0.6731 | 0.64948 | 0.68425 | 0.68491 | 0.62652 | 0.65932 | 0.68687 | 0.65932 | 0.67047 | 0.67244 | 0.67966 | 0.6357 | 0.67507 | 0.65604 | 0.64948 | 0.6626 | 0.65866 | 0.6731 | 0.64686 | 0.64161 | 0.68687 | 0.67441 | 0.66063 | 0.62783 | 0.66063 | 0.68491 | 0.64161 | 0.65276 | 0.65276 | 0.65079 | 0.62521 | 0.66522 | 0.62389 | 0.62521 | 0.64095 | 0.679 | 0.64358 | 0.66391 | 0.62717 | 0.67244 | 0.68622 | 0.6731 | 0.63654 | 0.65121 | 0.66654 | 0.63988 | 0.66254 | 0.65187 | 0.64854 | 0.67254 | 0.65054 | 0.67254 | 0.65587 | 0.6752 | 0.66654 | 0.6872 | 0.66054 | 0.65187 | 0.64387 | 0.63654 | 0.6732 | 0.63454 | 0.64121 | 0.68387 | 0.65587 | 0.69986 | 0.63988 | 0.67853 | 0.69053 | 0.64387 | 0.65054 | 0.65854 | 0.66787 | 0.6952 | 0.66054 | 0.68587 | 0.65254 | 0.6752 | 0.68187 | 0.63321 | 0.67254 | 0.66854 | 0.66254 | 0.6872 | 0.65787 | 0.66387 | 0.68787 | 0.65854 | 0.65254 | 0.65654 | 0.6632 | 0.64121 | 0.63921 | 0.65787 | 0.6632 | 0.66787 | 0.68253 | 0.6912 | 0.65321 | 0.68253 | 0.67254 | 0.68387 | 0.64587 | 0.65787 | 0.64254 | 0.69986 | 0.64454 | 0.67653 | 0.66454 | 0.6772 | 0.63388 | 0.68253 | 0.66054 | 0.6872 | 0.64121 | 0.64121 | 0.63321 | 0.68453 | 0.6672 | 0.6932 | 0.63321 | 0.6652 | 0.64321 | 0.65387 | 0.69853 | 0.69187 | 0.65121 | 0.65854 | 0.6612 | 0.63921 | 0.64254 | 0.64321 | 0.68453 | 0.69253 | 0.66787 | 0.65321 | 0.64721
ON_SND_JCT | 854 | 230 | ON | 0.001273 | 854 | 24640 | 0.31367 | 0.34723 | 0.3347 | 0.32894 | 0.32792 | 0.32758 | 0.33707 | 0.34452 | 0.34858 | 0.32724 | 0.32182 | 0.33503 | 0.34655 | 0.32826 | 0.34147 | 0.34452 | 0.32961 | 0.32657 | 0.35231 | 0.33266 | 0.333 | 0.33334 | 0.32623 | 0.32894 | 0.33571 | 0.32724 | 0.32589 | 0.33639 | 0.34926 | 0.33605 | 0.32284 | 0.33199 | 0.32657 | 0.34215 | 0.32792 | 0.33842 | 0.33097 | 0.32284 | 0.333 | 0.35265 | 0.33334 | 0.32995 | 0.34892 | 0.32182 | 0.34486 | 0.33741 | 0.333 | 0.35231 | 0.32521 | 0.38234 | 0.35606 | 0.36124 | 0.36606 | 0.37938 | 0.36235 | 0.36309 | 0.35902 | 0.38345 | 0.37864 | 0.35606 | 0.35495 | 0.36087 | 0.37383 | 0.37975 | 0.38086 | 0.38715 | 0.36013 | 0.36828 | 0.36124 | 0.3779 | 0.37087 | 0.36606 | 0.35421 | 0.36458 | 0.36569 | 0.37087 | 0.36532 | 0.3531 | 0.35347 | 0.35162 | 0.36606 | 0.38234 | 0.35828 | 0.3668 | 0.35458 | 0.35717 | 0.3742 | 0.36309 | 0.37457 | 0.38641 | 0.38197 | 0.37346 | 0.38863 | 0.36754 | 0.36198 | 0.35865 | 0.35347 | 0.36699 | 0.3907 | 0.37414 | 0.37151 | 0.38242 | 0.38167 | 0.38016 | 0.38016 | 0.36586 | 0.38769 | 0.38769 | 0.38318 | 0.36097 | 0.37866 | 0.39108 | 0.38769 | 0.36963 | 0.36549 | 0.39484 | 0.37113 | 0.38845 | 0.37941 | 0.3621 | 0.38355 | 0.36398 | 0.3892 | 0.36661 | 0.35758 | 0.38468 | 0.36097 | 0.36398 | 0.39484 | 0.36887 | 0.37 | 0.36925 | 0.35984 | 0.38468 | 0.36586 | 0.38054 | 0.35758 | 0.36285 | 0.3828 | 0.37226 | 0.38769 | 0.3828 | 0.39146 | 0.39522 | 0.37038 | 0.40738 | 0.40306 | 0.4113 | 0.40738 | 0.37444 | 0.3913 | 0.40228 | 0.38816 | 0.40894 | 0.40934 | 0.37444 | 0.39404 | 0.41051 | 0.39404 | 0.40071 | 0.40189 | 0.4062 | 0.37993 | 0.40345 | 0.39208 | 0.38816 | 0.396 | 0.39365 | 0.40228 | 0.38659 | 0.38346 | 0.41051 | 0.40306 | 0.39483 | 0.37522 | 0.39483 | 0.40934 | 0.38346 | 0.39012 | 0.39012 | 0.38895 | 0.37366 | 0.39757 | 0.37287 | 0.37366 | 0.38307 | 0.40581 | 0.38463 | 0.39679 | 0.37483 | 0.40189 | 0.41012 | 0.40228 | 0.38043 | 0.3892 | 0.39836 | 0.38242 | 0.39597 | 0.38959 | 0.3876 | 0.40194 | 0.3888 | 0.40194 | 0.39198 | 0.40354 | 0.39836 | 0.41071 | 0.39477 | 0.38959 | 0.38481 | 0.38043 | 0.40234 | 0.37924 | 0.38322 | 0.40871 | 0.39198 | 0.41828 | 0.38242 | 0.40553 | 0.4127 | 0.38481 | 0.3888 | 0.39358 | 0.39915 | 0.41549 | 0.39477 | 0.40991 | 0.38999 | 0.40354 | 0.40752 | 0.37844 | 0.40194 | 0.39955 | 0.39597 | 0.41071 | 0.39318 | 0.39676 | 0.4111 | 0.39358 | 0.38999 | 0.39238 | 0.39637 | 0.38322 | 0.38202 | 0.39318 | 0.39637 | 0.39915 | 0.40792 | 0.4131 | 0.39039 | 0.40792 | 0.40194 | 0.40871 | 0.38601 | 0.39318 | 0.38402 | 0.41828 | 0.38521 | 0.40433 | 0.39716 | 0.40473 | 0.37884 | 0.40792 | 0.39477 | 0.41071 | 0.38322 | 0.38322 | 0.37844 | 0.40911 | 0.39876 | 0.41429 | 0.37844 | 0.39756 | 0.38441 | 0.39079 | 0.41748 | 0.41349 | 0.3892 | 0.39358 | 0.39517 | 0.38202 | 0.38402 | 0.38441 | 0.40911 | 0.41389 | 0.39915 | 0.39039 | 0.3868
ON_SND_SWS | 855 | 230 | ON | 0.001273 | 855 | 24640 | 0.31367 | 0.34723 | 0.3347 | 0.32894 | 0.32792 | 0.32758 | 0.33707 | 0.34452 | 0.34858 | 0.32724 | 0.32182 | 0.33503 | 0.34655 | 0.32826 | 0.34147 | 0.34452 | 0.32961 | 0.32657 | 0.35231 | 0.33266 | 0.333 | 0.33334 | 0.32623 | 0.32894 | 0.33571 | 0.32724 | 0.32589 | 0.33639 | 0.34926 | 0.33605 | 0.32284 | 0.33199 | 0.32657 | 0.34215 | 0.32792 | 0.33842 | 0.33097 | 0.32284 | 0.333 | 0.35265 | 0.33334 | 0.32995 | 0.34892 | 0.32182 | 0.34486 | 0.33741 | 0.333 | 0.35231 | 0.32521 | 0.38234 | 0.35606 | 0.36124 | 0.36606 | 0.37938 | 0.36235 | 0.36309 | 0.35902 | 0.38345 | 0.37864 | 0.35606 | 0.35495 | 0.36087 | 0.37383 | 0.37975 | 0.38086 | 0.38715 | 0.36013 | 0.36828 | 0.36124 | 0.3779 | 0.37087 | 0.36606 | 0.35421 | 0.36458 | 0.36569 | 0.37087 | 0.36532 | 0.3531 | 0.35347 | 0.35162 | 0.36606 | 0.38234 | 0.35828 | 0.3668 | 0.35458 | 0.35717 | 0.3742 | 0.36309 | 0.37457 | 0.38641 | 0.38197 | 0.37346 | 0.38863 | 0.36754 | 0.36198 | 0.35865 | 0.35347 | 0.36699 | 0.3907 | 0.37414 | 0.37151 | 0.38242 | 0.38167 | 0.38016 | 0.38016 | 0.36586 | 0.38769 | 0.38769 | 0.38318 | 0.36097 | 0.37866 | 0.39108 | 0.38769 | 0.36963 | 0.36549 | 0.39484 | 0.37113 | 0.38845 | 0.37941 | 0.3621 | 0.38355 | 0.36398 | 0.3892 | 0.36661 | 0.35758 | 0.38468 | 0.36097 | 0.36398 | 0.39484 | 0.36887 | 0.37 | 0.36925 | 0.35984 | 0.38468 | 0.36586 | 0.38054 | 0.35758 | 0.36285 | 0.3828 | 0.37226 | 0.38769 | 0.3828 | 0.39146 | 0.39522 | 0.37038 | 0.40738 | 0.40306 | 0.4113 | 0.40738 | 0.37444 | 0.3913 | 0.40228 | 0.38816 | 0.40894 | 0.40934 | 0.37444 | 0.39404 | 0.41051 | 0.39404 | 0.40071 | 0.40189 | 0.4062 | 0.37993 | 0.40345 | 0.39208 | 0.38816 | 0.396 | 0.39365 | 0.40228 | 0.38659 | 0.38346 | 0.41051 | 0.40306 | 0.39483 | 0.37522 | 0.39483 | 0.40934 | 0.38346 | 0.39012 | 0.39012 | 0.38895 | 0.37366 | 0.39757 | 0.37287 | 0.37366 | 0.38307 | 0.40581 | 0.38463 | 0.39679 | 0.37483 | 0.40189 | 0.41012 | 0.40228 | 0.38043 | 0.3892 | 0.39836 | 0.38242 | 0.39597 | 0.38959 | 0.3876 | 0.40194 | 0.3888 | 0.40194 | 0.39198 | 0.40354 | 0.39836 | 0.41071 | 0.39477 | 0.38959 | 0.38481 | 0.38043 | 0.40234 | 0.37924 | 0.38322 | 0.40871 | 0.39198 | 0.41828 | 0.38242 | 0.40553 | 0.4127 | 0.38481 | 0.3888 | 0.39358 | 0.39915 | 0.41549 | 0.39477 | 0.40991 | 0.38999 | 0.40354 | 0.40752 | 0.37844 | 0.40194 | 0.39955 | 0.39597 | 0.41071 | 0.39318 | 0.39676 | 0.4111 | 0.39358 | 0.38999 | 0.39238 | 0.39637 | 0.38322 | 0.38202 | 0.39318 | 0.39637 | 0.39915 | 0.40792 | 0.4131 | 0.39039 | 0.40792 | 0.40194 | 0.40871 | 0.38601 | 0.39318 | 0.38402 | 0.41828 | 0.38521 | 0.40433 | 0.39716 | 0.40473 | 0.37884 | 0.40792 | 0.39477 | 0.41071 | 0.38322 | 0.38322 | 0.37844 | 0.40911 | 0.39876 | 0.41429 | 0.37844 | 0.39756 | 0.38441 | 0.39079 | 0.41748 | 0.41349 | 0.3892 | 0.39358 | 0.39517 | 0.38202 | 0.38402 | 0.38441 | 0.40911 | 0.41389 | 0.39915 | 0.39039 | 0.3868
ON_SNS_JCT | 856 | 230 | ON | 0.001321 | 856 | 24640 | 0.32549 | 0.36032 | 0.34732 | 0.34134 | 0.34028 | 0.33993 | 0.34978 | 0.35751 | 0.36173 | 0.33958 | 0.33396 | 0.34767 | 0.35962 | 0.34064 | 0.35435 | 0.35751 | 0.34204 | 0.33888 | 0.3656 | 0.34521 | 0.34556 | 0.34591 | 0.33853 | 0.34134 | 0.34837 | 0.33958 | 0.33818 | 0.34907 | 0.36243 | 0.34872 | 0.33501 | 0.3445 | 0.33888 | 0.35505 | 0.34028 | 0.35118 | 0.34345 | 0.33501 | 0.34556 | 0.36595 | 0.34591 | 0.34239 | 0.36208 | 0.33396 | 0.35786 | 0.35013 | 0.34556 | 0.3656 | 0.33747 | 0.39676 | 0.36949 | 0.37487 | 0.37986 | 0.39369 | 0.37602 | 0.37679 | 0.37256 | 0.39791 | 0.39292 | 0.36949 | 0.36834 | 0.37448 | 0.38792 | 0.39407 | 0.39522 | 0.40175 | 0.37371 | 0.38216 | 0.37487 | 0.39215 | 0.38485 | 0.37986 | 0.36757 | 0.37832 | 0.37947 | 0.38485 | 0.37909 | 0.36642 | 0.3668 | 0.36488 | 0.37986 | 0.39676 | 0.37179 | 0.38063 | 0.36795 | 0.37064 | 0.38831 | 0.37679 | 0.38869 | 0.40098 | 0.39637 | 0.38754 | 0.40329 | 0.38139 | 0.37563 | 0.37218 | 0.3668 | 0.38083 | 0.40544 | 0.38825 | 0.38552 | 0.39684 | 0.39606 | 0.3945 | 0.3945 | 0.37966 | 0.40231 | 0.40231 | 0.39762 | 0.37458 | 0.39294 | 0.40583 | 0.40231 | 0.38356 | 0.37927 | 0.40973 | 0.38512 | 0.40309 | 0.39372 | 0.37575 | 0.39801 | 0.3777 | 0.40387 | 0.38044 | 0.37106 | 0.39919 | 0.37458 | 0.3777 | 0.40973 | 0.38278 | 0.38395 | 0.38317 | 0.37341 | 0.39919 | 0.37966 | 0.39489 | 0.37106 | 0.37653 | 0.39723 | 0.3863 | 0.40231 | 0.39723 | 0.40622 | 0.41012 | 0.38434 | 0.42274 | 0.41826 | 0.4268 | 0.42274 | 0.38856 | 0.40605 | 0.41745 | 0.4028 | 0.42436 | 0.42477 | 0.38856 | 0.4089 | 0.42599 | 0.4089 | 0.41582 | 0.41704 | 0.42152 | 0.39426 | 0.41867 | 0.40687 | 0.4028 | 0.41094 | 0.4085 | 0.41745 | 0.40117 | 0.39792 | 0.42599 | 0.41826 | 0.40972 | 0.38937 | 0.40972 | 0.42477 | 0.39792 | 0.40483 | 0.40483 | 0.40361 | 0.38775 | 0.41256 | 0.38693 | 0.38775 | 0.39751 | 0.42111 | 0.39914 | 0.41175 | 0.38897 | 0.41704 | 0.42558 | 0.41745 | 0.39478 | 0.40387 | 0.41338 | 0.39684 | 0.4109 | 0.40428 | 0.40222 | 0.4171 | 0.40346 | 0.4171 | 0.40676 | 0.41875 | 0.41338 | 0.42619 | 0.40966 | 0.40428 | 0.39932 | 0.39478 | 0.41751 | 0.39354 | 0.39767 | 0.42413 | 0.40676 | 0.43405 | 0.39684 | 0.42082 | 0.42826 | 0.39932 | 0.40346 | 0.40842 | 0.4142 | 0.43115 | 0.40966 | 0.42537 | 0.4047 | 0.41875 | 0.42289 | 0.39271 | 0.4171 | 0.41462 | 0.4109 | 0.42619 | 0.408 | 0.41172 | 0.42661 | 0.40842 | 0.4047 | 0.40718 | 0.41131 | 0.39767 | 0.39643 | 0.408 | 0.41131 | 0.4142 | 0.4233 | 0.42867 | 0.40511 | 0.4233 | 0.4171 | 0.42413 | 0.40056 | 0.408 | 0.3985 | 0.43405 | 0.39974 | 0.41958 | 0.41214 | 0.41999 | 0.39312 | 0.4233 | 0.40966 | 0.42619 | 0.39767 | 0.39767 | 0.39271 | 0.42454 | 0.41379 | 0.42991 | 0.39271 | 0.41255 | 0.39891 | 0.40552 | 0.43322 | 0.42909 | 0.40387 | 0.40842 | 0.41007 | 0.39643 | 0.3985 | 0.39891 | 0.42454 | 0.4295 | 0.4142 | 0.40511 | 0.40139
ON_SNS_TSS | 857 | 230 | ON | 0.001321 | 857 | 24640 | 0.32549 | 0.36032 | 0.34732 | 0.34134 | 0.34028 | 0.33993 | 0.34978 | 0.35751 | 0.36173 | 0.33958 | 0.33396 | 0.34767 | 0.35962 | 0.34064 | 0.35435 | 0.35751 | 0.34204 | 0.33888 | 0.3656 | 0.34521 | 0.34556 | 0.34591 | 0.33853 | 0.34134 | 0.34837 | 0.33958 | 0.33818 | 0.34907 | 0.36243 | 0.34872 | 0.33501 | 0.3445 | 0.33888 | 0.35505 | 0.34028 | 0.35118 | 0.34345 | 0.33501 | 0.34556 | 0.36595 | 0.34591 | 0.34239 | 0.36208 | 0.33396 | 0.35786 | 0.35013 | 0.34556 | 0.3656 | 0.33747 | 0.39676 | 0.36949 | 0.37487 | 0.37986 | 0.39369 | 0.37602 | 0.37679 | 0.37256 | 0.39791 | 0.39292 | 0.36949 | 0.36834 | 0.37448 | 0.38792 | 0.39407 | 0.39522 | 0.40175 | 0.37371 | 0.38216 | 0.37487 | 0.39215 | 0.38485 | 0.37986 | 0.36757 | 0.37832 | 0.37947 | 0.38485 | 0.37909 | 0.36642 | 0.3668 | 0.36488 | 0.37986 | 0.39676 | 0.37179 | 0.38063 | 0.36795 | 0.37064 | 0.38831 | 0.37679 | 0.38869 | 0.40098 | 0.39637 | 0.38754 | 0.40329 | 0.38139 | 0.37563 | 0.37218 | 0.3668 | 0.38083 | 0.40544 | 0.38825 | 0.38552 | 0.39684 | 0.39606 | 0.3945 | 0.3945 | 0.37966 | 0.40231 | 0.40231 | 0.39762 | 0.37458 | 0.39294 | 0.40583 | 0.40231 | 0.38356 | 0.37927 | 0.40973 | 0.38512 | 0.40309 | 0.39372 | 0.37575 | 0.39801 | 0.3777 | 0.40387 | 0.38044 | 0.37106 | 0.39919 | 0.37458 | 0.3777 | 0.40973 | 0.38278 | 0.38395 | 0.38317 | 0.37341 | 0.39919 | 0.37966 | 0.39489 | 0.37106 | 0.37653 | 0.39723 | 0.3863 | 0.40231 | 0.39723 | 0.40622 | 0.41012 | 0.38434 | 0.42274 | 0.41826 | 0.4268 | 0.42274 | 0.38856 | 0.40605 | 0.41745 | 0.4028 | 0.42436 | 0.42477 | 0.38856 | 0.4089 | 0.42599 | 0.4089 | 0.41582 | 0.41704 | 0.42152 | 0.39426 | 0.41867 | 0.40687 | 0.4028 | 0.41094 | 0.4085 | 0.41745 | 0.40117 | 0.39792 | 0.42599 | 0.41826 | 0.40972 | 0.38937 | 0.40972 | 0.42477 | 0.39792 | 0.40483 | 0.40483 | 0.40361 | 0.38775 | 0.41256 | 0.38693 | 0.38775 | 0.39751 | 0.42111 | 0.39914 | 0.41175 | 0.38897 | 0.41704 | 0.42558 | 0.41745 | 0.39478 | 0.40387 | 0.41338 | 0.39684 | 0.4109 | 0.40428 | 0.40222 | 0.4171 | 0.40346 | 0.4171 | 0.40676 | 0.41875 | 0.41338 | 0.42619 | 0.40966 | 0.40428 | 0.39932 | 0.39478 | 0.41751 | 0.39354 | 0.39767 | 0.42413 | 0.40676 | 0.43405 | 0.39684 | 0.42082 | 0.42826 | 0.39932 | 0.40346 | 0.40842 | 0.4142 | 0.43115 | 0.40966 | 0.42537 | 0.4047 | 0.41875 | 0.42289 | 0.39271 | 0.4171 | 0.41462 | 0.4109 | 0.42619 | 0.408 | 0.41172 | 0.42661 | 0.40842 | 0.4047 | 0.40718 | 0.41131 | 0.39767 | 0.39643 | 0.408 | 0.41131 | 0.4142 | 0.4233 | 0.42867 | 0.40511 | 0.4233 | 0.4171 | 0.42413 | 0.40056 | 0.408 | 0.3985 | 0.43405 | 0.39974 | 0.41958 | 0.41214 | 0.41999 | 0.39312 | 0.4233 | 0.40966 | 0.42619 | 0.39767 | 0.39767 | 0.39271 | 0.42454 | 0.41379 | 0.42991 | 0.39271 | 0.41255 | 0.39891 | 0.40552 | 0.43322 | 0.42909 | 0.40387 | 0.40842 | 0.41007 | 0.39643 | 0.3985 | 0.39891 | 0.42454 | 0.4295 | 0.4142 | 0.40511 | 0.40139
ON_SNW_JCT | 858 | 230 | ON | 0.00213 | 858 | 24640 | 0.52483 | 0.58099 | 0.56002 | 0.55038 | 0.54868 | 0.54811 | 0.56398 | 0.57645 | 0.58326 | 0.54755 | 0.53848 | 0.56058 | 0.57986 | 0.54925 | 0.57135 | 0.57645 | 0.55151 | 0.54641 | 0.58949 | 0.55662 | 0.55718 | 0.55775 | 0.54585 | 0.55038 | 0.56172 | 0.54755 | 0.54528 | 0.56285 | 0.58439 | 0.56228 | 0.54018 | 0.55548 | 0.54641 | 0.57249 | 0.54868 | 0.56625 | 0.55378 | 0.54018 | 0.55718 | 0.59006 | 0.55775 | 0.55208 | 0.58382 | 0.53848 | 0.57702 | 0.56455 | 0.55718 | 0.58949 | 0.54415 | 0.63974 | 0.59577 | 0.60444 | 0.61249 | 0.63478 | 0.6063 | 0.60754 | 0.60072 | 0.6416 | 0.63355 | 0.59577 | 0.59391 | 0.60382 | 0.62549 | 0.6354 | 0.63726 | 0.64779 | 0.60258 | 0.61621 | 0.60444 | 0.63231 | 0.62054 | 0.61249 | 0.59267 | 0.61001 | 0.61187 | 0.62054 | 0.61125 | 0.59081 | 0.59143 | 0.58834 | 0.61249 | 0.63974 | 0.59948 | 0.61373 | 0.59329 | 0.59763 | 0.62611 | 0.60754 | 0.62673 | 0.64655 | 0.63912 | 0.62488 | 0.65027 | 0.61497 | 0.60568 | 0.6001 | 0.59143 | 0.61405 | 0.65373 | 0.62602 | 0.62161 | 0.63988 | 0.63862 | 0.6361 | 0.6361 | 0.61216 | 0.64869 | 0.64869 | 0.64113 | 0.60398 | 0.63358 | 0.65436 | 0.64869 | 0.61846 | 0.61153 | 0.66066 | 0.62098 | 0.64995 | 0.63484 | 0.60587 | 0.64176 | 0.60902 | 0.65121 | 0.61342 | 0.59831 | 0.64365 | 0.60398 | 0.60902 | 0.66066 | 0.6172 | 0.61909 | 0.61783 | 0.60209 | 0.64365 | 0.61216 | 0.63673 | 0.59831 | 0.60713 | 0.6405 | 0.62287 | 0.64869 | 0.6405 | 0.65499 | 0.66129 | 0.61972 | 0.68163 | 0.67441 | 0.68819 | 0.68163 | 0.62652 | 0.65473 | 0.6731 | 0.64948 | 0.68425 | 0.68491 | 0.62652 | 0.65932 | 0.68687 | 0.65932 | 0.67047 | 0.67244 | 0.67966 | 0.6357 | 0.67507 | 0.65604 | 0.64948 | 0.6626 | 0.65866 | 0.6731 | 0.64686 | 0.64161 | 0.68687 | 0.67441 | 0.66063 | 0.62783 | 0.66063 | 0.68491 | 0.64161 | 0.65276 | 0.65276 | 0.65079 | 0.62521 | 0.66522 | 0.62389 | 0.62521 | 0.64095 | 0.679 | 0.64358 | 0.66391 | 0.62717 | 0.67244 | 0.68622 | 0.6731 | 0.63654 | 0.65121 | 0.66654 | 0.63988 | 0.66254 | 0.65187 | 0.64854 | 0.67254 | 0.65054 | 0.67254 | 0.65587 | 0.6752 | 0.66654 | 0.6872 | 0.66054 | 0.65187 | 0.64387 | 0.63654 | 0.6732 | 0.63454 | 0.64121 | 0.68387 | 0.65587 | 0.69986 | 0.63988 | 0.67853 | 0.69053 | 0.64387 | 0.65054 | 0.65854 | 0.66787 | 0.6952 | 0.66054 | 0.68587 | 0.65254 | 0.6752 | 0.68187 | 0.63321 | 0.67254 | 0.66854 | 0.66254 | 0.6872 | 0.65787 | 0.66387 | 0.68787 | 0.65854 | 0.65254 | 0.65654 | 0.6632 | 0.64121 | 0.63921 | 0.65787 | 0.6632 | 0.66787 | 0.68253 | 0.6912 | 0.65321 | 0.68253 | 0.67254 | 0.68387 | 0.64587 | 0.65787 | 0.64254 | 0.69986 | 0.64454 | 0.67653 | 0.66454 | 0.6772 | 0.63388 | 0.68253 | 0.66054 | 0.6872 | 0.64121 | 0.64121 | 0.63321 | 0.68453 | 0.6672 | 0.6932 | 0.63321 | 0.6652 | 0.64321 | 0.65387 | 0.69853 | 0.69187 | 0.65121 | 0.65854 | 0.6612 | 0.63921 | 0.64254 | 0.64321 | 0.68453 | 0.69253 | 0.66787 | 0.65321 | 0.64721
ON_SOC_JCT | 859 | 230 | ON | 0.001321 | 859 | 24640 | 0.32549 | 0.36032 | 0.34732 | 0.34134 | 0.34028 | 0.33993 | 0.34978 | 0.35751 | 0.36173 | 0.33958 | 0.33396 | 0.34767 | 0.35962 | 0.34064 | 0.35435 | 0.35751 | 0.34204 | 0.33888 | 0.3656 | 0.34521 | 0.34556 | 0.34591 | 0.33853 | 0.34134 | 0.34837 | 0.33958 | 0.33818 | 0.34907 | 0.36243 | 0.34872 | 0.33501 | 0.3445 | 0.33888 | 0.35505 | 0.34028 | 0.35118 | 0.34345 | 0.33501 | 0.34556 | 0.36595 | 0.34591 | 0.34239 | 0.36208 | 0.33396 | 0.35786 | 0.35013 | 0.34556 | 0.3656 | 0.33747 | 0.39676 | 0.36949 | 0.37487 | 0.37986 | 0.39369 | 0.37602 | 0.37679 | 0.37256 | 0.39791 | 0.39292 | 0.36949 | 0.36834 | 0.37448 | 0.38792 | 0.39407 | 0.39522 | 0.40175 | 0.37371 | 0.38216 | 0.37487 | 0.39215 | 0.38485 | 0.37986 | 0.36757 | 0.37832 | 0.37947 | 0.38485 | 0.37909 | 0.36642 | 0.3668 | 0.36488 | 0.37986 | 0.39676 | 0.37179 | 0.38063 | 0.36795 | 0.37064 | 0.38831 | 0.37679 | 0.38869 | 0.40098 | 0.39637 | 0.38754 | 0.40329 | 0.38139 | 0.37563 | 0.37218 | 0.3668 | 0.38083 | 0.40544 | 0.38825 | 0.38552 | 0.39684 | 0.39606 | 0.3945 | 0.3945 | 0.37966 | 0.40231 | 0.40231 | 0.39762 | 0.37458 | 0.39294 | 0.40583 | 0.40231 | 0.38356 | 0.37927 | 0.40973 | 0.38512 | 0.40309 | 0.39372 | 0.37575 | 0.39801 | 0.3777 | 0.40387 | 0.38044 | 0.37106 | 0.39919 | 0.37458 | 0.3777 | 0.40973 | 0.38278 | 0.38395 | 0.38317 | 0.37341 | 0.39919 | 0.37966 | 0.39489 | 0.37106 | 0.37653 | 0.39723 | 0.3863 | 0.40231 | 0.39723 | 0.40622 | 0.41012 | 0.38434 | 0.42274 | 0.41826 | 0.4268 | 0.42274 | 0.38856 | 0.40605 | 0.41745 | 0.4028 | 0.42436 | 0.42477 | 0.38856 | 0.4089 | 0.42599 | 0.4089 | 0.41582 | 0.41704 | 0.42152 | 0.39426 | 0.41867 | 0.40687 | 0.4028 | 0.41094 | 0.4085 | 0.41745 | 0.40117 | 0.39792 | 0.42599 | 0.41826 | 0.40972 | 0.38937 | 0.40972 | 0.42477 | 0.39792 | 0.40483 | 0.40483 | 0.40361 | 0.38775 | 0.41256 | 0.38693 | 0.38775 | 0.39751 | 0.42111 | 0.39914 | 0.41175 | 0.38897 | 0.41704 | 0.42558 | 0.41745 | 0.39478 | 0.40387 | 0.41338 | 0.39684 | 0.4109 | 0.40428 | 0.40222 | 0.4171 | 0.40346 | 0.4171 | 0.40676 | 0.41875 | 0.41338 | 0.42619 | 0.40966 | 0.40428 | 0.39932 | 0.39478 | 0.41751 | 0.39354 | 0.39767 | 0.42413 | 0.40676 | 0.43405 | 0.39684 | 0.42082 | 0.42826 | 0.39932 | 0.40346 | 0.40842 | 0.4142 | 0.43115 | 0.40966 | 0.42537 | 0.4047 | 0.41875 | 0.42289 | 0.39271 | 0.4171 | 0.41462 | 0.4109 | 0.42619 | 0.408 | 0.41172 | 0.42661 | 0.40842 | 0.4047 | 0.40718 | 0.41131 | 0.39767 | 0.39643 | 0.408 | 0.41131 | 0.4142 | 0.4233 | 0.42867 | 0.40511 | 0.4233 | 0.4171 | 0.42413 | 0.40056 | 0.408 | 0.3985 | 0.43405 | 0.39974 | 0.41958 | 0.41214 | 0.41999 | 0.39312 | 0.4233 | 0.40966 | 0.42619 | 0.39767 | 0.39767 | 0.39271 | 0.42454 | 0.41379 | 0.42991 | 0.39271 | 0.41255 | 0.39891 | 0.40552 | 0.43322 | 0.42909 | 0.40387 | 0.40842 | 0.41007 | 0.39643 | 0.3985 | 0.39891 | 0.42454 | 0.4295 | 0.4142 | 0.40511 | 0.40139
ON_SOG_GSS | 860 | 230 | ON | 0.001201 | 860 | 24640 | 0.29593 | 0.32759 | 0.31577 | 0.31033 | 0.30937 | 0.30905 | 0.318 | 0.32503 | 0.32887 | 0.30873 | 0.30362 | 0.31608 | 0.32695 | 0.30969 | 0.32216 | 0.32503 | 0.31097 | 0.30809 | 0.33238 | 0.31385 | 0.31417 | 0.31449 | 0.30778 | 0.31033 | 0.31672 | 0.30873 | 0.30746 | 0.31736 | 0.32951 | 0.31704 | 0.30458 | 0.31321 | 0.30809 | 0.3228 | 0.30937 | 0.31928 | 0.31225 | 0.30458 | 0.31417 | 0.3327 | 0.31449 | 0.31129 | 0.32919 | 0.30362 | 0.32535 | 0.31832 | 0.31417 | 0.33238 | 0.30682 | 0.36072 | 0.33592 | 0.34081 | 0.34535 | 0.35792 | 0.34186 | 0.34256 | 0.33872 | 0.36176 | 0.35722 | 0.33592 | 0.33488 | 0.34046 | 0.35269 | 0.35827 | 0.35932 | 0.36526 | 0.33976 | 0.34745 | 0.34081 | 0.35653 | 0.34989 | 0.34535 | 0.33418 | 0.34396 | 0.345 | 0.34989 | 0.34465 | 0.33313 | 0.33348 | 0.33173 | 0.34535 | 0.36072 | 0.33802 | 0.34605 | 0.33453 | 0.33697 | 0.35303 | 0.34256 | 0.35338 | 0.36456 | 0.36037 | 0.35234 | 0.36665 | 0.34675 | 0.34151 | 0.33837 | 0.33348 | 0.34623 | 0.36861 | 0.35298 | 0.3505 | 0.36079 | 0.36008 | 0.35866 | 0.35866 | 0.34517 | 0.36577 | 0.36577 | 0.3615 | 0.34055 | 0.35724 | 0.36896 | 0.36577 | 0.34872 | 0.34481 | 0.37251 | 0.35014 | 0.36648 | 0.35795 | 0.34162 | 0.36186 | 0.34339 | 0.36719 | 0.34588 | 0.33736 | 0.36292 | 0.34055 | 0.34339 | 0.37251 | 0.34801 | 0.34907 | 0.34836 | 0.33949 | 0.36292 | 0.34517 | 0.35902 | 0.33736 | 0.34233 | 0.36115 | 0.35121 | 0.36577 | 0.36115 | 0.36932 | 0.37287 | 0.34943 | 0.38433 | 0.38027 | 0.38803 | 0.38433 | 0.35326 | 0.36917 | 0.37953 | 0.36621 | 0.38581 | 0.38618 | 0.35326 | 0.37176 | 0.38729 | 0.37176 | 0.37805 | 0.37916 | 0.38322 | 0.35844 | 0.38064 | 0.36991 | 0.36621 | 0.37361 | 0.37139 | 0.37953 | 0.36473 | 0.36177 | 0.38729 | 0.38027 | 0.3725 | 0.354 | 0.3725 | 0.38618 | 0.36177 | 0.36806 | 0.36806 | 0.36695 | 0.35252 | 0.37509 | 0.35178 | 0.35252 | 0.3614 | 0.38285 | 0.36288 | 0.37435 | 0.35363 | 0.37916 | 0.38692 | 0.37953 | 0.35891 | 0.36718 | 0.37583 | 0.36079 | 0.37357 | 0.36756 | 0.36568 | 0.37921 | 0.36681 | 0.37921 | 0.36981 | 0.38071 | 0.37583 | 0.38748 | 0.37244 | 0.36756 | 0.36305 | 0.35891 | 0.37958 | 0.35779 | 0.36155 | 0.3856 | 0.36981 | 0.39462 | 0.36079 | 0.38259 | 0.38936 | 0.36305 | 0.36681 | 0.37132 | 0.37658 | 0.39199 | 0.37244 | 0.38673 | 0.36793 | 0.38071 | 0.38447 | 0.35704 | 0.37921 | 0.37695 | 0.37357 | 0.38748 | 0.37094 | 0.37432 | 0.38785 | 0.37132 | 0.36793 | 0.37019 | 0.37395 | 0.36155 | 0.36042 | 0.37094 | 0.37395 | 0.37658 | 0.38485 | 0.38973 | 0.36831 | 0.38485 | 0.37921 | 0.3856 | 0.36418 | 0.37094 | 0.3623 | 0.39462 | 0.36342 | 0.38146 | 0.3747 | 0.38184 | 0.35741 | 0.38485 | 0.37244 | 0.38748 | 0.36155 | 0.36155 | 0.35704 | 0.38597 | 0.3762 | 0.39086 | 0.35704 | 0.37507 | 0.36267 | 0.36869 | 0.39387 | 0.39011 | 0.36718 | 0.37132 | 0.37282 | 0.36042 | 0.3623 | 0.36267 | 0.38597 | 0.39048 | 0.37658 | 0.36831 | 0.36493
ON_SOG_JCT | 861 | 230 | ON | 0.001201 | 861 | 24640 | 0.29593 | 0.32759 | 0.31577 | 0.31033 | 0.30937 | 0.30905 | 0.318 | 0.32503 | 0.32887 | 0.30873 | 0.30362 | 0.31608 | 0.32695 | 0.30969 | 0.32216 | 0.32503 | 0.31097 | 0.30809 | 0.33238 | 0.31385 | 0.31417 | 0.31449 | 0.30778 | 0.31033 | 0.31672 | 0.30873 | 0.30746 | 0.31736 | 0.32951 | 0.31704 | 0.30458 | 0.31321 | 0.30809 | 0.3228 | 0.30937 | 0.31928 | 0.31225 | 0.30458 | 0.31417 | 0.3327 | 0.31449 | 0.31129 | 0.32919 | 0.30362 | 0.32535 | 0.31832 | 0.31417 | 0.33238 | 0.30682 | 0.36072 | 0.33592 | 0.34081 | 0.34535 | 0.35792 | 0.34186 | 0.34256 | 0.33872 | 0.36176 | 0.35722 | 0.33592 | 0.33488 | 0.34046 | 0.35269 | 0.35827 | 0.35932 | 0.36526 | 0.33976 | 0.34745 | 0.34081 | 0.35653 | 0.34989 | 0.34535 | 0.33418 | 0.34396 | 0.345 | 0.34989 | 0.34465 | 0.33313 | 0.33348 | 0.33173 | 0.34535 | 0.36072 | 0.33802 | 0.34605 | 0.33453 | 0.33697 | 0.35303 | 0.34256 | 0.35338 | 0.36456 | 0.36037 | 0.35234 | 0.36665 | 0.34675 | 0.34151 | 0.33837 | 0.33348 | 0.34623 | 0.36861 | 0.35298 | 0.3505 | 0.36079 | 0.36008 | 0.35866 | 0.35866 | 0.34517 | 0.36577 | 0.36577 | 0.3615 | 0.34055 | 0.35724 | 0.36896 | 0.36577 | 0.34872 | 0.34481 | 0.37251 | 0.35014 | 0.36648 | 0.35795 | 0.34162 | 0.36186 | 0.34339 | 0.36719 | 0.34588 | 0.33736 | 0.36292 | 0.34055 | 0.34339 | 0.37251 | 0.34801 | 0.34907 | 0.34836 | 0.33949 | 0.36292 | 0.34517 | 0.35902 | 0.33736 | 0.34233 | 0.36115 | 0.35121 | 0.36577 | 0.36115 | 0.36932 | 0.37287 | 0.34943 | 0.38433 | 0.38027 | 0.38803 | 0.38433 | 0.35326 | 0.36917 | 0.37953 | 0.36621 | 0.38581 | 0.38618 | 0.35326 | 0.37176 | 0.38729 | 0.37176 | 0.37805 | 0.37916 | 0.38322 | 0.35844 | 0.38064 | 0.36991 | 0.36621 | 0.37361 | 0.37139 | 0.37953 | 0.36473 | 0.36177 | 0.38729 | 0.38027 | 0.3725 | 0.354 | 0.3725 | 0.38618 | 0.36177 | 0.36806 | 0.36806 | 0.36695 | 0.35252 | 0.37509 | 0.35178 | 0.35252 | 0.3614 | 0.38285 | 0.36288 | 0.37435 | 0.35363 | 0.37916 | 0.38692 | 0.37953 | 0.35891 | 0.36718 | 0.37583 | 0.36079 | 0.37357 | 0.36756 | 0.36568 | 0.37921 | 0.36681 | 0.37921 | 0.36981 | 0.38071 | 0.37583 | 0.38748 | 0.37244 | 0.36756 | 0.36305 | 0.35891 | 0.37958 | 0.35779 | 0.36155 | 0.3856 | 0.36981 | 0.39462 | 0.36079 | 0.38259 | 0.38936 | 0.36305 | 0.36681 | 0.37132 | 0.37658 | 0.39199 | 0.37244 | 0.38673 | 0.36793 | 0.38071 | 0.38447 | 0.35704 | 0.37921 | 0.37695 | 0.37357 | 0.38748 | 0.37094 | 0.37432 | 0.38785 | 0.37132 | 0.36793 | 0.37019 | 0.37395 | 0.36155 | 0.36042 | 0.37094 | 0.37395 | 0.37658 | 0.38485 | 0.38973 | 0.36831 | 0.38485 | 0.37921 | 0.3856 | 0.36418 | 0.37094 | 0.3623 | 0.39462 | 0.36342 | 0.38146 | 0.3747 | 0.38184 | 0.35741 | 0.38485 | 0.37244 | 0.38748 | 0.36155 | 0.36155 | 0.35704 | 0.38597 | 0.3762 | 0.39086 | 0.35704 | 0.37507 | 0.36267 | 0.36869 | 0.39387 | 0.39011 | 0.36718 | 0.37132 | 0.37282 | 0.36042 | 0.3623 | 0.36267 | 0.38597 | 0.39048 | 0.37658 | 0.36831 | 0.36493
ON_SOM_DSS | 862 | 230 | ON | 0.003026 | 862 | 24640 | 0.74561 | 0.82539 | 0.79559 | 0.7819 | 0.77949 | 0.77868 | 0.80123 | 0.81894 | 0.82861 | 0.77788 | 0.76499 | 0.7964 | 0.82378 | 0.78029 | 0.8117 | 0.81894 | 0.78351 | 0.77627 | 0.83747 | 0.79076 | 0.79157 | 0.79237 | 0.77546 | 0.7819 | 0.79801 | 0.77788 | 0.77466 | 0.79962 | 0.83022 | 0.79881 | 0.76741 | 0.78915 | 0.77627 | 0.81331 | 0.77949 | 0.80445 | 0.78673 | 0.76741 | 0.79157 | 0.83827 | 0.79237 | 0.78432 | 0.82941 | 0.76499 | 0.81975 | 0.80203 | 0.79157 | 0.83747 | 0.77304 | 0.90885 | 0.84638 | 0.8587 | 0.87014 | 0.90181 | 0.86134 | 0.8631 | 0.85342 | 0.91149 | 0.90005 | 0.84638 | 0.84374 | 0.85782 | 0.88861 | 0.90269 | 0.90533 | 0.92029 | 0.85606 | 0.87542 | 0.8587 | 0.89829 | 0.88158 | 0.87014 | 0.84198 | 0.86662 | 0.86926 | 0.88158 | 0.86838 | 0.83934 | 0.84022 | 0.83582 | 0.87014 | 0.90885 | 0.85166 | 0.8719 | 0.84286 | 0.84902 | 0.88949 | 0.8631 | 0.89037 | 0.91853 | 0.90797 | 0.88773 | 0.92381 | 0.87366 | 0.86046 | 0.85254 | 0.84022 | 0.87236 | 0.92873 | 0.88936 | 0.8831 | 0.90904 | 0.90725 | 0.90367 | 0.90367 | 0.86968 | 0.92157 | 0.92157 | 0.91083 | 0.85804 | 0.9001 | 0.92962 | 0.92157 | 0.87862 | 0.86878 | 0.93857 | 0.8822 | 0.92336 | 0.90189 | 0.86073 | 0.91173 | 0.8652 | 0.92515 | 0.87146 | 0.84999 | 0.91441 | 0.85804 | 0.8652 | 0.93857 | 0.87683 | 0.87952 | 0.87773 | 0.85536 | 0.91441 | 0.86968 | 0.90457 | 0.84999 | 0.86252 | 0.90994 | 0.88489 | 0.92157 | 0.90994 | 0.93052 | 0.93946 | 0.88041 | 0.96836 | 0.9581 | 0.97768 | 0.96836 | 0.89007 | 0.93014 | 0.95624 | 0.92269 | 0.97208 | 0.97302 | 0.89007 | 0.93667 | 0.97581 | 0.93667 | 0.95251 | 0.95531 | 0.96556 | 0.90312 | 0.95904 | 0.93201 | 0.92269 | 0.94133 | 0.93574 | 0.95624 | 0.91896 | 0.9115 | 0.97581 | 0.9581 | 0.93853 | 0.89193 | 0.93853 | 0.97302 | 0.9115 | 0.92735 | 0.92735 | 0.92455 | 0.8882 | 0.94506 | 0.88634 | 0.8882 | 0.91057 | 0.96463 | 0.9143 | 0.94319 | 0.891 | 0.95531 | 0.97488 | 0.95624 | 0.90431 | 0.92514 | 0.94692 | 0.90904 | 0.94124 | 0.92609 | 0.92135 | 0.95544 | 0.92419 | 0.95544 | 0.93177 | 0.95923 | 0.94692 | 0.97627 | 0.9384 | 0.92609 | 0.91472 | 0.90431 | 0.95639 | 0.90147 | 0.91094 | 0.97154 | 0.93177 | 0.99427 | 0.90904 | 0.96396 | 0.98101 | 0.91472 | 0.92419 | 0.93556 | 0.94881 | 0.98764 | 0.9384 | 0.97438 | 0.92703 | 0.95923 | 0.9687 | 0.89957 | 0.95544 | 0.94976 | 0.94124 | 0.97627 | 0.93461 | 0.94313 | 0.97722 | 0.93556 | 0.92703 | 0.93272 | 0.94219 | 0.91094 | 0.9081 | 0.93461 | 0.94219 | 0.94881 | 0.96965 | 0.98196 | 0.92798 | 0.96965 | 0.95544 | 0.97154 | 0.91757 | 0.93461 | 0.91283 | 0.99427 | 0.91567 | 0.96112 | 0.94408 | 0.96207 | 0.90052 | 0.96965 | 0.9384 | 0.97627 | 0.91094 | 0.91094 | 0.89957 | 0.97249 | 0.94787 | 0.9848 | 0.89957 | 0.94503 | 0.91378 | 0.92893 | 0.99237 | 0.9829 | 0.92514 | 0.93556 | 0.93934 | 0.9081 | 0.91283 | 0.91378 | 0.97249 | 0.98385 | 0.94881 | 0.92798 | 0.91946
ON_SPC_SWS | 863 | 230 | ON | 0.001217 | 863 | 24640 | 0.29987 | 0.33195 | 0.31997 | 0.31447 | 0.31349 | 0.31317 | 0.32224 | 0.32936 | 0.33325 | 0.31285 | 0.30767 | 0.3203 | 0.33131 | 0.31382 | 0.32645 | 0.32936 | 0.31511 | 0.3122 | 0.33681 | 0.31803 | 0.31835 | 0.31868 | 0.31188 | 0.31447 | 0.32094 | 0.31285 | 0.31155 | 0.32159 | 0.3339 | 0.32127 | 0.30864 | 0.31738 | 0.3122 | 0.3271 | 0.31349 | 0.32353 | 0.31641 | 0.30864 | 0.31835 | 0.33714 | 0.31868 | 0.31544 | 0.33357 | 0.30767 | 0.32969 | 0.32256 | 0.31835 | 0.33681 | 0.3109 | 0.36552 | 0.3404 | 0.34535 | 0.34995 | 0.36269 | 0.34641 | 0.34712 | 0.34323 | 0.36658 | 0.36198 | 0.3404 | 0.33934 | 0.345 | 0.35738 | 0.36305 | 0.36411 | 0.37012 | 0.34429 | 0.35208 | 0.34535 | 0.36128 | 0.35455 | 0.34995 | 0.33863 | 0.34854 | 0.3496 | 0.35455 | 0.34925 | 0.33757 | 0.33792 | 0.33615 | 0.34995 | 0.36552 | 0.34252 | 0.35066 | 0.33898 | 0.34146 | 0.35774 | 0.34712 | 0.35809 | 0.36941 | 0.36517 | 0.35703 | 0.37154 | 0.35137 | 0.34606 | 0.34288 | 0.33792 | 0.35085 | 0.37352 | 0.35768 | 0.35516 | 0.3656 | 0.36488 | 0.36344 | 0.36344 | 0.34977 | 0.37064 | 0.37064 | 0.36632 | 0.34509 | 0.362 | 0.37388 | 0.37064 | 0.35337 | 0.34941 | 0.37747 | 0.3548 | 0.37136 | 0.36272 | 0.34617 | 0.36668 | 0.34797 | 0.37208 | 0.35049 | 0.34185 | 0.36776 | 0.34509 | 0.34797 | 0.37747 | 0.35265 | 0.35373 | 0.35301 | 0.34401 | 0.36776 | 0.34977 | 0.3638 | 0.34185 | 0.34689 | 0.36596 | 0.35588 | 0.37064 | 0.36596 | 0.37424 | 0.37783 | 0.35409 | 0.38945 | 0.38533 | 0.3932 | 0.38945 | 0.35797 | 0.37409 | 0.38458 | 0.37109 | 0.39095 | 0.39133 | 0.35797 | 0.37671 | 0.39245 | 0.37671 | 0.38308 | 0.38421 | 0.38833 | 0.36322 | 0.38571 | 0.37484 | 0.37109 | 0.37858 | 0.37634 | 0.38458 | 0.36959 | 0.36659 | 0.39245 | 0.38533 | 0.37746 | 0.35872 | 0.37746 | 0.39133 | 0.36659 | 0.37296 | 0.37296 | 0.37184 | 0.35722 | 0.38008 | 0.35647 | 0.35722 | 0.36621 | 0.38796 | 0.36771 | 0.37933 | 0.35834 | 0.38421 | 0.39208 | 0.38458 | 0.3637 | 0.37207 | 0.38083 | 0.3656 | 0.37855 | 0.37246 | 0.37055 | 0.38426 | 0.37169 | 0.38426 | 0.37474 | 0.38578 | 0.38083 | 0.39264 | 0.37741 | 0.37246 | 0.36789 | 0.3637 | 0.38464 | 0.36255 | 0.36636 | 0.39074 | 0.37474 | 0.39988 | 0.3656 | 0.38769 | 0.39454 | 0.36789 | 0.37169 | 0.37626 | 0.3816 | 0.39721 | 0.37741 | 0.39188 | 0.37284 | 0.38578 | 0.38959 | 0.36179 | 0.38426 | 0.38198 | 0.37855 | 0.39264 | 0.37588 | 0.37931 | 0.39302 | 0.37626 | 0.37284 | 0.37512 | 0.37893 | 0.36636 | 0.36522 | 0.37588 | 0.37893 | 0.3816 | 0.38997 | 0.39492 | 0.37322 | 0.38997 | 0.38426 | 0.39074 | 0.36903 | 0.37588 | 0.36712 | 0.39988 | 0.36827 | 0.38655 | 0.37969 | 0.38693 | 0.36217 | 0.38997 | 0.37741 | 0.39264 | 0.36636 | 0.36636 | 0.36179 | 0.39112 | 0.38121 | 0.39607 | 0.36179 | 0.38007 | 0.3675 | 0.3736 | 0.39911 | 0.39531 | 0.37207 | 0.37626 | 0.37779 | 0.36522 | 0.36712 | 0.3675 | 0.39112 | 0.39569 | 0.3816 | 0.37322 | 0.36979
ON_SPF_JCT | 864 | 230 | ON | 0.001083 | 864 | 24640 | 0.26685 | 0.2954 | 0.28474 | 0.27984 | 0.27898 | 0.27869 | 0.28676 | 0.2931 | 0.29656 | 0.2784 | 0.27379 | 0.28503 | 0.29483 | 0.27927 | 0.2905 | 0.2931 | 0.28042 | 0.27782 | 0.29973 | 0.28301 | 0.2833 | 0.28359 | 0.27754 | 0.27984 | 0.28561 | 0.2784 | 0.27725 | 0.28618 | 0.29713 | 0.28589 | 0.27465 | 0.28244 | 0.27782 | 0.29108 | 0.27898 | 0.28791 | 0.28157 | 0.27465 | 0.2833 | 0.30002 | 0.28359 | 0.28071 | 0.29685 | 0.27379 | 0.29339 | 0.28705 | 0.2833 | 0.29973 | 0.27667 | 0.32528 | 0.30292 | 0.30733 | 0.31142 | 0.32276 | 0.30827 | 0.3089 | 0.30544 | 0.32622 | 0.32213 | 0.30292 | 0.30197 | 0.30701 | 0.31803 | 0.32307 | 0.32402 | 0.32937 | 0.30638 | 0.31331 | 0.30733 | 0.3215 | 0.31551 | 0.31142 | 0.30134 | 0.31016 | 0.31111 | 0.31551 | 0.31079 | 0.3004 | 0.30071 | 0.29914 | 0.31142 | 0.32528 | 0.30481 | 0.31205 | 0.30166 | 0.30386 | 0.31835 | 0.3089 | 0.31866 | 0.32874 | 0.32496 | 0.31772 | 0.33063 | 0.31268 | 0.30796 | 0.30512 | 0.30071 | 0.31222 | 0.33239 | 0.3183 | 0.31606 | 0.32534 | 0.3247 | 0.32342 | 0.32342 | 0.31126 | 0.32983 | 0.32983 | 0.32599 | 0.30709 | 0.32214 | 0.33271 | 0.32983 | 0.31446 | 0.31094 | 0.33591 | 0.31574 | 0.33047 | 0.32278 | 0.30805 | 0.32631 | 0.30965 | 0.33111 | 0.3119 | 0.30421 | 0.32727 | 0.30709 | 0.30965 | 0.33591 | 0.31382 | 0.31478 | 0.31414 | 0.30613 | 0.32727 | 0.31126 | 0.32374 | 0.30421 | 0.30869 | 0.32567 | 0.3167 | 0.32983 | 0.32567 | 0.33303 | 0.33623 | 0.3151 | 0.34657 | 0.3429 | 0.34991 | 0.34657 | 0.31855 | 0.3329 | 0.34224 | 0.33023 | 0.34791 | 0.34824 | 0.31855 | 0.33523 | 0.34924 | 0.33523 | 0.3409 | 0.3419 | 0.34557 | 0.32322 | 0.34324 | 0.33356 | 0.33023 | 0.3369 | 0.3349 | 0.34224 | 0.32889 | 0.32623 | 0.34924 | 0.3429 | 0.3359 | 0.31922 | 0.3359 | 0.34824 | 0.32623 | 0.3319 | 0.3319 | 0.3309 | 0.31789 | 0.33823 | 0.31722 | 0.31789 | 0.32589 | 0.34524 | 0.32723 | 0.33757 | 0.31889 | 0.3419 | 0.34891 | 0.34224 | 0.32365 | 0.33111 | 0.3389 | 0.32534 | 0.33687 | 0.33145 | 0.32975 | 0.34195 | 0.33077 | 0.34195 | 0.33348 | 0.34331 | 0.3389 | 0.34941 | 0.33585 | 0.33145 | 0.32738 | 0.32365 | 0.34229 | 0.32263 | 0.32602 | 0.34771 | 0.33348 | 0.35585 | 0.32534 | 0.345 | 0.3511 | 0.32738 | 0.33077 | 0.33483 | 0.33958 | 0.35347 | 0.33585 | 0.34873 | 0.33178 | 0.34331 | 0.3467 | 0.32196 | 0.34195 | 0.33992 | 0.33687 | 0.34941 | 0.3345 | 0.33755 | 0.34975 | 0.33483 | 0.33178 | 0.33382 | 0.33721 | 0.32602 | 0.32501 | 0.3345 | 0.33721 | 0.33958 | 0.34703 | 0.35144 | 0.33212 | 0.34703 | 0.34195 | 0.34771 | 0.3284 | 0.3345 | 0.3267 | 0.35585 | 0.32772 | 0.34398 | 0.33788 | 0.34432 | 0.32229 | 0.34703 | 0.33585 | 0.34941 | 0.32602 | 0.32602 | 0.32196 | 0.34805 | 0.33924 | 0.35246 | 0.32196 | 0.33822 | 0.32704 | 0.33246 | 0.35517 | 0.35178 | 0.33111 | 0.33483 | 0.33619 | 0.32501 | 0.3267 | 0.32704 | 0.34805 | 0.35212 | 0.33958 | 0.33212 | 0.32907
ON_SPR_JCT | 865 | 230 | ON | 0.001701 | 865 | 24640 | 0.41913 | 0.46397 | 0.44722 | 0.43953 | 0.43817 | 0.43772 | 0.45039 | 0.46035 | 0.46578 | 0.43727 | 0.43002 | 0.44768 | 0.46307 | 0.43862 | 0.45628 | 0.46035 | 0.44043 | 0.43636 | 0.47076 | 0.44451 | 0.44496 | 0.44541 | 0.43591 | 0.43953 | 0.44858 | 0.43727 | 0.43546 | 0.44949 | 0.46669 | 0.44904 | 0.43138 | 0.4436 | 0.43636 | 0.45718 | 0.43817 | 0.4522 | 0.44225 | 0.43138 | 0.44496 | 0.47122 | 0.44541 | 0.44089 | 0.46624 | 0.43002 | 0.4608 | 0.45085 | 0.44496 | 0.47076 | 0.43455 | 0.51089 | 0.47578 | 0.4827 | 0.48913 | 0.50693 | 0.48418 | 0.48517 | 0.47973 | 0.51237 | 0.50594 | 0.47578 | 0.47429 | 0.4822 | 0.49951 | 0.50743 | 0.50891 | 0.51732 | 0.48122 | 0.4921 | 0.4827 | 0.50496 | 0.49556 | 0.48913 | 0.4733 | 0.48715 | 0.48863 | 0.49556 | 0.48814 | 0.47182 | 0.47231 | 0.46984 | 0.48913 | 0.51089 | 0.47874 | 0.49012 | 0.4738 | 0.47726 | 0.50001 | 0.48517 | 0.5005 | 0.51633 | 0.5104 | 0.49902 | 0.5193 | 0.49111 | 0.48369 | 0.47924 | 0.47231 | 0.49038 | 0.52206 | 0.49993 | 0.49641 | 0.511 | 0.50999 | 0.50798 | 0.50798 | 0.48887 | 0.51804 | 0.51804 | 0.512 | 0.48233 | 0.50597 | 0.52257 | 0.51804 | 0.4939 | 0.48837 | 0.5276 | 0.49591 | 0.51905 | 0.50698 | 0.48384 | 0.51251 | 0.48635 | 0.52005 | 0.48987 | 0.4778 | 0.51402 | 0.48233 | 0.48635 | 0.5276 | 0.49289 | 0.4944 | 0.4934 | 0.48082 | 0.51402 | 0.48887 | 0.50848 | 0.4778 | 0.48485 | 0.5115 | 0.49742 | 0.51804 | 0.5115 | 0.52307 | 0.5281 | 0.4949 | 0.54434 | 0.53858 | 0.54958 | 0.54434 | 0.50033 | 0.52286 | 0.53753 | 0.51867 | 0.54644 | 0.54696 | 0.50033 | 0.52653 | 0.54853 | 0.52653 | 0.53543 | 0.53701 | 0.54277 | 0.50767 | 0.5391 | 0.52391 | 0.51867 | 0.52915 | 0.526 | 0.53753 | 0.51657 | 0.51238 | 0.54853 | 0.53858 | 0.52758 | 0.50138 | 0.52758 | 0.54696 | 0.51238 | 0.52129 | 0.52129 | 0.51972 | 0.49928 | 0.53124 | 0.49824 | 0.49928 | 0.51186 | 0.54224 | 0.51395 | 0.53019 | 0.50086 | 0.53701 | 0.54801 | 0.53753 | 0.50834 | 0.52005 | 0.53229 | 0.511 | 0.5291 | 0.52058 | 0.51792 | 0.53708 | 0.51952 | 0.53708 | 0.52377 | 0.53921 | 0.53229 | 0.54879 | 0.5275 | 0.52058 | 0.51419 | 0.50834 | 0.53761 | 0.50674 | 0.51206 | 0.54613 | 0.52377 | 0.55891 | 0.511 | 0.54187 | 0.55145 | 0.51419 | 0.51952 | 0.5259 | 0.53336 | 0.55518 | 0.5275 | 0.54773 | 0.52111 | 0.53921 | 0.54453 | 0.50568 | 0.53708 | 0.53389 | 0.5291 | 0.54879 | 0.52537 | 0.53016 | 0.54932 | 0.5259 | 0.52111 | 0.52431 | 0.52963 | 0.51206 | 0.51047 | 0.52537 | 0.52963 | 0.53336 | 0.54507 | 0.55199 | 0.52164 | 0.54507 | 0.53708 | 0.54613 | 0.51579 | 0.52537 | 0.51313 | 0.55891 | 0.51472 | 0.54027 | 0.53069 | 0.54081 | 0.50621 | 0.54507 | 0.5275 | 0.54879 | 0.51206 | 0.51206 | 0.50568 | 0.54666 | 0.53282 | 0.55358 | 0.50568 | 0.53123 | 0.51366 | 0.52218 | 0.55784 | 0.55252 | 0.52005 | 0.5259 | 0.52803 | 0.51047 | 0.51313 | 0.51366 | 0.54666 | 0.55305 | 0.53336 | 0.52164 | 0.51685
ON_STE_GSS | 866 | 230 | ON | 0.001321 | 866 | 24640 | 0.32549 | 0.36032 | 0.34732 | 0.34134 | 0.34028 | 0.33993 | 0.34978 | 0.35751 | 0.36173 | 0.33958 | 0.33396 | 0.34767 | 0.35962 | 0.34064 | 0.35435 | 0.35751 | 0.34204 | 0.33888 | 0.3656 | 0.34521 | 0.34556 | 0.34591 | 0.33853 | 0.34134 | 0.34837 | 0.33958 | 0.33818 | 0.34907 | 0.36243 | 0.34872 | 0.33501 | 0.3445 | 0.33888 | 0.35505 | 0.34028 | 0.35118 | 0.34345 | 0.33501 | 0.34556 | 0.36595 | 0.34591 | 0.34239 | 0.36208 | 0.33396 | 0.35786 | 0.35013 | 0.34556 | 0.3656 | 0.33747 | 0.39676 | 0.36949 | 0.37487 | 0.37986 | 0.39369 | 0.37602 | 0.37679 | 0.37256 | 0.39791 | 0.39292 | 0.36949 | 0.36834 | 0.37448 | 0.38792 | 0.39407 | 0.39522 | 0.40175 | 0.37371 | 0.38216 | 0.37487 | 0.39215 | 0.38485 | 0.37986 | 0.36757 | 0.37832 | 0.37947 | 0.38485 | 0.37909 | 0.36642 | 0.3668 | 0.36488 | 0.37986 | 0.39676 | 0.37179 | 0.38063 | 0.36795 | 0.37064 | 0.38831 | 0.37679 | 0.38869 | 0.40098 | 0.39637 | 0.38754 | 0.40329 | 0.38139 | 0.37563 | 0.37218 | 0.3668 | 0.38083 | 0.40544 | 0.38825 | 0.38552 | 0.39684 | 0.39606 | 0.3945 | 0.3945 | 0.37966 | 0.40231 | 0.40231 | 0.39762 | 0.37458 | 0.39294 | 0.40583 | 0.40231 | 0.38356 | 0.37927 | 0.40973 | 0.38512 | 0.40309 | 0.39372 | 0.37575 | 0.39801 | 0.3777 | 0.40387 | 0.38044 | 0.37106 | 0.39919 | 0.37458 | 0.3777 | 0.40973 | 0.38278 | 0.38395 | 0.38317 | 0.37341 | 0.39919 | 0.37966 | 0.39489 | 0.37106 | 0.37653 | 0.39723 | 0.3863 | 0.40231 | 0.39723 | 0.40622 | 0.41012 | 0.38434 | 0.42274 | 0.41826 | 0.4268 | 0.42274 | 0.38856 | 0.40605 | 0.41745 | 0.4028 | 0.42436 | 0.42477 | 0.38856 | 0.4089 | 0.42599 | 0.4089 | 0.41582 | 0.41704 | 0.42152 | 0.39426 | 0.41867 | 0.40687 | 0.4028 | 0.41094 | 0.4085 | 0.41745 | 0.40117 | 0.39792 | 0.42599 | 0.41826 | 0.40972 | 0.38937 | 0.40972 | 0.42477 | 0.39792 | 0.40483 | 0.40483 | 0.40361 | 0.38775 | 0.41256 | 0.38693 | 0.38775 | 0.39751 | 0.42111 | 0.39914 | 0.41175 | 0.38897 | 0.41704 | 0.42558 | 0.41745 | 0.39478 | 0.40387 | 0.41338 | 0.39684 | 0.4109 | 0.40428 | 0.40222 | 0.4171 | 0.40346 | 0.4171 | 0.40676 | 0.41875 | 0.41338 | 0.42619 | 0.40966 | 0.40428 | 0.39932 | 0.39478 | 0.41751 | 0.39354 | 0.39767 | 0.42413 | 0.40676 | 0.43405 | 0.39684 | 0.42082 | 0.42826 | 0.39932 | 0.40346 | 0.40842 | 0.4142 | 0.43115 | 0.40966 | 0.42537 | 0.4047 | 0.41875 | 0.42289 | 0.39271 | 0.4171 | 0.41462 | 0.4109 | 0.42619 | 0.408 | 0.41172 | 0.42661 | 0.40842 | 0.4047 | 0.40718 | 0.41131 | 0.39767 | 0.39643 | 0.408 | 0.41131 | 0.4142 | 0.4233 | 0.42867 | 0.40511 | 0.4233 | 0.4171 | 0.42413 | 0.40056 | 0.408 | 0.3985 | 0.43405 | 0.39974 | 0.41958 | 0.41214 | 0.41999 | 0.39312 | 0.4233 | 0.40966 | 0.42619 | 0.39767 | 0.39767 | 0.39271 | 0.42454 | 0.41379 | 0.42991 | 0.39271 | 0.41255 | 0.39891 | 0.40552 | 0.43322 | 0.42909 | 0.40387 | 0.40842 | 0.41007 | 0.39643 | 0.3985 | 0.39891 | 0.42454 | 0.4295 | 0.4142 | 0.40511 | 0.40139
ON_STE_JCT | 867 | 230 | ON | 0.001321 | 867 | 24640 | 0.32549 | 0.36032 | 0.34732 | 0.34134 | 0.34028 | 0.33993 | 0.34978 | 0.35751 | 0.36173 | 0.33958 | 0.33396 | 0.34767 | 0.35962 | 0.34064 | 0.35435 | 0.35751 | 0.34204 | 0.33888 | 0.3656 | 0.34521 | 0.34556 | 0.34591 | 0.33853 | 0.34134 | 0.34837 | 0.33958 | 0.33818 | 0.34907 | 0.36243 | 0.34872 | 0.33501 | 0.3445 | 0.33888 | 0.35505 | 0.34028 | 0.35118 | 0.34345 | 0.33501 | 0.34556 | 0.36595 | 0.34591 | 0.34239 | 0.36208 | 0.33396 | 0.35786 | 0.35013 | 0.34556 | 0.3656 | 0.33747 | 0.39676 | 0.36949 | 0.37487 | 0.37986 | 0.39369 | 0.37602 | 0.37679 | 0.37256 | 0.39791 | 0.39292 | 0.36949 | 0.36834 | 0.37448 | 0.38792 | 0.39407 | 0.39522 | 0.40175 | 0.37371 | 0.38216 | 0.37487 | 0.39215 | 0.38485 | 0.37986 | 0.36757 | 0.37832 | 0.37947 | 0.38485 | 0.37909 | 0.36642 | 0.3668 | 0.36488 | 0.37986 | 0.39676 | 0.37179 | 0.38063 | 0.36795 | 0.37064 | 0.38831 | 0.37679 | 0.38869 | 0.40098 | 0.39637 | 0.38754 | 0.40329 | 0.38139 | 0.37563 | 0.37218 | 0.3668 | 0.38083 | 0.40544 | 0.38825 | 0.38552 | 0.39684 | 0.39606 | 0.3945 | 0.3945 | 0.37966 | 0.40231 | 0.40231 | 0.39762 | 0.37458 | 0.39294 | 0.40583 | 0.40231 | 0.38356 | 0.37927 | 0.40973 | 0.38512 | 0.40309 | 0.39372 | 0.37575 | 0.39801 | 0.3777 | 0.40387 | 0.38044 | 0.37106 | 0.39919 | 0.37458 | 0.3777 | 0.40973 | 0.38278 | 0.38395 | 0.38317 | 0.37341 | 0.39919 | 0.37966 | 0.39489 | 0.37106 | 0.37653 | 0.39723 | 0.3863 | 0.40231 | 0.39723 | 0.40622 | 0.41012 | 0.38434 | 0.42274 | 0.41826 | 0.4268 | 0.42274 | 0.38856 | 0.40605 | 0.41745 | 0.4028 | 0.42436 | 0.42477 | 0.38856 | 0.4089 | 0.42599 | 0.4089 | 0.41582 | 0.41704 | 0.42152 | 0.39426 | 0.41867 | 0.40687 | 0.4028 | 0.41094 | 0.4085 | 0.41745 | 0.40117 | 0.39792 | 0.42599 | 0.41826 | 0.40972 | 0.38937 | 0.40972 | 0.42477 | 0.39792 | 0.40483 | 0.40483 | 0.40361 | 0.38775 | 0.41256 | 0.38693 | 0.38775 | 0.39751 | 0.42111 | 0.39914 | 0.41175 | 0.38897 | 0.41704 | 0.42558 | 0.41745 | 0.39478 | 0.40387 | 0.41338 | 0.39684 | 0.4109 | 0.40428 | 0.40222 | 0.4171 | 0.40346 | 0.4171 | 0.40676 | 0.41875 | 0.41338 | 0.42619 | 0.40966 | 0.40428 | 0.39932 | 0.39478 | 0.41751 | 0.39354 | 0.39767 | 0.42413 | 0.40676 | 0.43405 | 0.39684 | 0.42082 | 0.42826 | 0.39932 | 0.40346 | 0.40842 | 0.4142 | 0.43115 | 0.40966 | 0.42537 | 0.4047 | 0.41875 | 0.42289 | 0.39271 | 0.4171 | 0.41462 | 0.4109 | 0.42619 | 0.408 | 0.41172 | 0.42661 | 0.40842 | 0.4047 | 0.40718 | 0.41131 | 0.39767 | 0.39643 | 0.408 | 0.41131 | 0.4142 | 0.4233 | 0.42867 | 0.40511 | 0.4233 | 0.4171 | 0.42413 | 0.40056 | 0.408 | 0.3985 | 0.43405 | 0.39974 | 0.41958 | 0.41214 | 0.41999 | 0.39312 | 0.4233 | 0.40966 | 0.42619 | 0.39767 | 0.39767 | 0.39271 | 0.42454 | 0.41379 | 0.42991 | 0.39271 | 0.41255 | 0.39891 | 0.40552 | 0.43322 | 0.42909 | 0.40387 | 0.40842 | 0.41007 | 0.39643 | 0.3985 | 0.39891 | 0.42454 | 0.4295 | 0.4142 | 0.40511 | 0.40139
ON_STF_DSS | 868 | 230 | ON | 0.001103 | 868 | 24640 | 0.27178 | 0.30086 | 0.29 | 0.28501 | 0.28413 | 0.28384 | 0.29205 | 0.29851 | 0.30203 | 0.28354 | 0.27885 | 0.29029 | 0.30027 | 0.28442 | 0.29587 | 0.29851 | 0.2856 | 0.28295 | 0.30526 | 0.28824 | 0.28853 | 0.28883 | 0.28266 | 0.28501 | 0.29088 | 0.28354 | 0.28237 | 0.29147 | 0.30262 | 0.29117 | 0.27973 | 0.28765 | 0.28295 | 0.29646 | 0.28413 | 0.29323 | 0.28677 | 0.27973 | 0.28853 | 0.30556 | 0.28883 | 0.28589 | 0.30233 | 0.27885 | 0.2988 | 0.29235 | 0.28853 | 0.30526 | 0.28178 | 0.33128 | 0.30851 | 0.313 | 0.31717 | 0.32872 | 0.31396 | 0.31461 | 0.31108 | 0.33224 | 0.32808 | 0.30851 | 0.30755 | 0.31268 | 0.32391 | 0.32904 | 0.33 | 0.33545 | 0.31204 | 0.3191 | 0.313 | 0.32743 | 0.32134 | 0.31717 | 0.30691 | 0.31589 | 0.31685 | 0.32134 | 0.31653 | 0.30595 | 0.30627 | 0.30466 | 0.31717 | 0.33128 | 0.31044 | 0.31781 | 0.30723 | 0.30947 | 0.32423 | 0.31461 | 0.32455 | 0.33481 | 0.33096 | 0.32359 | 0.33673 | 0.31845 | 0.31364 | 0.31076 | 0.30627 | 0.31798 | 0.33853 | 0.32418 | 0.3219 | 0.33135 | 0.3307 | 0.3294 | 0.3294 | 0.317 | 0.33592 | 0.33592 | 0.33201 | 0.31276 | 0.32809 | 0.33885 | 0.33592 | 0.32026 | 0.31668 | 0.34212 | 0.32157 | 0.33657 | 0.32874 | 0.31374 | 0.33233 | 0.31537 | 0.33722 | 0.31766 | 0.30983 | 0.33331 | 0.31276 | 0.31537 | 0.34212 | 0.31961 | 0.32059 | 0.31994 | 0.31179 | 0.33331 | 0.317 | 0.32972 | 0.30983 | 0.31439 | 0.33168 | 0.32255 | 0.33592 | 0.33168 | 0.33918 | 0.34244 | 0.32092 | 0.35297 | 0.34924 | 0.35637 | 0.35297 | 0.32444 | 0.33904 | 0.34856 | 0.33633 | 0.35433 | 0.35467 | 0.32444 | 0.34142 | 0.35569 | 0.34142 | 0.3472 | 0.34822 | 0.35195 | 0.32919 | 0.34958 | 0.33972 | 0.33633 | 0.34312 | 0.34108 | 0.34856 | 0.33497 | 0.33225 | 0.35569 | 0.34924 | 0.3421 | 0.32512 | 0.3421 | 0.35467 | 0.33225 | 0.33803 | 0.33803 | 0.33701 | 0.32376 | 0.34448 | 0.32308 | 0.32376 | 0.33191 | 0.35161 | 0.33327 | 0.3438 | 0.32478 | 0.34822 | 0.35535 | 0.34856 | 0.32963 | 0.33722 | 0.34516 | 0.33135 | 0.34309 | 0.33757 | 0.33584 | 0.34827 | 0.33688 | 0.34827 | 0.33964 | 0.34965 | 0.34516 | 0.35586 | 0.34205 | 0.33757 | 0.33342 | 0.32963 | 0.34861 | 0.32859 | 0.33204 | 0.35413 | 0.33964 | 0.36242 | 0.33135 | 0.35137 | 0.35759 | 0.33342 | 0.33688 | 0.34102 | 0.34585 | 0.36 | 0.34205 | 0.35517 | 0.33791 | 0.34965 | 0.3531 | 0.3279 | 0.34827 | 0.3462 | 0.34309 | 0.35586 | 0.34067 | 0.34378 | 0.3562 | 0.34102 | 0.33791 | 0.33998 | 0.34343 | 0.33204 | 0.33101 | 0.34067 | 0.34343 | 0.34585 | 0.35344 | 0.35793 | 0.33826 | 0.35344 | 0.34827 | 0.35413 | 0.33446 | 0.34067 | 0.33273 | 0.36242 | 0.33377 | 0.35034 | 0.34412 | 0.35068 | 0.32825 | 0.35344 | 0.34205 | 0.35586 | 0.33204 | 0.33204 | 0.3279 | 0.35448 | 0.3455 | 0.35897 | 0.3279 | 0.34447 | 0.33308 | 0.3386 | 0.36173 | 0.35828 | 0.33722 | 0.34102 | 0.3424 | 0.33101 | 0.33273 | 0.33308 | 0.35448 | 0.35862 | 0.34585 | 0.33826 | 0.33515
ON_STF_JCT | 869 | 230 | ON | 0.001103 | 869 | 24640 | 0.27178 | 0.30086 | 0.29 | 0.28501 | 0.28413 | 0.28384 | 0.29205 | 0.29851 | 0.30203 | 0.28354 | 0.27885 | 0.29029 | 0.30027 | 0.28442 | 0.29587 | 0.29851 | 0.2856 | 0.28295 | 0.30526 | 0.28824 | 0.28853 | 0.28883 | 0.28266 | 0.28501 | 0.29088 | 0.28354 | 0.28237 | 0.29147 | 0.30262 | 0.29117 | 0.27973 | 0.28765 | 0.28295 | 0.29646 | 0.28413 | 0.29323 | 0.28677 | 0.27973 | 0.28853 | 0.30556 | 0.28883 | 0.28589 | 0.30233 | 0.27885 | 0.2988 | 0.29235 | 0.28853 | 0.30526 | 0.28178 | 0.33128 | 0.30851 | 0.313 | 0.31717 | 0.32872 | 0.31396 | 0.31461 | 0.31108 | 0.33224 | 0.32808 | 0.30851 | 0.30755 | 0.31268 | 0.32391 | 0.32904 | 0.33 | 0.33545 | 0.31204 | 0.3191 | 0.313 | 0.32743 | 0.32134 | 0.31717 | 0.30691 | 0.31589 | 0.31685 | 0.32134 | 0.31653 | 0.30595 | 0.30627 | 0.30466 | 0.31717 | 0.33128 | 0.31044 | 0.31781 | 0.30723 | 0.30947 | 0.32423 | 0.31461 | 0.32455 | 0.33481 | 0.33096 | 0.32359 | 0.33673 | 0.31845 | 0.31364 | 0.31076 | 0.30627 | 0.31798 | 0.33853 | 0.32418 | 0.3219 | 0.33135 | 0.3307 | 0.3294 | 0.3294 | 0.317 | 0.33592 | 0.33592 | 0.33201 | 0.31276 | 0.32809 | 0.33885 | 0.33592 | 0.32026 | 0.31668 | 0.34212 | 0.32157 | 0.33657 | 0.32874 | 0.31374 | 0.33233 | 0.31537 | 0.33722 | 0.31766 | 0.30983 | 0.33331 | 0.31276 | 0.31537 | 0.34212 | 0.31961 | 0.32059 | 0.31994 | 0.31179 | 0.33331 | 0.317 | 0.32972 | 0.30983 | 0.31439 | 0.33168 | 0.32255 | 0.33592 | 0.33168 | 0.33918 | 0.34244 | 0.32092 | 0.35297 | 0.34924 | 0.35637 | 0.35297 | 0.32444 | 0.33904 | 0.34856 | 0.33633 | 0.35433 | 0.35467 | 0.32444 | 0.34142 | 0.35569 | 0.34142 | 0.3472 | 0.34822 | 0.35195 | 0.32919 | 0.34958 | 0.33972 | 0.33633 | 0.34312 | 0.34108 | 0.34856 | 0.33497 | 0.33225 | 0.35569 | 0.34924 | 0.3421 | 0.32512 | 0.3421 | 0.35467 | 0.33225 | 0.33803 | 0.33803 | 0.33701 | 0.32376 | 0.34448 | 0.32308 | 0.32376 | 0.33191 | 0.35161 | 0.33327 | 0.3438 | 0.32478 | 0.34822 | 0.35535 | 0.34856 | 0.32963 | 0.33722 | 0.34516 | 0.33135 | 0.34309 | 0.33757 | 0.33584 | 0.34827 | 0.33688 | 0.34827 | 0.33964 | 0.34965 | 0.34516 | 0.35586 | 0.34205 | 0.33757 | 0.33342 | 0.32963 | 0.34861 | 0.32859 | 0.33204 | 0.35413 | 0.33964 | 0.36242 | 0.33135 | 0.35137 | 0.35759 | 0.33342 | 0.33688 | 0.34102 | 0.34585 | 0.36 | 0.34205 | 0.35517 | 0.33791 | 0.34965 | 0.3531 | 0.3279 | 0.34827 | 0.3462 | 0.34309 | 0.35586 | 0.34067 | 0.34378 | 0.3562 | 0.34102 | 0.33791 | 0.33998 | 0.34343 | 0.33204 | 0.33101 | 0.34067 | 0.34343 | 0.34585 | 0.35344 | 0.35793 | 0.33826 | 0.35344 | 0.34827 | 0.35413 | 0.33446 | 0.34067 | 0.33273 | 0.36242 | 0.33377 | 0.35034 | 0.34412 | 0.35068 | 0.32825 | 0.35344 | 0.34205 | 0.35586 | 0.33204 | 0.33204 | 0.3279 | 0.35448 | 0.3455 | 0.35897 | 0.3279 | 0.34447 | 0.33308 | 0.3386 | 0.36173 | 0.35828 | 0.33722 | 0.34102 | 0.3424 | 0.33101 | 0.33273 | 0.33308 | 0.35448 | 0.35862 | 0.34585 | 0.33826 | 0.33515
ON_STI_DSS | 870 | 230 | ON | 0.001175 | 870 | 24640 | 0.28952 | 0.3205 | 0.30893 | 0.30361 | 0.30268 | 0.30236 | 0.31112 | 0.318 | 0.32175 | 0.30205 | 0.29705 | 0.30924 | 0.31987 | 0.30299 | 0.31518 | 0.318 | 0.30424 | 0.30143 | 0.32519 | 0.30705 | 0.30737 | 0.30768 | 0.30111 | 0.30361 | 0.30987 | 0.30205 | 0.3008 | 0.31049 | 0.32237 | 0.31018 | 0.29799 | 0.30643 | 0.30143 | 0.31581 | 0.30268 | 0.31237 | 0.30549 | 0.29799 | 0.30737 | 0.3255 | 0.30768 | 0.30455 | 0.32206 | 0.29705 | 0.31831 | 0.31143 | 0.30737 | 0.32519 | 0.30017 | 0.35291 | 0.32865 | 0.33343 | 0.33788 | 0.35017 | 0.33446 | 0.33514 | 0.33138 | 0.35393 | 0.34949 | 0.32865 | 0.32763 | 0.33309 | 0.34505 | 0.35052 | 0.35154 | 0.35735 | 0.33241 | 0.33993 | 0.33343 | 0.34881 | 0.34232 | 0.33788 | 0.32694 | 0.33651 | 0.33753 | 0.34232 | 0.33719 | 0.32592 | 0.32626 | 0.32455 | 0.33788 | 0.35291 | 0.3307 | 0.33856 | 0.32728 | 0.32968 | 0.34539 | 0.33514 | 0.34573 | 0.35667 | 0.35257 | 0.34471 | 0.35872 | 0.33924 | 0.33412 | 0.33104 | 0.32626 | 0.33874 | 0.36063 | 0.34534 | 0.34291 | 0.35298 | 0.35229 | 0.3509 | 0.3509 | 0.3377 | 0.35785 | 0.35785 | 0.35368 | 0.33318 | 0.34951 | 0.36097 | 0.35785 | 0.34117 | 0.33735 | 0.36445 | 0.34256 | 0.35854 | 0.3502 | 0.33422 | 0.35403 | 0.33596 | 0.35924 | 0.33839 | 0.33005 | 0.35507 | 0.33318 | 0.33596 | 0.36445 | 0.34048 | 0.34152 | 0.34082 | 0.33214 | 0.35507 | 0.3377 | 0.35125 | 0.33005 | 0.33492 | 0.35333 | 0.3436 | 0.35785 | 0.35333 | 0.36132 | 0.3648 | 0.34187 | 0.37601 | 0.37203 | 0.37963 | 0.37601 | 0.34561 | 0.36118 | 0.37131 | 0.35828 | 0.37746 | 0.37782 | 0.34561 | 0.36371 | 0.37891 | 0.36371 | 0.36986 | 0.37095 | 0.37493 | 0.35068 | 0.3724 | 0.3619 | 0.35828 | 0.36552 | 0.36335 | 0.37131 | 0.35683 | 0.35394 | 0.37891 | 0.37203 | 0.36443 | 0.34634 | 0.36443 | 0.37782 | 0.35394 | 0.36009 | 0.36009 | 0.359 | 0.34489 | 0.36697 | 0.34417 | 0.34489 | 0.35358 | 0.37457 | 0.35502 | 0.36624 | 0.34598 | 0.37095 | 0.37855 | 0.37131 | 0.35114 | 0.35923 | 0.36769 | 0.35298 | 0.36548 | 0.3596 | 0.35776 | 0.371 | 0.35887 | 0.371 | 0.36181 | 0.37247 | 0.36769 | 0.37909 | 0.36438 | 0.3596 | 0.35519 | 0.35114 | 0.37137 | 0.35004 | 0.35372 | 0.37725 | 0.36181 | 0.38607 | 0.35298 | 0.37431 | 0.38093 | 0.35519 | 0.35887 | 0.36328 | 0.36843 | 0.3835 | 0.36438 | 0.37835 | 0.35997 | 0.37247 | 0.37615 | 0.34931 | 0.371 | 0.36879 | 0.36548 | 0.37909 | 0.36291 | 0.36622 | 0.37946 | 0.36328 | 0.35997 | 0.36218 | 0.36585 | 0.35372 | 0.35262 | 0.36291 | 0.36585 | 0.36843 | 0.37651 | 0.38129 | 0.36034 | 0.37651 | 0.371 | 0.37725 | 0.35629 | 0.36291 | 0.35445 | 0.38607 | 0.35556 | 0.37321 | 0.36659 | 0.37357 | 0.34967 | 0.37651 | 0.36438 | 0.37909 | 0.35372 | 0.35372 | 0.34931 | 0.37762 | 0.36806 | 0.3824 | 0.34931 | 0.36696 | 0.35482 | 0.3607 | 0.38534 | 0.38166 | 0.35923 | 0.36328 | 0.36475 | 0.35262 | 0.35445 | 0.35482 | 0.37762 | 0.38203 | 0.36843 | 0.36034 | 0.35703
ON_STL_DSS | 871 | 230 | ON | 0.001263 | 871 | 24640 | 0.3112 | 0.3445 | 0.33207 | 0.32635 | 0.32534 | 0.32501 | 0.33442 | 0.34181 | 0.34585 | 0.32467 | 0.31929 | 0.3324 | 0.34383 | 0.32568 | 0.33879 | 0.34181 | 0.32702 | 0.324 | 0.34954 | 0.33005 | 0.33039 | 0.33072 | 0.32366 | 0.32635 | 0.33307 | 0.32467 | 0.32333 | 0.33375 | 0.34652 | 0.33341 | 0.3203 | 0.32938 | 0.324 | 0.33946 | 0.32534 | 0.33576 | 0.32837 | 0.3203 | 0.33039 | 0.34988 | 0.33072 | 0.32736 | 0.34618 | 0.31929 | 0.34215 | 0.33476 | 0.33039 | 0.34954 | 0.32266 | 0.37934 | 0.35327 | 0.35841 | 0.36318 | 0.3764 | 0.35951 | 0.36024 | 0.3562 | 0.38044 | 0.37567 | 0.35327 | 0.35216 | 0.35804 | 0.37089 | 0.37677 | 0.37787 | 0.38411 | 0.3573 | 0.36538 | 0.35841 | 0.37493 | 0.36795 | 0.36318 | 0.35143 | 0.36171 | 0.36281 | 0.36795 | 0.36245 | 0.35033 | 0.35069 | 0.34886 | 0.36318 | 0.37934 | 0.35547 | 0.36391 | 0.3518 | 0.35437 | 0.37126 | 0.36024 | 0.37163 | 0.38338 | 0.37897 | 0.37052 | 0.38558 | 0.36465 | 0.35914 | 0.35584 | 0.35069 | 0.36411 | 0.38763 | 0.3712 | 0.36859 | 0.37942 | 0.37867 | 0.37718 | 0.37718 | 0.36299 | 0.38465 | 0.38465 | 0.38017 | 0.35813 | 0.37568 | 0.38801 | 0.38465 | 0.36672 | 0.36261 | 0.39174 | 0.36822 | 0.38539 | 0.37643 | 0.35925 | 0.38054 | 0.36112 | 0.38614 | 0.36373 | 0.35477 | 0.38166 | 0.35813 | 0.36112 | 0.39174 | 0.36597 | 0.3671 | 0.36635 | 0.35701 | 0.38166 | 0.36299 | 0.37755 | 0.35477 | 0.36 | 0.37979 | 0.36934 | 0.38465 | 0.37979 | 0.38838 | 0.39212 | 0.36747 | 0.40418 | 0.3999 | 0.40807 | 0.40418 | 0.3715 | 0.38823 | 0.39912 | 0.38511 | 0.40573 | 0.40612 | 0.3715 | 0.39095 | 0.40729 | 0.39095 | 0.39756 | 0.39873 | 0.40301 | 0.37694 | 0.40029 | 0.389 | 0.38511 | 0.39289 | 0.39056 | 0.39912 | 0.38356 | 0.38045 | 0.40729 | 0.3999 | 0.39173 | 0.37228 | 0.39173 | 0.40612 | 0.38045 | 0.38706 | 0.38706 | 0.38589 | 0.37072 | 0.39445 | 0.36994 | 0.37072 | 0.38006 | 0.40262 | 0.38161 | 0.39367 | 0.37189 | 0.39873 | 0.4069 | 0.39912 | 0.37744 | 0.38614 | 0.39523 | 0.37942 | 0.39286 | 0.38653 | 0.38456 | 0.39879 | 0.38574 | 0.39879 | 0.3889 | 0.40037 | 0.39523 | 0.40748 | 0.39167 | 0.38653 | 0.38179 | 0.37744 | 0.39918 | 0.37626 | 0.38021 | 0.4055 | 0.3889 | 0.41499 | 0.37942 | 0.40234 | 0.40946 | 0.38179 | 0.38574 | 0.39049 | 0.39602 | 0.41222 | 0.39167 | 0.40669 | 0.38693 | 0.40037 | 0.40432 | 0.37547 | 0.39879 | 0.39641 | 0.39286 | 0.40748 | 0.39009 | 0.39365 | 0.40788 | 0.39049 | 0.38693 | 0.3893 | 0.39325 | 0.38021 | 0.37902 | 0.39009 | 0.39325 | 0.39602 | 0.40471 | 0.40985 | 0.38732 | 0.40471 | 0.39879 | 0.4055 | 0.38298 | 0.39009 | 0.381 | 0.41499 | 0.38219 | 0.40116 | 0.39404 | 0.40155 | 0.37586 | 0.40471 | 0.39167 | 0.40748 | 0.38021 | 0.38021 | 0.37547 | 0.4059 | 0.39562 | 0.41104 | 0.37547 | 0.39444 | 0.3814 | 0.38772 | 0.4142 | 0.41025 | 0.38614 | 0.39049 | 0.39207 | 0.37902 | 0.381 | 0.3814 | 0.4059 | 0.41064 | 0.39602 | 0.38732 | 0.38377
ON_STN_JCT | 872 | 230 | ON | 0.002237 | 872 | 24640 | 0.5512 | 0.61017 | 0.58815 | 0.57803 | 0.57624 | 0.57565 | 0.59232 | 0.60541 | 0.61256 | 0.57505 | 0.56553 | 0.58874 | 0.60898 | 0.57684 | 0.60005 | 0.60541 | 0.57922 | 0.57386 | 0.6191 | 0.58458 | 0.58517 | 0.58577 | 0.57327 | 0.57803 | 0.58993 | 0.57505 | 0.57267 | 0.59113 | 0.61375 | 0.59053 | 0.56731 | 0.58339 | 0.57386 | 0.60125 | 0.57624 | 0.5947 | 0.5816 | 0.56731 | 0.58517 | 0.6197 | 0.58577 | 0.57981 | 0.61315 | 0.56553 | 0.60601 | 0.59291 | 0.58517 | 0.6191 | 0.57148 | 0.67188 | 0.6257 | 0.6348 | 0.64326 | 0.66667 | 0.63675 | 0.63805 | 0.6309 | 0.67383 | 0.66537 | 0.6257 | 0.62375 | 0.63415 | 0.65692 | 0.66732 | 0.66927 | 0.68033 | 0.63285 | 0.64716 | 0.6348 | 0.66407 | 0.65171 | 0.64326 | 0.62244 | 0.64066 | 0.64261 | 0.65171 | 0.64196 | 0.62049 | 0.62114 | 0.61789 | 0.64326 | 0.67188 | 0.6296 | 0.64456 | 0.62309 | 0.62765 | 0.65757 | 0.63805 | 0.65822 | 0.67903 | 0.67123 | 0.65627 | 0.68293 | 0.64586 | 0.6361 | 0.63025 | 0.62114 | 0.6449 | 0.68657 | 0.65747 | 0.65284 | 0.67202 | 0.6707 | 0.66805 | 0.66805 | 0.64292 | 0.68128 | 0.68128 | 0.67334 | 0.63432 | 0.6654 | 0.68723 | 0.68128 | 0.64953 | 0.64225 | 0.69385 | 0.65218 | 0.6826 | 0.66673 | 0.6363 | 0.674 | 0.63961 | 0.68392 | 0.64424 | 0.62836 | 0.67599 | 0.63432 | 0.63961 | 0.69385 | 0.64821 | 0.65019 | 0.64887 | 0.63233 | 0.67599 | 0.64292 | 0.66871 | 0.62836 | 0.63762 | 0.67268 | 0.65416 | 0.68128 | 0.67268 | 0.68789 | 0.69451 | 0.65085 | 0.71587 | 0.70829 | 0.72276 | 0.71587 | 0.65799 | 0.68762 | 0.70691 | 0.68211 | 0.71862 | 0.71931 | 0.65799 | 0.69244 | 0.72138 | 0.69244 | 0.70415 | 0.70622 | 0.7138 | 0.66764 | 0.70898 | 0.689 | 0.68211 | 0.69589 | 0.69175 | 0.70691 | 0.67935 | 0.67384 | 0.72138 | 0.70829 | 0.69382 | 0.65937 | 0.69382 | 0.71931 | 0.67384 | 0.68555 | 0.68555 | 0.68348 | 0.65661 | 0.69864 | 0.65524 | 0.65661 | 0.67315 | 0.71311 | 0.67591 | 0.69726 | 0.65868 | 0.70622 | 0.72069 | 0.70691 | 0.66852 | 0.68392 | 0.70002 | 0.67202 | 0.69582 | 0.68462 | 0.68112 | 0.70632 | 0.68322 | 0.70632 | 0.68882 | 0.70912 | 0.70002 | 0.72172 | 0.69372 | 0.68462 | 0.67622 | 0.66852 | 0.70702 | 0.66642 | 0.67342 | 0.71822 | 0.68882 | 0.73502 | 0.67202 | 0.71262 | 0.72522 | 0.67622 | 0.68322 | 0.69162 | 0.70142 | 0.73012 | 0.69372 | 0.72032 | 0.68532 | 0.70912 | 0.71612 | 0.66502 | 0.70632 | 0.70212 | 0.69582 | 0.72172 | 0.69092 | 0.69722 | 0.72242 | 0.69162 | 0.68532 | 0.68952 | 0.69652 | 0.67342 | 0.67132 | 0.69092 | 0.69652 | 0.70142 | 0.71682 | 0.72592 | 0.68602 | 0.71682 | 0.70632 | 0.71822 | 0.67832 | 0.69092 | 0.67482 | 0.73502 | 0.67692 | 0.71052 | 0.69792 | 0.71122 | 0.66572 | 0.71682 | 0.69372 | 0.72172 | 0.67342 | 0.67342 | 0.66502 | 0.71892 | 0.70072 | 0.72802 | 0.66502 | 0.69862 | 0.67552 | 0.68672 | 0.73362 | 0.72662 | 0.68392 | 0.69162 | 0.69442 | 0.67132 | 0.67482 | 0.67552 | 0.71892 | 0.72732 | 0.70142 | 0.68602 | 0.67972
ON_STO_JCT | 873 | 230 | ON | 0.001273 | 873 | 24640 | 0.31367 | 0.34723 | 0.3347 | 0.32894 | 0.32792 | 0.32758 | 0.33707 | 0.34452 | 0.34858 | 0.32724 | 0.32182 | 0.33503 | 0.34655 | 0.32826 | 0.34147 | 0.34452 | 0.32961 | 0.32657 | 0.35231 | 0.33266 | 0.333 | 0.33334 | 0.32623 | 0.32894 | 0.33571 | 0.32724 | 0.32589 | 0.33639 | 0.34926 | 0.33605 | 0.32284 | 0.33199 | 0.32657 | 0.34215 | 0.32792 | 0.33842 | 0.33097 | 0.32284 | 0.333 | 0.35265 | 0.33334 | 0.32995 | 0.34892 | 0.32182 | 0.34486 | 0.33741 | 0.333 | 0.35231 | 0.32521 | 0.38234 | 0.35606 | 0.36124 | 0.36606 | 0.37938 | 0.36235 | 0.36309 | 0.35902 | 0.38345 | 0.37864 | 0.35606 | 0.35495 | 0.36087 | 0.37383 | 0.37975 | 0.38086 | 0.38715 | 0.36013 | 0.36828 | 0.36124 | 0.3779 | 0.37087 | 0.36606 | 0.35421 | 0.36458 | 0.36569 | 0.37087 | 0.36532 | 0.3531 | 0.35347 | 0.35162 | 0.36606 | 0.38234 | 0.35828 | 0.3668 | 0.35458 | 0.35717 | 0.3742 | 0.36309 | 0.37457 | 0.38641 | 0.38197 | 0.37346 | 0.38863 | 0.36754 | 0.36198 | 0.35865 | 0.35347 | 0.36699 | 0.3907 | 0.37414 | 0.37151 | 0.38242 | 0.38167 | 0.38016 | 0.38016 | 0.36586 | 0.38769 | 0.38769 | 0.38318 | 0.36097 | 0.37866 | 0.39108 | 0.38769 | 0.36963 | 0.36549 | 0.39484 | 0.37113 | 0.38845 | 0.37941 | 0.3621 | 0.38355 | 0.36398 | 0.3892 | 0.36661 | 0.35758 | 0.38468 | 0.36097 | 0.36398 | 0.39484 | 0.36887 | 0.37 | 0.36925 | 0.35984 | 0.38468 | 0.36586 | 0.38054 | 0.35758 | 0.36285 | 0.3828 | 0.37226 | 0.38769 | 0.3828 | 0.39146 | 0.39522 | 0.37038 | 0.40738 | 0.40306 | 0.4113 | 0.40738 | 0.37444 | 0.3913 | 0.40228 | 0.38816 | 0.40894 | 0.40934 | 0.37444 | 0.39404 | 0.41051 | 0.39404 | 0.40071 | 0.40189 | 0.4062 | 0.37993 | 0.40345 | 0.39208 | 0.38816 | 0.396 | 0.39365 | 0.40228 | 0.38659 | 0.38346 | 0.41051 | 0.40306 | 0.39483 | 0.37522 | 0.39483 | 0.40934 | 0.38346 | 0.39012 | 0.39012 | 0.38895 | 0.37366 | 0.39757 | 0.37287 | 0.37366 | 0.38307 | 0.40581 | 0.38463 | 0.39679 | 0.37483 | 0.40189 | 0.41012 | 0.40228 | 0.38043 | 0.3892 | 0.39836 | 0.38242 | 0.39597 | 0.38959 | 0.3876 | 0.40194 | 0.3888 | 0.40194 | 0.39198 | 0.40354 | 0.39836 | 0.41071 | 0.39477 | 0.38959 | 0.38481 | 0.38043 | 0.40234 | 0.37924 | 0.38322 | 0.40871 | 0.39198 | 0.41828 | 0.38242 | 0.40553 | 0.4127 | 0.38481 | 0.3888 | 0.39358 | 0.39915 | 0.41549 | 0.39477 | 0.40991 | 0.38999 | 0.40354 | 0.40752 | 0.37844 | 0.40194 | 0.39955 | 0.39597 | 0.41071 | 0.39318 | 0.39676 | 0.4111 | 0.39358 | 0.38999 | 0.39238 | 0.39637 | 0.38322 | 0.38202 | 0.39318 | 0.39637 | 0.39915 | 0.40792 | 0.4131 | 0.39039 | 0.40792 | 0.40194 | 0.40871 | 0.38601 | 0.39318 | 0.38402 | 0.41828 | 0.38521 | 0.40433 | 0.39716 | 0.40473 | 0.37884 | 0.40792 | 0.39477 | 0.41071 | 0.38322 | 0.38322 | 0.37844 | 0.40911 | 0.39876 | 0.41429 | 0.37844 | 0.39756 | 0.38441 | 0.39079 | 0.41748 | 0.41349 | 0.3892 | 0.39358 | 0.39517 | 0.38202 | 0.38402 | 0.38441 | 0.40911 | 0.41389 | 0.39915 | 0.39039 | 0.3868
ON_STS_GSS | 874 | 230 | ON | 0.000871 | 874 | 24640 | 0.21461 | 0.23758 | 0.229 | 0.22506 | 0.22437 | 0.22413 | 0.23062 | 0.23572 | 0.23851 | 0.2239 | 0.22019 | 0.22923 | 0.23711 | 0.2246 | 0.23364 | 0.23572 | 0.22553 | 0.22344 | 0.24105 | 0.22761 | 0.22784 | 0.22808 | 0.22321 | 0.22506 | 0.2297 | 0.2239 | 0.22298 | 0.23016 | 0.23897 | 0.22993 | 0.22089 | 0.22715 | 0.22344 | 0.2341 | 0.22437 | 0.23155 | 0.22645 | 0.22089 | 0.22784 | 0.24129 | 0.22808 | 0.22576 | 0.23874 | 0.22019 | 0.23596 | 0.23086 | 0.22784 | 0.24105 | 0.22251 | 0.2616 | 0.24362 | 0.24717 | 0.25046 | 0.25958 | 0.24793 | 0.24843 | 0.24565 | 0.26236 | 0.25907 | 0.24362 | 0.24286 | 0.24691 | 0.25578 | 0.25983 | 0.26059 | 0.26489 | 0.24641 | 0.25198 | 0.24717 | 0.25856 | 0.25375 | 0.25046 | 0.24236 | 0.24945 | 0.25021 | 0.25375 | 0.24995 | 0.2416 | 0.24185 | 0.24058 | 0.25046 | 0.2616 | 0.24514 | 0.25097 | 0.24261 | 0.24438 | 0.25603 | 0.24843 | 0.25628 | 0.26439 | 0.26135 | 0.25552 | 0.26591 | 0.25147 | 0.24767 | 0.24539 | 0.24185 | 0.2511 | 0.26732 | 0.25599 | 0.25419 | 0.26166 | 0.26114 | 0.26011 | 0.26011 | 0.25033 | 0.26526 | 0.26526 | 0.26217 | 0.24698 | 0.25908 | 0.26758 | 0.26526 | 0.2529 | 0.25007 | 0.27016 | 0.25393 | 0.26578 | 0.2596 | 0.24775 | 0.26243 | 0.24904 | 0.26629 | 0.25084 | 0.24466 | 0.2632 | 0.24698 | 0.24904 | 0.27016 | 0.25239 | 0.25316 | 0.25264 | 0.24621 | 0.2632 | 0.25033 | 0.26037 | 0.24466 | 0.24827 | 0.26192 | 0.2547 | 0.26526 | 0.26192 | 0.26784 | 0.27041 | 0.25342 | 0.27873 | 0.27578 | 0.28141 | 0.27873 | 0.2562 | 0.26773 | 0.27524 | 0.26559 | 0.2798 | 0.28007 | 0.2562 | 0.26961 | 0.28088 | 0.26961 | 0.27417 | 0.27497 | 0.27793 | 0.25995 | 0.27605 | 0.26827 | 0.26559 | 0.27095 | 0.26934 | 0.27524 | 0.26451 | 0.26237 | 0.28088 | 0.27578 | 0.27015 | 0.25673 | 0.27015 | 0.28007 | 0.26237 | 0.26693 | 0.26693 | 0.26612 | 0.25566 | 0.27202 | 0.25512 | 0.25566 | 0.2621 | 0.27766 | 0.26317 | 0.27149 | 0.25646 | 0.27497 | 0.28061 | 0.27524 | 0.2603 | 0.26629 | 0.27256 | 0.26166 | 0.27092 | 0.26656 | 0.2652 | 0.27501 | 0.26602 | 0.27501 | 0.2682 | 0.2761 | 0.27256 | 0.28101 | 0.27011 | 0.26656 | 0.26329 | 0.2603 | 0.27529 | 0.25948 | 0.2622 | 0.27965 | 0.2682 | 0.28619 | 0.26166 | 0.27747 | 0.28237 | 0.26329 | 0.26602 | 0.26929 | 0.27311 | 0.28428 | 0.27011 | 0.28046 | 0.26684 | 0.2761 | 0.27883 | 0.25893 | 0.27501 | 0.27338 | 0.27092 | 0.28101 | 0.26902 | 0.27147 | 0.28128 | 0.26929 | 0.26684 | 0.26847 | 0.2712 | 0.2622 | 0.26139 | 0.26902 | 0.2712 | 0.27311 | 0.2791 | 0.28265 | 0.26711 | 0.2791 | 0.27501 | 0.27965 | 0.26411 | 0.26902 | 0.26275 | 0.28619 | 0.26357 | 0.27665 | 0.27174 | 0.27692 | 0.2592 | 0.2791 | 0.27011 | 0.28101 | 0.2622 | 0.2622 | 0.25893 | 0.27992 | 0.27283 | 0.28346 | 0.25893 | 0.27202 | 0.26302 | 0.26738 | 0.28564 | 0.28292 | 0.26629 | 0.26929 | 0.27038 | 0.26139 | 0.26275 | 0.26302 | 0.27992 | 0.28319 | 0.27311 | 0.26711 | 0.26466
ON_STS_JCT | 875 | 230 | ON | 0.000871 | 875 | 24640 | 0.21461 | 0.23758 | 0.229 | 0.22506 | 0.22437 | 0.22413 | 0.23062 | 0.23572 | 0.23851 | 0.2239 | 0.22019 | 0.22923 | 0.23711 | 0.2246 | 0.23364 | 0.23572 | 0.22553 | 0.22344 | 0.24105 | 0.22761 | 0.22784 | 0.22808 | 0.22321 | 0.22506 | 0.2297 | 0.2239 | 0.22298 | 0.23016 | 0.23897 | 0.22993 | 0.22089 | 0.22715 | 0.22344 | 0.2341 | 0.22437 | 0.23155 | 0.22645 | 0.22089 | 0.22784 | 0.24129 | 0.22808 | 0.22576 | 0.23874 | 0.22019 | 0.23596 | 0.23086 | 0.22784 | 0.24105 | 0.22251 | 0.2616 | 0.24362 | 0.24717 | 0.25046 | 0.25958 | 0.24793 | 0.24843 | 0.24565 | 0.26236 | 0.25907 | 0.24362 | 0.24286 | 0.24691 | 0.25578 | 0.25983 | 0.26059 | 0.26489 | 0.24641 | 0.25198 | 0.24717 | 0.25856 | 0.25375 | 0.25046 | 0.24236 | 0.24945 | 0.25021 | 0.25375 | 0.24995 | 0.2416 | 0.24185 | 0.24058 | 0.25046 | 0.2616 | 0.24514 | 0.25097 | 0.24261 | 0.24438 | 0.25603 | 0.24843 | 0.25628 | 0.26439 | 0.26135 | 0.25552 | 0.26591 | 0.25147 | 0.24767 | 0.24539 | 0.24185 | 0.2511 | 0.26732 | 0.25599 | 0.25419 | 0.26166 | 0.26114 | 0.26011 | 0.26011 | 0.25033 | 0.26526 | 0.26526 | 0.26217 | 0.24698 | 0.25908 | 0.26758 | 0.26526 | 0.2529 | 0.25007 | 0.27016 | 0.25393 | 0.26578 | 0.2596 | 0.24775 | 0.26243 | 0.24904 | 0.26629 | 0.25084 | 0.24466 | 0.2632 | 0.24698 | 0.24904 | 0.27016 | 0.25239 | 0.25316 | 0.25264 | 0.24621 | 0.2632 | 0.25033 | 0.26037 | 0.24466 | 0.24827 | 0.26192 | 0.2547 | 0.26526 | 0.26192 | 0.26784 | 0.27041 | 0.25342 | 0.27873 | 0.27578 | 0.28141 | 0.27873 | 0.2562 | 0.26773 | 0.27524 | 0.26559 | 0.2798 | 0.28007 | 0.2562 | 0.26961 | 0.28088 | 0.26961 | 0.27417 | 0.27497 | 0.27793 | 0.25995 | 0.27605 | 0.26827 | 0.26559 | 0.27095 | 0.26934 | 0.27524 | 0.26451 | 0.26237 | 0.28088 | 0.27578 | 0.27015 | 0.25673 | 0.27015 | 0.28007 | 0.26237 | 0.26693 | 0.26693 | 0.26612 | 0.25566 | 0.27202 | 0.25512 | 0.25566 | 0.2621 | 0.27766 | 0.26317 | 0.27149 | 0.25646 | 0.27497 | 0.28061 | 0.27524 | 0.2603 | 0.26629 | 0.27256 | 0.26166 | 0.27092 | 0.26656 | 0.2652 | 0.27501 | 0.26602 | 0.27501 | 0.2682 | 0.2761 | 0.27256 | 0.28101 | 0.27011 | 0.26656 | 0.26329 | 0.2603 | 0.27529 | 0.25948 | 0.2622 | 0.27965 | 0.2682 | 0.28619 | 0.26166 | 0.27747 | 0.28237 | 0.26329 | 0.26602 | 0.26929 | 0.27311 | 0.28428 | 0.27011 | 0.28046 | 0.26684 | 0.2761 | 0.27883 | 0.25893 | 0.27501 | 0.27338 | 0.27092 | 0.28101 | 0.26902 | 0.27147 | 0.28128 | 0.26929 | 0.26684 | 0.26847 | 0.2712 | 0.2622 | 0.26139 | 0.26902 | 0.2712 | 0.27311 | 0.2791 | 0.28265 | 0.26711 | 0.2791 | 0.27501 | 0.27965 | 0.26411 | 0.26902 | 0.26275 | 0.28619 | 0.26357 | 0.27665 | 0.27174 | 0.27692 | 0.2592 | 0.2791 | 0.27011 | 0.28101 | 0.2622 | 0.2622 | 0.25893 | 0.27992 | 0.27283 | 0.28346 | 0.25893 | 0.27202 | 0.26302 | 0.26738 | 0.28564 | 0.28292 | 0.26629 | 0.26929 | 0.27038 | 0.26139 | 0.26275 | 0.26302 | 0.27992 | 0.28319 | 0.27311 | 0.26711 | 0.26466
ON_STY_DSS | 876 | 230 | ON | 0.002337 | 876 | 24640 | 0.57584 | 0.63745 | 0.61444 | 0.60387 | 0.602 | 0.60138 | 0.61879 | 0.63248 | 0.63994 | 0.60076 | 0.59081 | 0.61506 | 0.63621 | 0.60262 | 0.62688 | 0.63248 | 0.60511 | 0.59952 | 0.64678 | 0.61071 | 0.61133 | 0.61195 | 0.59889 | 0.60387 | 0.61631 | 0.60076 | 0.59827 | 0.61755 | 0.64118 | 0.61693 | 0.59267 | 0.60947 | 0.59952 | 0.62812 | 0.602 | 0.62128 | 0.6076 | 0.59267 | 0.61133 | 0.6474 | 0.61195 | 0.60573 | 0.64056 | 0.59081 | 0.6331 | 0.61942 | 0.61133 | 0.64678 | 0.59703 | 0.70191 | 0.65367 | 0.66318 | 0.67201 | 0.69647 | 0.66522 | 0.66658 | 0.6591 | 0.70395 | 0.69512 | 0.65367 | 0.65163 | 0.6625 | 0.68628 | 0.69715 | 0.69919 | 0.71074 | 0.66114 | 0.67609 | 0.66318 | 0.69376 | 0.68085 | 0.67201 | 0.65027 | 0.6693 | 0.67133 | 0.68085 | 0.67065 | 0.64823 | 0.64891 | 0.64551 | 0.67201 | 0.70191 | 0.65774 | 0.67337 | 0.65095 | 0.65571 | 0.68696 | 0.66658 | 0.68764 | 0.70938 | 0.70123 | 0.6856 | 0.71346 | 0.67473 | 0.66454 | 0.65842 | 0.64891 | 0.67373 | 0.71726 | 0.68686 | 0.68202 | 0.70206 | 0.70068 | 0.69791 | 0.69791 | 0.67166 | 0.71173 | 0.71173 | 0.70344 | 0.66267 | 0.69515 | 0.71795 | 0.71173 | 0.67857 | 0.67097 | 0.72486 | 0.68133 | 0.71312 | 0.69653 | 0.66475 | 0.70413 | 0.6682 | 0.7145 | 0.67304 | 0.65645 | 0.70621 | 0.66267 | 0.6682 | 0.72486 | 0.67718 | 0.67926 | 0.67788 | 0.6606 | 0.70621 | 0.67166 | 0.69861 | 0.65645 | 0.66613 | 0.70275 | 0.6834 | 0.71173 | 0.70275 | 0.71864 | 0.72555 | 0.67995 | 0.74787 | 0.73995 | 0.75507 | 0.74787 | 0.68741 | 0.71836 | 0.73851 | 0.7126 | 0.75075 | 0.75147 | 0.68741 | 0.72339 | 0.75363 | 0.72339 | 0.73563 | 0.73779 | 0.74571 | 0.69748 | 0.74067 | 0.7198 | 0.7126 | 0.72699 | 0.72268 | 0.73851 | 0.70972 | 0.70396 | 0.75363 | 0.73995 | 0.72483 | 0.68884 | 0.72483 | 0.75147 | 0.70396 | 0.7162 | 0.7162 | 0.71404 | 0.68597 | 0.72987 | 0.68453 | 0.68597 | 0.70324 | 0.74499 | 0.70612 | 0.72843 | 0.68812 | 0.73779 | 0.75291 | 0.73851 | 0.6984 | 0.71449 | 0.73131 | 0.70206 | 0.72692 | 0.71522 | 0.71157 | 0.73789 | 0.71376 | 0.73789 | 0.71961 | 0.74082 | 0.73131 | 0.75398 | 0.72473 | 0.71522 | 0.70645 | 0.6984 | 0.73863 | 0.69621 | 0.70352 | 0.75033 | 0.71961 | 0.76788 | 0.70206 | 0.74448 | 0.75764 | 0.70645 | 0.71376 | 0.72254 | 0.73278 | 0.76276 | 0.72473 | 0.75252 | 0.71596 | 0.74082 | 0.74813 | 0.69475 | 0.73789 | 0.73351 | 0.72692 | 0.75398 | 0.72181 | 0.72839 | 0.75471 | 0.72254 | 0.71596 | 0.72034 | 0.72766 | 0.70352 | 0.70133 | 0.72181 | 0.72766 | 0.73278 | 0.74886 | 0.75837 | 0.71669 | 0.74886 | 0.73789 | 0.75033 | 0.70864 | 0.72181 | 0.70499 | 0.76788 | 0.70718 | 0.74228 | 0.72912 | 0.74301 | 0.69548 | 0.74886 | 0.72473 | 0.75398 | 0.70352 | 0.70352 | 0.69475 | 0.75106 | 0.73204 | 0.76057 | 0.69475 | 0.72985 | 0.70572 | 0.71742 | 0.76642 | 0.7591 | 0.71449 | 0.72254 | 0.72546 | 0.70133 | 0.70499 | 0.70572 | 0.75106 | 0.75983 | 0.73278 | 0.71669 | 0.7101
ON_SUM_GSS | 877 | 230 | ON | 0.001273 | 877 | 24640 | 0.31367 | 0.34723 | 0.3347 | 0.32894 | 0.32792 | 0.32758 | 0.33707 | 0.34452 | 0.34858 | 0.32724 | 0.32182 | 0.33503 | 0.34655 | 0.32826 | 0.34147 | 0.34452 | 0.32961 | 0.32657 | 0.35231 | 0.33266 | 0.333 | 0.33334 | 0.32623 | 0.32894 | 0.33571 | 0.32724 | 0.32589 | 0.33639 | 0.34926 | 0.33605 | 0.32284 | 0.33199 | 0.32657 | 0.34215 | 0.32792 | 0.33842 | 0.33097 | 0.32284 | 0.333 | 0.35265 | 0.33334 | 0.32995 | 0.34892 | 0.32182 | 0.34486 | 0.33741 | 0.333 | 0.35231 | 0.32521 | 0.38234 | 0.35606 | 0.36124 | 0.36606 | 0.37938 | 0.36235 | 0.36309 | 0.35902 | 0.38345 | 0.37864 | 0.35606 | 0.35495 | 0.36087 | 0.37383 | 0.37975 | 0.38086 | 0.38715 | 0.36013 | 0.36828 | 0.36124 | 0.3779 | 0.37087 | 0.36606 | 0.35421 | 0.36458 | 0.36569 | 0.37087 | 0.36532 | 0.3531 | 0.35347 | 0.35162 | 0.36606 | 0.38234 | 0.35828 | 0.3668 | 0.35458 | 0.35717 | 0.3742 | 0.36309 | 0.37457 | 0.38641 | 0.38197 | 0.37346 | 0.38863 | 0.36754 | 0.36198 | 0.35865 | 0.35347 | 0.36699 | 0.3907 | 0.37414 | 0.37151 | 0.38242 | 0.38167 | 0.38016 | 0.38016 | 0.36586 | 0.38769 | 0.38769 | 0.38318 | 0.36097 | 0.37866 | 0.39108 | 0.38769 | 0.36963 | 0.36549 | 0.39484 | 0.37113 | 0.38845 | 0.37941 | 0.3621 | 0.38355 | 0.36398 | 0.3892 | 0.36661 | 0.35758 | 0.38468 | 0.36097 | 0.36398 | 0.39484 | 0.36887 | 0.37 | 0.36925 | 0.35984 | 0.38468 | 0.36586 | 0.38054 | 0.35758 | 0.36285 | 0.3828 | 0.37226 | 0.38769 | 0.3828 | 0.39146 | 0.39522 | 0.37038 | 0.40738 | 0.40306 | 0.4113 | 0.40738 | 0.37444 | 0.3913 | 0.40228 | 0.38816 | 0.40894 | 0.40934 | 0.37444 | 0.39404 | 0.41051 | 0.39404 | 0.40071 | 0.40189 | 0.4062 | 0.37993 | 0.40345 | 0.39208 | 0.38816 | 0.396 | 0.39365 | 0.40228 | 0.38659 | 0.38346 | 0.41051 | 0.40306 | 0.39483 | 0.37522 | 0.39483 | 0.40934 | 0.38346 | 0.39012 | 0.39012 | 0.38895 | 0.37366 | 0.39757 | 0.37287 | 0.37366 | 0.38307 | 0.40581 | 0.38463 | 0.39679 | 0.37483 | 0.40189 | 0.41012 | 0.40228 | 0.38043 | 0.3892 | 0.39836 | 0.38242 | 0.39597 | 0.38959 | 0.3876 | 0.40194 | 0.3888 | 0.40194 | 0.39198 | 0.40354 | 0.39836 | 0.41071 | 0.39477 | 0.38959 | 0.38481 | 0.38043 | 0.40234 | 0.37924 | 0.38322 | 0.40871 | 0.39198 | 0.41828 | 0.38242 | 0.40553 | 0.4127 | 0.38481 | 0.3888 | 0.39358 | 0.39915 | 0.41549 | 0.39477 | 0.40991 | 0.38999 | 0.40354 | 0.40752 | 0.37844 | 0.40194 | 0.39955 | 0.39597 | 0.41071 | 0.39318 | 0.39676 | 0.4111 | 0.39358 | 0.38999 | 0.39238 | 0.39637 | 0.38322 | 0.38202 | 0.39318 | 0.39637 | 0.39915 | 0.40792 | 0.4131 | 0.39039 | 0.40792 | 0.40194 | 0.40871 | 0.38601 | 0.39318 | 0.38402 | 0.41828 | 0.38521 | 0.40433 | 0.39716 | 0.40473 | 0.37884 | 0.40792 | 0.39477 | 0.41071 | 0.38322 | 0.38322 | 0.37844 | 0.40911 | 0.39876 | 0.41429 | 0.37844 | 0.39756 | 0.38441 | 0.39079 | 0.41748 | 0.41349 | 0.3892 | 0.39358 | 0.39517 | 0.38202 | 0.38402 | 0.38441 | 0.40911 | 0.41389 | 0.39915 | 0.39039 | 0.3868
ON_SUM_SWS | 878 | 230 | ON | 0.001273 | 878 | 24640 | 0.31367 | 0.34723 | 0.3347 | 0.32894 | 0.32792 | 0.32758 | 0.33707 | 0.34452 | 0.34858 | 0.32724 | 0.32182 | 0.33503 | 0.34655 | 0.32826 | 0.34147 | 0.34452 | 0.32961 | 0.32657 | 0.35231 | 0.33266 | 0.333 | 0.33334 | 0.32623 | 0.32894 | 0.33571 | 0.32724 | 0.32589 | 0.33639 | 0.34926 | 0.33605 | 0.32284 | 0.33199 | 0.32657 | 0.34215 | 0.32792 | 0.33842 | 0.33097 | 0.32284 | 0.333 | 0.35265 | 0.33334 | 0.32995 | 0.34892 | 0.32182 | 0.34486 | 0.33741 | 0.333 | 0.35231 | 0.32521 | 0.38234 | 0.35606 | 0.36124 | 0.36606 | 0.37938 | 0.36235 | 0.36309 | 0.35902 | 0.38345 | 0.37864 | 0.35606 | 0.35495 | 0.36087 | 0.37383 | 0.37975 | 0.38086 | 0.38715 | 0.36013 | 0.36828 | 0.36124 | 0.3779 | 0.37087 | 0.36606 | 0.35421 | 0.36458 | 0.36569 | 0.37087 | 0.36532 | 0.3531 | 0.35347 | 0.35162 | 0.36606 | 0.38234 | 0.35828 | 0.3668 | 0.35458 | 0.35717 | 0.3742 | 0.36309 | 0.37457 | 0.38641 | 0.38197 | 0.37346 | 0.38863 | 0.36754 | 0.36198 | 0.35865 | 0.35347 | 0.36699 | 0.3907 | 0.37414 | 0.37151 | 0.38242 | 0.38167 | 0.38016 | 0.38016 | 0.36586 | 0.38769 | 0.38769 | 0.38318 | 0.36097 | 0.37866 | 0.39108 | 0.38769 | 0.36963 | 0.36549 | 0.39484 | 0.37113 | 0.38845 | 0.37941 | 0.3621 | 0.38355 | 0.36398 | 0.3892 | 0.36661 | 0.35758 | 0.38468 | 0.36097 | 0.36398 | 0.39484 | 0.36887 | 0.37 | 0.36925 | 0.35984 | 0.38468 | 0.36586 | 0.38054 | 0.35758 | 0.36285 | 0.3828 | 0.37226 | 0.38769 | 0.3828 | 0.39146 | 0.39522 | 0.37038 | 0.40738 | 0.40306 | 0.4113 | 0.40738 | 0.37444 | 0.3913 | 0.40228 | 0.38816 | 0.40894 | 0.40934 | 0.37444 | 0.39404 | 0.41051 | 0.39404 | 0.40071 | 0.40189 | 0.4062 | 0.37993 | 0.40345 | 0.39208 | 0.38816 | 0.396 | 0.39365 | 0.40228 | 0.38659 | 0.38346 | 0.41051 | 0.40306 | 0.39483 | 0.37522 | 0.39483 | 0.40934 | 0.38346 | 0.39012 | 0.39012 | 0.38895 | 0.37366 | 0.39757 | 0.37287 | 0.37366 | 0.38307 | 0.40581 | 0.38463 | 0.39679 | 0.37483 | 0.40189 | 0.41012 | 0.40228 | 0.38043 | 0.3892 | 0.39836 | 0.38242 | 0.39597 | 0.38959 | 0.3876 | 0.40194 | 0.3888 | 0.40194 | 0.39198 | 0.40354 | 0.39836 | 0.41071 | 0.39477 | 0.38959 | 0.38481 | 0.38043 | 0.40234 | 0.37924 | 0.38322 | 0.40871 | 0.39198 | 0.41828 | 0.38242 | 0.40553 | 0.4127 | 0.38481 | 0.3888 | 0.39358 | 0.39915 | 0.41549 | 0.39477 | 0.40991 | 0.38999 | 0.40354 | 0.40752 | 0.37844 | 0.40194 | 0.39955 | 0.39597 | 0.41071 | 0.39318 | 0.39676 | 0.4111 | 0.39358 | 0.38999 | 0.39238 | 0.39637 | 0.38322 | 0.38202 | 0.39318 | 0.39637 | 0.39915 | 0.40792 | 0.4131 | 0.39039 | 0.40792 | 0.40194 | 0.40871 | 0.38601 | 0.39318 | 0.38402 | 0.41828 | 0.38521 | 0.40433 | 0.39716 | 0.40473 | 0.37884 | 0.40792 | 0.39477 | 0.41071 | 0.38322 | 0.38322 | 0.37844 | 0.40911 | 0.39876 | 0.41429 | 0.37844 | 0.39756 | 0.38441 | 0.39079 | 0.41748 | 0.41349 | 0.3892 | 0.39358 | 0.39517 | 0.38202 | 0.38402 | 0.38441 | 0.40911 | 0.41389 | 0.39915 | 0.39039 | 0.3868
ON_T23_JCT | 879 | 230 | ON | 0.002601 | 879 | 24640 | 0.64089 | 0.70946 | 0.68385 | 0.67208 | 0.67001 | 0.66932 | 0.6887 | 0.70392 | 0.71223 | 0.66862 | 0.65755 | 0.68454 | 0.70808 | 0.6707 | 0.69769 | 0.70392 | 0.67347 | 0.66724 | 0.71984 | 0.6797 | 0.68039 | 0.68108 | 0.66655 | 0.67208 | 0.68593 | 0.66862 | 0.66586 | 0.68731 | 0.71361 | 0.68662 | 0.65963 | 0.67831 | 0.66724 | 0.69908 | 0.67001 | 0.69147 | 0.67624 | 0.65963 | 0.68039 | 0.72054 | 0.68108 | 0.67416 | 0.71292 | 0.65755 | 0.70462 | 0.68939 | 0.68039 | 0.71984 | 0.66447 | 0.7812 | 0.72751 | 0.7381 | 0.74793 | 0.77515 | 0.74036 | 0.74188 | 0.73356 | 0.78347 | 0.77364 | 0.72751 | 0.72524 | 0.73734 | 0.76381 | 0.77591 | 0.77818 | 0.79103 | 0.73583 | 0.75246 | 0.7381 | 0.77213 | 0.75776 | 0.74793 | 0.72373 | 0.7449 | 0.74717 | 0.75776 | 0.74641 | 0.72146 | 0.72221 | 0.71843 | 0.74793 | 0.7812 | 0.73205 | 0.74944 | 0.72448 | 0.72978 | 0.76456 | 0.74188 | 0.76532 | 0.78952 | 0.78045 | 0.76305 | 0.79406 | 0.75095 | 0.73961 | 0.7328 | 0.72221 | 0.74984 | 0.79829 | 0.76445 | 0.75907 | 0.78137 | 0.77983 | 0.77675 | 0.77675 | 0.74753 | 0.79214 | 0.79214 | 0.78291 | 0.73753 | 0.77368 | 0.79906 | 0.79214 | 0.75522 | 0.74676 | 0.80675 | 0.7583 | 0.79367 | 0.77522 | 0.73984 | 0.78368 | 0.74368 | 0.79521 | 0.74907 | 0.73061 | 0.78598 | 0.73753 | 0.74368 | 0.80675 | 0.75368 | 0.75599 | 0.75445 | 0.73522 | 0.78598 | 0.74753 | 0.77752 | 0.73061 | 0.74138 | 0.78214 | 0.7606 | 0.79214 | 0.78214 | 0.79983 | 0.80752 | 0.75676 | 0.83235 | 0.82354 | 0.84036 | 0.83235 | 0.76506 | 0.79951 | 0.82194 | 0.7931 | 0.83556 | 0.83636 | 0.76506 | 0.80511 | 0.83876 | 0.80511 | 0.81873 | 0.82114 | 0.82995 | 0.77627 | 0.82434 | 0.80111 | 0.7931 | 0.80912 | 0.80431 | 0.82194 | 0.78989 | 0.78348 | 0.83876 | 0.82354 | 0.80672 | 0.76666 | 0.80672 | 0.83636 | 0.78348 | 0.7971 | 0.7971 | 0.7947 | 0.76346 | 0.81232 | 0.76185 | 0.76346 | 0.78268 | 0.82915 | 0.78589 | 0.81072 | 0.76586 | 0.82114 | 0.83796 | 0.82194 | 0.7773 | 0.79521 | 0.81393 | 0.78137 | 0.80904 | 0.79602 | 0.79195 | 0.82125 | 0.79439 | 0.82125 | 0.8009 | 0.82451 | 0.81393 | 0.83916 | 0.8066 | 0.79602 | 0.78625 | 0.7773 | 0.82206 | 0.77486 | 0.783 | 0.83509 | 0.8009 | 0.85462 | 0.78137 | 0.82858 | 0.84323 | 0.78625 | 0.79439 | 0.80416 | 0.81555 | 0.84892 | 0.8066 | 0.83753 | 0.79683 | 0.82451 | 0.83265 | 0.77323 | 0.82125 | 0.81637 | 0.80904 | 0.83916 | 0.80334 | 0.81067 | 0.83997 | 0.80416 | 0.79683 | 0.80172 | 0.80986 | 0.783 | 0.78055 | 0.80334 | 0.80986 | 0.81555 | 0.83346 | 0.84404 | 0.79765 | 0.83346 | 0.82125 | 0.83509 | 0.78869 | 0.80334 | 0.78462 | 0.85462 | 0.78707 | 0.82613 | 0.81148 | 0.82695 | 0.77404 | 0.83346 | 0.8066 | 0.83916 | 0.783 | 0.783 | 0.77323 | 0.8359 | 0.81474 | 0.84648 | 0.77323 | 0.8123 | 0.78544 | 0.79846 | 0.85299 | 0.84485 | 0.79521 | 0.80416 | 0.80741 | 0.78055 | 0.78462 | 0.78544 | 0.8359 | 0.84567 | 0.81555 | 0.79765 | 0.79032
ON_TCV_ISS | 880 | 230 | ON | 0.001013 | 880 | 24640 | 0.2496 | 0.27631 | 0.26634 | 0.26175 | 0.26095 | 0.26068 | 0.26822 | 0.27415 | 0.27739 | 0.26041 | 0.25609 | 0.26661 | 0.27577 | 0.26121 | 0.27173 | 0.27415 | 0.26229 | 0.25987 | 0.28035 | 0.26472 | 0.26499 | 0.26526 | 0.2596 | 0.26175 | 0.26715 | 0.26041 | 0.25933 | 0.26768 | 0.27793 | 0.26741 | 0.2569 | 0.26418 | 0.25987 | 0.27227 | 0.26095 | 0.2693 | 0.26337 | 0.2569 | 0.26499 | 0.28062 | 0.26526 | 0.26256 | 0.27766 | 0.25609 | 0.27442 | 0.26849 | 0.26499 | 0.28035 | 0.25879 | 0.30425 | 0.28334 | 0.28746 | 0.29129 | 0.3019 | 0.28835 | 0.28894 | 0.2857 | 0.30513 | 0.30131 | 0.28334 | 0.28246 | 0.28717 | 0.29748 | 0.30219 | 0.30307 | 0.30808 | 0.28658 | 0.29306 | 0.28746 | 0.30072 | 0.29512 | 0.29129 | 0.28187 | 0.29011 | 0.291 | 0.29512 | 0.2907 | 0.28098 | 0.28128 | 0.27981 | 0.29129 | 0.30425 | 0.28511 | 0.29188 | 0.28216 | 0.28422 | 0.29777 | 0.28894 | 0.29807 | 0.30749 | 0.30396 | 0.29718 | 0.30926 | 0.29247 | 0.28805 | 0.2854 | 0.28128 | 0.29204 | 0.31091 | 0.29773 | 0.29563 | 0.30432 | 0.30372 | 0.30252 | 0.30252 | 0.29114 | 0.30851 | 0.30851 | 0.30492 | 0.28724 | 0.30132 | 0.31121 | 0.30851 | 0.29413 | 0.29084 | 0.3142 | 0.29533 | 0.30911 | 0.30192 | 0.28814 | 0.30521 | 0.28964 | 0.30971 | 0.29174 | 0.28455 | 0.30611 | 0.28724 | 0.28964 | 0.3142 | 0.29353 | 0.29443 | 0.29383 | 0.28634 | 0.30611 | 0.29114 | 0.30282 | 0.28455 | 0.28874 | 0.30462 | 0.29623 | 0.30851 | 0.30462 | 0.3115 | 0.3145 | 0.29473 | 0.32417 | 0.32074 | 0.32729 | 0.32417 | 0.29796 | 0.31138 | 0.32012 | 0.30888 | 0.32542 | 0.32573 | 0.29796 | 0.31356 | 0.32667 | 0.31356 | 0.31887 | 0.3198 | 0.32324 | 0.30233 | 0.32105 | 0.312 | 0.30888 | 0.31512 | 0.31325 | 0.32012 | 0.30764 | 0.30514 | 0.32667 | 0.32074 | 0.31419 | 0.29859 | 0.31419 | 0.32573 | 0.30514 | 0.31044 | 0.31044 | 0.30951 | 0.29734 | 0.31637 | 0.29672 | 0.29734 | 0.30483 | 0.32292 | 0.30608 | 0.31575 | 0.29828 | 0.3198 | 0.32636 | 0.32012 | 0.30273 | 0.30971 | 0.317 | 0.30432 | 0.31509 | 0.31002 | 0.30844 | 0.31985 | 0.30939 | 0.31985 | 0.31192 | 0.32112 | 0.317 | 0.32682 | 0.31414 | 0.31002 | 0.30622 | 0.30273 | 0.32017 | 0.30178 | 0.30495 | 0.32524 | 0.31192 | 0.33285 | 0.30432 | 0.3227 | 0.32841 | 0.30622 | 0.30939 | 0.31319 | 0.31763 | 0.33063 | 0.31414 | 0.32619 | 0.31034 | 0.32112 | 0.32429 | 0.30115 | 0.31985 | 0.31795 | 0.31509 | 0.32682 | 0.31288 | 0.31573 | 0.32714 | 0.31319 | 0.31034 | 0.31224 | 0.31541 | 0.30495 | 0.304 | 0.31288 | 0.31541 | 0.31763 | 0.3246 | 0.32872 | 0.31066 | 0.3246 | 0.31985 | 0.32524 | 0.30717 | 0.31288 | 0.30558 | 0.33285 | 0.30654 | 0.32175 | 0.31605 | 0.32207 | 0.30146 | 0.3246 | 0.31414 | 0.32682 | 0.30495 | 0.30495 | 0.30115 | 0.32555 | 0.31731 | 0.32968 | 0.30115 | 0.31636 | 0.3059 | 0.31097 | 0.33221 | 0.32904 | 0.30971 | 0.31319 | 0.31446 | 0.304 | 0.30558 | 0.3059 | 0.32555 | 0.32936 | 0.31763 | 0.31066 | 0.3078
ON_TCV_JCT | 881 | 230 | ON | 0.001013 | 881 | 24640 | 0.2496 | 0.27631 | 0.26634 | 0.26175 | 0.26095 | 0.26068 | 0.26822 | 0.27415 | 0.27739 | 0.26041 | 0.25609 | 0.26661 | 0.27577 | 0.26121 | 0.27173 | 0.27415 | 0.26229 | 0.25987 | 0.28035 | 0.26472 | 0.26499 | 0.26526 | 0.2596 | 0.26175 | 0.26715 | 0.26041 | 0.25933 | 0.26768 | 0.27793 | 0.26741 | 0.2569 | 0.26418 | 0.25987 | 0.27227 | 0.26095 | 0.2693 | 0.26337 | 0.2569 | 0.26499 | 0.28062 | 0.26526 | 0.26256 | 0.27766 | 0.25609 | 0.27442 | 0.26849 | 0.26499 | 0.28035 | 0.25879 | 0.30425 | 0.28334 | 0.28746 | 0.29129 | 0.3019 | 0.28835 | 0.28894 | 0.2857 | 0.30513 | 0.30131 | 0.28334 | 0.28246 | 0.28717 | 0.29748 | 0.30219 | 0.30307 | 0.30808 | 0.28658 | 0.29306 | 0.28746 | 0.30072 | 0.29512 | 0.29129 | 0.28187 | 0.29011 | 0.291 | 0.29512 | 0.2907 | 0.28098 | 0.28128 | 0.27981 | 0.29129 | 0.30425 | 0.28511 | 0.29188 | 0.28216 | 0.28422 | 0.29777 | 0.28894 | 0.29807 | 0.30749 | 0.30396 | 0.29718 | 0.30926 | 0.29247 | 0.28805 | 0.2854 | 0.28128 | 0.29204 | 0.31091 | 0.29773 | 0.29563 | 0.30432 | 0.30372 | 0.30252 | 0.30252 | 0.29114 | 0.30851 | 0.30851 | 0.30492 | 0.28724 | 0.30132 | 0.31121 | 0.30851 | 0.29413 | 0.29084 | 0.3142 | 0.29533 | 0.30911 | 0.30192 | 0.28814 | 0.30521 | 0.28964 | 0.30971 | 0.29174 | 0.28455 | 0.30611 | 0.28724 | 0.28964 | 0.3142 | 0.29353 | 0.29443 | 0.29383 | 0.28634 | 0.30611 | 0.29114 | 0.30282 | 0.28455 | 0.28874 | 0.30462 | 0.29623 | 0.30851 | 0.30462 | 0.3115 | 0.3145 | 0.29473 | 0.32417 | 0.32074 | 0.32729 | 0.32417 | 0.29796 | 0.31138 | 0.32012 | 0.30888 | 0.32542 | 0.32573 | 0.29796 | 0.31356 | 0.32667 | 0.31356 | 0.31887 | 0.3198 | 0.32324 | 0.30233 | 0.32105 | 0.312 | 0.30888 | 0.31512 | 0.31325 | 0.32012 | 0.30764 | 0.30514 | 0.32667 | 0.32074 | 0.31419 | 0.29859 | 0.31419 | 0.32573 | 0.30514 | 0.31044 | 0.31044 | 0.30951 | 0.29734 | 0.31637 | 0.29672 | 0.29734 | 0.30483 | 0.32292 | 0.30608 | 0.31575 | 0.29828 | 0.3198 | 0.32636 | 0.32012 | 0.30273 | 0.30971 | 0.317 | 0.30432 | 0.31509 | 0.31002 | 0.30844 | 0.31985 | 0.30939 | 0.31985 | 0.31192 | 0.32112 | 0.317 | 0.32682 | 0.31414 | 0.31002 | 0.30622 | 0.30273 | 0.32017 | 0.30178 | 0.30495 | 0.32524 | 0.31192 | 0.33285 | 0.30432 | 0.3227 | 0.32841 | 0.30622 | 0.30939 | 0.31319 | 0.31763 | 0.33063 | 0.31414 | 0.32619 | 0.31034 | 0.32112 | 0.32429 | 0.30115 | 0.31985 | 0.31795 | 0.31509 | 0.32682 | 0.31288 | 0.31573 | 0.32714 | 0.31319 | 0.31034 | 0.31224 | 0.31541 | 0.30495 | 0.304 | 0.31288 | 0.31541 | 0.31763 | 0.3246 | 0.32872 | 0.31066 | 0.3246 | 0.31985 | 0.32524 | 0.30717 | 0.31288 | 0.30558 | 0.33285 | 0.30654 | 0.32175 | 0.31605 | 0.32207 | 0.30146 | 0.3246 | 0.31414 | 0.32682 | 0.30495 | 0.30495 | 0.30115 | 0.32555 | 0.31731 | 0.32968 | 0.30115 | 0.31636 | 0.3059 | 0.31097 | 0.33221 | 0.32904 | 0.30971 | 0.31319 | 0.31446 | 0.304 | 0.30558 | 0.3059 | 0.32555 | 0.32936 | 0.31763 | 0.31066 | 0.3078
ON_TDL_DSS | 882 | 230 | ON | 0.00126 | 882 | 24640 | 0.31046 | 0.34368 | 0.33128 | 0.32558 | 0.32457 | 0.32424 | 0.33362 | 0.341 | 0.34502 | 0.3239 | 0.31854 | 0.33161 | 0.34301 | 0.32491 | 0.33798 | 0.341 | 0.32625 | 0.32323 | 0.34871 | 0.32927 | 0.3296 | 0.32994 | 0.32289 | 0.32558 | 0.33228 | 0.3239 | 0.32256 | 0.33295 | 0.3457 | 0.33262 | 0.31954 | 0.3286 | 0.32323 | 0.33865 | 0.32457 | 0.33497 | 0.32759 | 0.31954 | 0.3296 | 0.34905 | 0.32994 | 0.32658 | 0.34536 | 0.31854 | 0.34134 | 0.33396 | 0.3296 | 0.34871 | 0.32189 | 0.37844 | 0.35243 | 0.35756 | 0.36232 | 0.37551 | 0.35865 | 0.35939 | 0.35536 | 0.37954 | 0.37477 | 0.35243 | 0.35133 | 0.35719 | 0.37001 | 0.37587 | 0.37697 | 0.3832 | 0.35646 | 0.36452 | 0.35756 | 0.37404 | 0.36708 | 0.36232 | 0.35059 | 0.36085 | 0.36195 | 0.36708 | 0.36159 | 0.3495 | 0.34986 | 0.34803 | 0.36232 | 0.37844 | 0.35462 | 0.36305 | 0.35096 | 0.35353 | 0.37038 | 0.35939 | 0.37074 | 0.38247 | 0.37807 | 0.36964 | 0.38466 | 0.36378 | 0.35829 | 0.35499 | 0.34986 | 0.36324 | 0.38671 | 0.37032 | 0.36771 | 0.37852 | 0.37777 | 0.37628 | 0.37628 | 0.36213 | 0.38373 | 0.38373 | 0.37926 | 0.35728 | 0.37479 | 0.38709 | 0.38373 | 0.36585 | 0.36175 | 0.39081 | 0.36734 | 0.38448 | 0.37554 | 0.3584 | 0.37964 | 0.36026 | 0.38522 | 0.36287 | 0.35393 | 0.38075 | 0.35728 | 0.36026 | 0.39081 | 0.36511 | 0.36622 | 0.36548 | 0.35616 | 0.38075 | 0.36213 | 0.37665 | 0.35393 | 0.35914 | 0.37889 | 0.36846 | 0.38373 | 0.37889 | 0.38746 | 0.39118 | 0.3666 | 0.40322 | 0.39895 | 0.4071 | 0.40322 | 0.37062 | 0.3873 | 0.39817 | 0.3842 | 0.40477 | 0.40516 | 0.37062 | 0.39002 | 0.40632 | 0.39002 | 0.39662 | 0.39778 | 0.40205 | 0.37605 | 0.39933 | 0.38808 | 0.3842 | 0.39196 | 0.38963 | 0.39817 | 0.38265 | 0.37954 | 0.40632 | 0.39895 | 0.3908 | 0.37139 | 0.3908 | 0.40516 | 0.37954 | 0.38614 | 0.38614 | 0.38498 | 0.36984 | 0.39351 | 0.36906 | 0.36984 | 0.37915 | 0.40166 | 0.38071 | 0.39274 | 0.371 | 0.39778 | 0.40593 | 0.39817 | 0.37655 | 0.38522 | 0.39429 | 0.37852 | 0.39192 | 0.38561 | 0.38364 | 0.39784 | 0.38483 | 0.39784 | 0.38798 | 0.39942 | 0.39429 | 0.40651 | 0.39074 | 0.38561 | 0.38088 | 0.37655 | 0.39823 | 0.37536 | 0.37931 | 0.40454 | 0.38798 | 0.414 | 0.37852 | 0.40139 | 0.40848 | 0.38088 | 0.38483 | 0.38956 | 0.39508 | 0.41124 | 0.39074 | 0.40572 | 0.38601 | 0.39942 | 0.40336 | 0.37457 | 0.39784 | 0.39547 | 0.39192 | 0.40651 | 0.38916 | 0.39271 | 0.40691 | 0.38956 | 0.38601 | 0.38837 | 0.39232 | 0.37931 | 0.37812 | 0.38916 | 0.39232 | 0.39508 | 0.40375 | 0.40888 | 0.3864 | 0.40375 | 0.39784 | 0.40454 | 0.38207 | 0.38916 | 0.38009 | 0.414 | 0.38128 | 0.4002 | 0.39311 | 0.4006 | 0.37497 | 0.40375 | 0.39074 | 0.40651 | 0.37931 | 0.37931 | 0.37457 | 0.40494 | 0.39468 | 0.41006 | 0.37457 | 0.3935 | 0.38049 | 0.3868 | 0.41322 | 0.40927 | 0.38522 | 0.38956 | 0.39113 | 0.37812 | 0.38009 | 0.38049 | 0.40494 | 0.40967 | 0.39508 | 0.3864 | 0.38285
ON_TFL_DSS | 883 | 500 | ON | 0.005313 | 883 | 24640 | 1.3091 | 1.4492 | 1.3969 | 1.3729 | 1.3686 | 1.3672 | 1.4068 | 1.4379 | 1.4549 | 1.3658 | 1.3432 | 1.3983 | 1.4464 | 1.37 | 1.4252 | 1.4379 | 1.3757 | 1.363 | 1.4704 | 1.3884 | 1.3898 | 1.3912 | 1.3615 | 1.3729 | 1.4011 | 1.3658 | 1.3601 | 1.404 | 1.4577 | 1.4025 | 1.3474 | 1.3856 | 1.363 | 1.428 | 1.3686 | 1.4124 | 1.3813 | 1.3474 | 1.3898 | 1.4718 | 1.3912 | 1.3771 | 1.4563 | 1.3432 | 1.4393 | 1.4082 | 1.3898 | 1.4704 | 1.3573 | 1.5957 | 1.4861 | 1.5077 | 1.5278 | 1.5834 | 1.5123 | 1.5154 | 1.4984 | 1.6004 | 1.5803 | 1.4861 | 1.4814 | 1.5061 | 1.5602 | 1.5849 | 1.5896 | 1.6158 | 1.5031 | 1.537 | 1.5077 | 1.5772 | 1.5479 | 1.5278 | 1.4783 | 1.5216 | 1.5262 | 1.5479 | 1.5247 | 1.4737 | 1.4753 | 1.4675 | 1.5278 | 1.5957 | 1.4953 | 1.5309 | 1.4799 | 1.4907 | 1.5618 | 1.5154 | 1.5633 | 1.6127 | 1.5942 | 1.5587 | 1.622 | 1.534 | 1.5108 | 1.4969 | 1.4753 | 1.5317 | 1.6306 | 1.5615 | 1.5505 | 1.5961 | 1.5929 | 1.5867 | 1.5867 | 1.527 | 1.6181 | 1.6181 | 1.5992 | 1.5065 | 1.5804 | 1.6322 | 1.6181 | 1.5427 | 1.5254 | 1.6479 | 1.549 | 1.6212 | 1.5835 | 1.5113 | 1.6008 | 1.5191 | 1.6244 | 1.5301 | 1.4924 | 1.6055 | 1.5065 | 1.5191 | 1.6479 | 1.5395 | 1.5442 | 1.5411 | 1.5018 | 1.6055 | 1.527 | 1.5882 | 1.4924 | 1.5144 | 1.5977 | 1.5537 | 1.6181 | 1.5977 | 1.6338 | 1.6495 | 1.5458 | 1.7002 | 1.6822 | 1.7166 | 1.7002 | 1.5628 | 1.6331 | 1.679 | 1.62 | 1.7068 | 1.7084 | 1.5628 | 1.6446 | 1.7133 | 1.6446 | 1.6724 | 1.6773 | 1.6953 | 1.5857 | 1.6839 | 1.6364 | 1.62 | 1.6528 | 1.6429 | 1.679 | 1.6135 | 1.6004 | 1.7133 | 1.6822 | 1.6479 | 1.566 | 1.6479 | 1.7084 | 1.6004 | 1.6282 | 1.6282 | 1.6233 | 1.5595 | 1.6593 | 1.5562 | 1.5595 | 1.5988 | 1.6937 | 1.6053 | 1.656 | 1.5644 | 1.6773 | 1.7117 | 1.679 | 1.5878 | 1.6243 | 1.6626 | 1.5961 | 1.6526 | 1.626 | 1.6177 | 1.6775 | 1.6227 | 1.6775 | 1.636 | 1.6842 | 1.6626 | 1.7141 | 1.6476 | 1.626 | 1.6061 | 1.5878 | 1.6792 | 1.5828 | 1.5994 | 1.7058 | 1.636 | 1.7457 | 1.5961 | 1.6925 | 1.7224 | 1.6061 | 1.6227 | 1.6426 | 1.6659 | 1.7341 | 1.6476 | 1.7108 | 1.6277 | 1.6842 | 1.7008 | 1.5795 | 1.6775 | 1.6676 | 1.6526 | 1.7141 | 1.641 | 1.6559 | 1.7158 | 1.6426 | 1.6277 | 1.6376 | 1.6543 | 1.5994 | 1.5944 | 1.641 | 1.6543 | 1.6659 | 1.7025 | 1.7241 | 1.6293 | 1.7025 | 1.6775 | 1.7058 | 1.611 | 1.641 | 1.6027 | 1.7457 | 1.6077 | 1.6875 | 1.6576 | 1.6892 | 1.5811 | 1.7025 | 1.6476 | 1.7141 | 1.5994 | 1.5994 | 1.5795 | 1.7075 | 1.6642 | 1.7291 | 1.5795 | 1.6593 | 1.6044 | 1.631 | 1.7424 | 1.7258 | 1.6243 | 1.6426 | 1.6493 | 1.5944 | 1.6027 | 1.6044 | 1.7075 | 1.7274 | 1.6659 | 1.6293 | 1.6144
ON_TFL_JCT | 884 | 230 | ON | 0.002444 | 884 | 24640 | 0.6022 | 0.66664 | 0.64257 | 0.63152 | 0.62957 | 0.62892 | 0.64713 | 0.66143 | 0.66924 | 0.62826 | 0.61786 | 0.64322 | 0.66534 | 0.63022 | 0.65558 | 0.66143 | 0.63282 | 0.62696 | 0.67639 | 0.63867 | 0.63932 | 0.63997 | 0.62631 | 0.63152 | 0.64452 | 0.62826 | 0.62566 | 0.64583 | 0.67054 | 0.64517 | 0.61981 | 0.63737 | 0.62696 | 0.65688 | 0.62957 | 0.64973 | 0.63542 | 0.61981 | 0.63932 | 0.67704 | 0.63997 | 0.63347 | 0.66989 | 0.61786 | 0.66208 | 0.64778 | 0.63932 | 0.67639 | 0.62436 | 0.73405 | 0.6836 | 0.69354 | 0.70278 | 0.72836 | 0.69568 | 0.6971 | 0.68928 | 0.73618 | 0.72694 | 0.6836 | 0.68146 | 0.69283 | 0.7177 | 0.72907 | 0.73121 | 0.74329 | 0.69141 | 0.70704 | 0.69354 | 0.72552 | 0.71202 | 0.70278 | 0.68004 | 0.69994 | 0.70207 | 0.71202 | 0.70136 | 0.67791 | 0.67862 | 0.67507 | 0.70278 | 0.73405 | 0.68786 | 0.7042 | 0.68075 | 0.68573 | 0.71841 | 0.6971 | 0.71913 | 0.74186 | 0.73334 | 0.71699 | 0.74613 | 0.70562 | 0.69496 | 0.68857 | 0.67862 | 0.70458 | 0.7501 | 0.71831 | 0.71325 | 0.7342 | 0.73276 | 0.72987 | 0.72987 | 0.70241 | 0.74432 | 0.74432 | 0.73565 | 0.69301 | 0.72698 | 0.75082 | 0.74432 | 0.70963 | 0.70169 | 0.75805 | 0.71252 | 0.74577 | 0.72842 | 0.69518 | 0.73637 | 0.69879 | 0.74721 | 0.70385 | 0.68651 | 0.73854 | 0.69301 | 0.69879 | 0.75805 | 0.70819 | 0.71036 | 0.70891 | 0.69085 | 0.73854 | 0.70241 | 0.73059 | 0.68651 | 0.69663 | 0.73493 | 0.71469 | 0.74432 | 0.73493 | 0.75155 | 0.75877 | 0.71108 | 0.78211 | 0.77383 | 0.78964 | 0.78211 | 0.71888 | 0.75125 | 0.77232 | 0.74522 | 0.78512 | 0.78587 | 0.71888 | 0.75652 | 0.78813 | 0.75652 | 0.76931 | 0.77157 | 0.77985 | 0.72942 | 0.77458 | 0.75275 | 0.74522 | 0.76028 | 0.75576 | 0.77232 | 0.74221 | 0.73619 | 0.78813 | 0.77383 | 0.75802 | 0.72038 | 0.75802 | 0.78587 | 0.73619 | 0.74899 | 0.74899 | 0.74673 | 0.71737 | 0.76329 | 0.71587 | 0.71737 | 0.73544 | 0.7791 | 0.73845 | 0.76179 | 0.71963 | 0.77157 | 0.78738 | 0.77232 | 0.73038 | 0.74721 | 0.7648 | 0.7342 | 0.76021 | 0.74797 | 0.74415 | 0.77168 | 0.74644 | 0.77168 | 0.75256 | 0.77474 | 0.7648 | 0.7885 | 0.75791 | 0.74797 | 0.73879 | 0.73038 | 0.77244 | 0.72809 | 0.73573 | 0.78468 | 0.75256 | 0.80304 | 0.7342 | 0.77856 | 0.79233 | 0.73879 | 0.74644 | 0.75562 | 0.76633 | 0.79768 | 0.75791 | 0.78698 | 0.74874 | 0.77474 | 0.78239 | 0.72656 | 0.77168 | 0.76709 | 0.76021 | 0.7885 | 0.75485 | 0.76174 | 0.78927 | 0.75562 | 0.74874 | 0.75332 | 0.76097 | 0.73573 | 0.73344 | 0.75485 | 0.76097 | 0.76633 | 0.78315 | 0.79309 | 0.7495 | 0.78315 | 0.77168 | 0.78468 | 0.74109 | 0.75485 | 0.73726 | 0.80304 | 0.73956 | 0.77627 | 0.7625 | 0.77703 | 0.72732 | 0.78315 | 0.75791 | 0.7885 | 0.73573 | 0.73573 | 0.72656 | 0.78545 | 0.76556 | 0.79539 | 0.72656 | 0.76327 | 0.73803 | 0.75026 | 0.80151 | 0.79386 | 0.74721 | 0.75562 | 0.75868 | 0.73344 | 0.73726 | 0.73803 | 0.78545 | 0.79462 | 0.76633 | 0.7495 | 0.74262
ON_THO_DSS | 885 | 230 | ON | 0.002601 | 885 | 24640 | 0.64089 | 0.70946 | 0.68385 | 0.67208 | 0.67001 | 0.66932 | 0.6887 | 0.70392 | 0.71223 | 0.66862 | 0.65755 | 0.68454 | 0.70808 | 0.6707 | 0.69769 | 0.70392 | 0.67347 | 0.66724 | 0.71984 | 0.6797 | 0.68039 | 0.68108 | 0.66655 | 0.67208 | 0.68593 | 0.66862 | 0.66586 | 0.68731 | 0.71361 | 0.68662 | 0.65963 | 0.67831 | 0.66724 | 0.69908 | 0.67001 | 0.69147 | 0.67624 | 0.65963 | 0.68039 | 0.72054 | 0.68108 | 0.67416 | 0.71292 | 0.65755 | 0.70462 | 0.68939 | 0.68039 | 0.71984 | 0.66447 | 0.7812 | 0.72751 | 0.7381 | 0.74793 | 0.77515 | 0.74036 | 0.74188 | 0.73356 | 0.78347 | 0.77364 | 0.72751 | 0.72524 | 0.73734 | 0.76381 | 0.77591 | 0.77818 | 0.79103 | 0.73583 | 0.75246 | 0.7381 | 0.77213 | 0.75776 | 0.74793 | 0.72373 | 0.7449 | 0.74717 | 0.75776 | 0.74641 | 0.72146 | 0.72221 | 0.71843 | 0.74793 | 0.7812 | 0.73205 | 0.74944 | 0.72448 | 0.72978 | 0.76456 | 0.74188 | 0.76532 | 0.78952 | 0.78045 | 0.76305 | 0.79406 | 0.75095 | 0.73961 | 0.7328 | 0.72221 | 0.74984 | 0.79829 | 0.76445 | 0.75907 | 0.78137 | 0.77983 | 0.77675 | 0.77675 | 0.74753 | 0.79214 | 0.79214 | 0.78291 | 0.73753 | 0.77368 | 0.79906 | 0.79214 | 0.75522 | 0.74676 | 0.80675 | 0.7583 | 0.79367 | 0.77522 | 0.73984 | 0.78368 | 0.74368 | 0.79521 | 0.74907 | 0.73061 | 0.78598 | 0.73753 | 0.74368 | 0.80675 | 0.75368 | 0.75599 | 0.75445 | 0.73522 | 0.78598 | 0.74753 | 0.77752 | 0.73061 | 0.74138 | 0.78214 | 0.7606 | 0.79214 | 0.78214 | 0.79983 | 0.80752 | 0.75676 | 0.83235 | 0.82354 | 0.84036 | 0.83235 | 0.76506 | 0.79951 | 0.82194 | 0.7931 | 0.83556 | 0.83636 | 0.76506 | 0.80511 | 0.83876 | 0.80511 | 0.81873 | 0.82114 | 0.82995 | 0.77627 | 0.82434 | 0.80111 | 0.7931 | 0.80912 | 0.80431 | 0.82194 | 0.78989 | 0.78348 | 0.83876 | 0.82354 | 0.80672 | 0.76666 | 0.80672 | 0.83636 | 0.78348 | 0.7971 | 0.7971 | 0.7947 | 0.76346 | 0.81232 | 0.76185 | 0.76346 | 0.78268 | 0.82915 | 0.78589 | 0.81072 | 0.76586 | 0.82114 | 0.83796 | 0.82194 | 0.7773 | 0.79521 | 0.81393 | 0.78137 | 0.80904 | 0.79602 | 0.79195 | 0.82125 | 0.79439 | 0.82125 | 0.8009 | 0.82451 | 0.81393 | 0.83916 | 0.8066 | 0.79602 | 0.78625 | 0.7773 | 0.82206 | 0.77486 | 0.783 | 0.83509 | 0.8009 | 0.85462 | 0.78137 | 0.82858 | 0.84323 | 0.78625 | 0.79439 | 0.80416 | 0.81555 | 0.84892 | 0.8066 | 0.83753 | 0.79683 | 0.82451 | 0.83265 | 0.77323 | 0.82125 | 0.81637 | 0.80904 | 0.83916 | 0.80334 | 0.81067 | 0.83997 | 0.80416 | 0.79683 | 0.80172 | 0.80986 | 0.783 | 0.78055 | 0.80334 | 0.80986 | 0.81555 | 0.83346 | 0.84404 | 0.79765 | 0.83346 | 0.82125 | 0.83509 | 0.78869 | 0.80334 | 0.78462 | 0.85462 | 0.78707 | 0.82613 | 0.81148 | 0.82695 | 0.77404 | 0.83346 | 0.8066 | 0.83916 | 0.783 | 0.783 | 0.77323 | 0.8359 | 0.81474 | 0.84648 | 0.77323 | 0.8123 | 0.78544 | 0.79846 | 0.85299 | 0.84485 | 0.79521 | 0.80416 | 0.80741 | 0.78055 | 0.78462 | 0.78544 | 0.8359 | 0.84567 | 0.81555 | 0.79765 | 0.79032
ON_THO_JCT | 886 | 230 | ON | 0.002601 | 886 | 24640 | 0.64089 | 0.70946 | 0.68385 | 0.67208 | 0.67001 | 0.66932 | 0.6887 | 0.70392 | 0.71223 | 0.66862 | 0.65755 | 0.68454 | 0.70808 | 0.6707 | 0.69769 | 0.70392 | 0.67347 | 0.66724 | 0.71984 | 0.6797 | 0.68039 | 0.68108 | 0.66655 | 0.67208 | 0.68593 | 0.66862 | 0.66586 | 0.68731 | 0.71361 | 0.68662 | 0.65963 | 0.67831 | 0.66724 | 0.69908 | 0.67001 | 0.69147 | 0.67624 | 0.65963 | 0.68039 | 0.72054 | 0.68108 | 0.67416 | 0.71292 | 0.65755 | 0.70462 | 0.68939 | 0.68039 | 0.71984 | 0.66447 | 0.7812 | 0.72751 | 0.7381 | 0.74793 | 0.77515 | 0.74036 | 0.74188 | 0.73356 | 0.78347 | 0.77364 | 0.72751 | 0.72524 | 0.73734 | 0.76381 | 0.77591 | 0.77818 | 0.79103 | 0.73583 | 0.75246 | 0.7381 | 0.77213 | 0.75776 | 0.74793 | 0.72373 | 0.7449 | 0.74717 | 0.75776 | 0.74641 | 0.72146 | 0.72221 | 0.71843 | 0.74793 | 0.7812 | 0.73205 | 0.74944 | 0.72448 | 0.72978 | 0.76456 | 0.74188 | 0.76532 | 0.78952 | 0.78045 | 0.76305 | 0.79406 | 0.75095 | 0.73961 | 0.7328 | 0.72221 | 0.74984 | 0.79829 | 0.76445 | 0.75907 | 0.78137 | 0.77983 | 0.77675 | 0.77675 | 0.74753 | 0.79214 | 0.79214 | 0.78291 | 0.73753 | 0.77368 | 0.79906 | 0.79214 | 0.75522 | 0.74676 | 0.80675 | 0.7583 | 0.79367 | 0.77522 | 0.73984 | 0.78368 | 0.74368 | 0.79521 | 0.74907 | 0.73061 | 0.78598 | 0.73753 | 0.74368 | 0.80675 | 0.75368 | 0.75599 | 0.75445 | 0.73522 | 0.78598 | 0.74753 | 0.77752 | 0.73061 | 0.74138 | 0.78214 | 0.7606 | 0.79214 | 0.78214 | 0.79983 | 0.80752 | 0.75676 | 0.83235 | 0.82354 | 0.84036 | 0.83235 | 0.76506 | 0.79951 | 0.82194 | 0.7931 | 0.83556 | 0.83636 | 0.76506 | 0.80511 | 0.83876 | 0.80511 | 0.81873 | 0.82114 | 0.82995 | 0.77627 | 0.82434 | 0.80111 | 0.7931 | 0.80912 | 0.80431 | 0.82194 | 0.78989 | 0.78348 | 0.83876 | 0.82354 | 0.80672 | 0.76666 | 0.80672 | 0.83636 | 0.78348 | 0.7971 | 0.7971 | 0.7947 | 0.76346 | 0.81232 | 0.76185 | 0.76346 | 0.78268 | 0.82915 | 0.78589 | 0.81072 | 0.76586 | 0.82114 | 0.83796 | 0.82194 | 0.7773 | 0.79521 | 0.81393 | 0.78137 | 0.80904 | 0.79602 | 0.79195 | 0.82125 | 0.79439 | 0.82125 | 0.8009 | 0.82451 | 0.81393 | 0.83916 | 0.8066 | 0.79602 | 0.78625 | 0.7773 | 0.82206 | 0.77486 | 0.783 | 0.83509 | 0.8009 | 0.85462 | 0.78137 | 0.82858 | 0.84323 | 0.78625 | 0.79439 | 0.80416 | 0.81555 | 0.84892 | 0.8066 | 0.83753 | 0.79683 | 0.82451 | 0.83265 | 0.77323 | 0.82125 | 0.81637 | 0.80904 | 0.83916 | 0.80334 | 0.81067 | 0.83997 | 0.80416 | 0.79683 | 0.80172 | 0.80986 | 0.783 | 0.78055 | 0.80334 | 0.80986 | 0.81555 | 0.83346 | 0.84404 | 0.79765 | 0.83346 | 0.82125 | 0.83509 | 0.78869 | 0.80334 | 0.78462 | 0.85462 | 0.78707 | 0.82613 | 0.81148 | 0.82695 | 0.77404 | 0.83346 | 0.8066 | 0.83916 | 0.783 | 0.783 | 0.77323 | 0.8359 | 0.81474 | 0.84648 | 0.77323 | 0.8123 | 0.78544 | 0.79846 | 0.85299 | 0.84485 | 0.79521 | 0.80416 | 0.80741 | 0.78055 | 0.78462 | 0.78544 | 0.8359 | 0.84567 | 0.81555 | 0.79765 | 0.79032
ON_TLF_JCT | 887 | 230 | ON | 0.001321 | 887 | 24640 | 0.32549 | 0.36032 | 0.34732 | 0.34134 | 0.34028 | 0.33993 | 0.34978 | 0.35751 | 0.36173 | 0.33958 | 0.33396 | 0.34767 | 0.35962 | 0.34064 | 0.35435 | 0.35751 | 0.34204 | 0.33888 | 0.3656 | 0.34521 | 0.34556 | 0.34591 | 0.33853 | 0.34134 | 0.34837 | 0.33958 | 0.33818 | 0.34907 | 0.36243 | 0.34872 | 0.33501 | 0.3445 | 0.33888 | 0.35505 | 0.34028 | 0.35118 | 0.34345 | 0.33501 | 0.34556 | 0.36595 | 0.34591 | 0.34239 | 0.36208 | 0.33396 | 0.35786 | 0.35013 | 0.34556 | 0.3656 | 0.33747 | 0.39676 | 0.36949 | 0.37487 | 0.37986 | 0.39369 | 0.37602 | 0.37679 | 0.37256 | 0.39791 | 0.39292 | 0.36949 | 0.36834 | 0.37448 | 0.38792 | 0.39407 | 0.39522 | 0.40175 | 0.37371 | 0.38216 | 0.37487 | 0.39215 | 0.38485 | 0.37986 | 0.36757 | 0.37832 | 0.37947 | 0.38485 | 0.37909 | 0.36642 | 0.3668 | 0.36488 | 0.37986 | 0.39676 | 0.37179 | 0.38063 | 0.36795 | 0.37064 | 0.38831 | 0.37679 | 0.38869 | 0.40098 | 0.39637 | 0.38754 | 0.40329 | 0.38139 | 0.37563 | 0.37218 | 0.3668 | 0.38083 | 0.40544 | 0.38825 | 0.38552 | 0.39684 | 0.39606 | 0.3945 | 0.3945 | 0.37966 | 0.40231 | 0.40231 | 0.39762 | 0.37458 | 0.39294 | 0.40583 | 0.40231 | 0.38356 | 0.37927 | 0.40973 | 0.38512 | 0.40309 | 0.39372 | 0.37575 | 0.39801 | 0.3777 | 0.40387 | 0.38044 | 0.37106 | 0.39919 | 0.37458 | 0.3777 | 0.40973 | 0.38278 | 0.38395 | 0.38317 | 0.37341 | 0.39919 | 0.37966 | 0.39489 | 0.37106 | 0.37653 | 0.39723 | 0.3863 | 0.40231 | 0.39723 | 0.40622 | 0.41012 | 0.38434 | 0.42274 | 0.41826 | 0.4268 | 0.42274 | 0.38856 | 0.40605 | 0.41745 | 0.4028 | 0.42436 | 0.42477 | 0.38856 | 0.4089 | 0.42599 | 0.4089 | 0.41582 | 0.41704 | 0.42152 | 0.39426 | 0.41867 | 0.40687 | 0.4028 | 0.41094 | 0.4085 | 0.41745 | 0.40117 | 0.39792 | 0.42599 | 0.41826 | 0.40972 | 0.38937 | 0.40972 | 0.42477 | 0.39792 | 0.40483 | 0.40483 | 0.40361 | 0.38775 | 0.41256 | 0.38693 | 0.38775 | 0.39751 | 0.42111 | 0.39914 | 0.41175 | 0.38897 | 0.41704 | 0.42558 | 0.41745 | 0.39478 | 0.40387 | 0.41338 | 0.39684 | 0.4109 | 0.40428 | 0.40222 | 0.4171 | 0.40346 | 0.4171 | 0.40676 | 0.41875 | 0.41338 | 0.42619 | 0.40966 | 0.40428 | 0.39932 | 0.39478 | 0.41751 | 0.39354 | 0.39767 | 0.42413 | 0.40676 | 0.43405 | 0.39684 | 0.42082 | 0.42826 | 0.39932 | 0.40346 | 0.40842 | 0.4142 | 0.43115 | 0.40966 | 0.42537 | 0.4047 | 0.41875 | 0.42289 | 0.39271 | 0.4171 | 0.41462 | 0.4109 | 0.42619 | 0.408 | 0.41172 | 0.42661 | 0.40842 | 0.4047 | 0.40718 | 0.41131 | 0.39767 | 0.39643 | 0.408 | 0.41131 | 0.4142 | 0.4233 | 0.42867 | 0.40511 | 0.4233 | 0.4171 | 0.42413 | 0.40056 | 0.408 | 0.3985 | 0.43405 | 0.39974 | 0.41958 | 0.41214 | 0.41999 | 0.39312 | 0.4233 | 0.40966 | 0.42619 | 0.39767 | 0.39767 | 0.39271 | 0.42454 | 0.41379 | 0.42991 | 0.39271 | 0.41255 | 0.39891 | 0.40552 | 0.43322 | 0.42909 | 0.40387 | 0.40842 | 0.41007 | 0.39643 | 0.3985 | 0.39891 | 0.42454 | 0.4295 | 0.4142 | 0.40511 | 0.40139
ON_TMB_GSS | 888 | 230 | ON | 0.001083 | 888 | 24640 | 0.26685 | 0.2954 | 0.28474 | 0.27984 | 0.27898 | 0.27869 | 0.28676 | 0.2931 | 0.29656 | 0.2784 | 0.27379 | 0.28503 | 0.29483 | 0.27927 | 0.2905 | 0.2931 | 0.28042 | 0.27782 | 0.29973 | 0.28301 | 0.2833 | 0.28359 | 0.27754 | 0.27984 | 0.28561 | 0.2784 | 0.27725 | 0.28618 | 0.29713 | 0.28589 | 0.27465 | 0.28244 | 0.27782 | 0.29108 | 0.27898 | 0.28791 | 0.28157 | 0.27465 | 0.2833 | 0.30002 | 0.28359 | 0.28071 | 0.29685 | 0.27379 | 0.29339 | 0.28705 | 0.2833 | 0.29973 | 0.27667 | 0.32528 | 0.30292 | 0.30733 | 0.31142 | 0.32276 | 0.30827 | 0.3089 | 0.30544 | 0.32622 | 0.32213 | 0.30292 | 0.30197 | 0.30701 | 0.31803 | 0.32307 | 0.32402 | 0.32937 | 0.30638 | 0.31331 | 0.30733 | 0.3215 | 0.31551 | 0.31142 | 0.30134 | 0.31016 | 0.31111 | 0.31551 | 0.31079 | 0.3004 | 0.30071 | 0.29914 | 0.31142 | 0.32528 | 0.30481 | 0.31205 | 0.30166 | 0.30386 | 0.31835 | 0.3089 | 0.31866 | 0.32874 | 0.32496 | 0.31772 | 0.33063 | 0.31268 | 0.30796 | 0.30512 | 0.30071 | 0.31222 | 0.33239 | 0.3183 | 0.31606 | 0.32534 | 0.3247 | 0.32342 | 0.32342 | 0.31126 | 0.32983 | 0.32983 | 0.32599 | 0.30709 | 0.32214 | 0.33271 | 0.32983 | 0.31446 | 0.31094 | 0.33591 | 0.31574 | 0.33047 | 0.32278 | 0.30805 | 0.32631 | 0.30965 | 0.33111 | 0.3119 | 0.30421 | 0.32727 | 0.30709 | 0.30965 | 0.33591 | 0.31382 | 0.31478 | 0.31414 | 0.30613 | 0.32727 | 0.31126 | 0.32374 | 0.30421 | 0.30869 | 0.32567 | 0.3167 | 0.32983 | 0.32567 | 0.33303 | 0.33623 | 0.3151 | 0.34657 | 0.3429 | 0.34991 | 0.34657 | 0.31855 | 0.3329 | 0.34224 | 0.33023 | 0.34791 | 0.34824 | 0.31855 | 0.33523 | 0.34924 | 0.33523 | 0.3409 | 0.3419 | 0.34557 | 0.32322 | 0.34324 | 0.33356 | 0.33023 | 0.3369 | 0.3349 | 0.34224 | 0.32889 | 0.32623 | 0.34924 | 0.3429 | 0.3359 | 0.31922 | 0.3359 | 0.34824 | 0.32623 | 0.3319 | 0.3319 | 0.3309 | 0.31789 | 0.33823 | 0.31722 | 0.31789 | 0.32589 | 0.34524 | 0.32723 | 0.33757 | 0.31889 | 0.3419 | 0.34891 | 0.34224 | 0.32365 | 0.33111 | 0.3389 | 0.32534 | 0.33687 | 0.33145 | 0.32975 | 0.34195 | 0.33077 | 0.34195 | 0.33348 | 0.34331 | 0.3389 | 0.34941 | 0.33585 | 0.33145 | 0.32738 | 0.32365 | 0.34229 | 0.32263 | 0.32602 | 0.34771 | 0.33348 | 0.35585 | 0.32534 | 0.345 | 0.3511 | 0.32738 | 0.33077 | 0.33483 | 0.33958 | 0.35347 | 0.33585 | 0.34873 | 0.33178 | 0.34331 | 0.3467 | 0.32196 | 0.34195 | 0.33992 | 0.33687 | 0.34941 | 0.3345 | 0.33755 | 0.34975 | 0.33483 | 0.33178 | 0.33382 | 0.33721 | 0.32602 | 0.32501 | 0.3345 | 0.33721 | 0.33958 | 0.34703 | 0.35144 | 0.33212 | 0.34703 | 0.34195 | 0.34771 | 0.3284 | 0.3345 | 0.3267 | 0.35585 | 0.32772 | 0.34398 | 0.33788 | 0.34432 | 0.32229 | 0.34703 | 0.33585 | 0.34941 | 0.32602 | 0.32602 | 0.32196 | 0.34805 | 0.33924 | 0.35246 | 0.32196 | 0.33822 | 0.32704 | 0.33246 | 0.35517 | 0.35178 | 0.33111 | 0.33483 | 0.33619 | 0.32501 | 0.3267 | 0.32704 | 0.34805 | 0.35212 | 0.33958 | 0.33212 | 0.32907
ON_TOM_DSS | 889 | 230 | ON | 0.003487 | 889 | 24640 | 0.8592 | 0.95113 | 0.9168 | 0.90102 | 0.89824 | 0.89731 | 0.92329 | 0.94371 | 0.95484 | 0.89638 | 0.88154 | 0.91773 | 0.94927 | 0.89917 | 0.93536 | 0.94371 | 0.90288 | 0.89453 | 0.96505 | 0.91123 | 0.91216 | 0.91309 | 0.8936 | 0.90102 | 0.91958 | 0.89638 | 0.89267 | 0.92144 | 0.9567 | 0.92051 | 0.88432 | 0.90937 | 0.89453 | 0.93721 | 0.89824 | 0.927 | 0.90659 | 0.88432 | 0.91216 | 0.96598 | 0.91309 | 0.90381 | 0.95577 | 0.88154 | 0.94464 | 0.92422 | 0.91216 | 0.96505 | 0.89082 | 1.0473 | 0.97533 | 0.98952 | 1.0027 | 1.0392 | 0.99256 | 0.99459 | 0.98344 | 1.0504 | 1.0372 | 0.97533 | 0.97228 | 0.98851 | 1.024 | 1.0402 | 1.0433 | 1.0605 | 0.98648 | 1.0088 | 0.98952 | 1.0351 | 1.0159 | 1.0027 | 0.97026 | 0.99864 | 1.0017 | 1.0159 | 1.0007 | 0.96722 | 0.96823 | 0.96316 | 1.0027 | 1.0473 | 0.98141 | 1.0047 | 0.97127 | 0.97837 | 1.025 | 0.99459 | 1.026 | 1.0585 | 1.0463 | 1.023 | 1.0645 | 1.0068 | 0.99155 | 0.98242 | 0.96823 | 1.0053 | 1.0702 | 1.0248 | 1.0176 | 1.0475 | 1.0455 | 1.0413 | 1.0413 | 1.0022 | 1.062 | 1.062 | 1.0496 | 0.98876 | 1.0372 | 1.0712 | 1.062 | 1.0125 | 1.0011 | 1.0816 | 1.0166 | 1.064 | 1.0393 | 0.99186 | 1.0506 | 0.99701 | 1.0661 | 1.0042 | 0.97948 | 1.0537 | 0.98876 | 0.99701 | 1.0816 | 1.0104 | 1.0135 | 1.0114 | 0.98567 | 1.0537 | 1.0022 | 1.0424 | 0.97948 | 0.99392 | 1.0486 | 1.0197 | 1.062 | 1.0486 | 1.0723 | 1.0826 | 1.0145 | 1.1159 | 1.1041 | 1.1266 | 1.1159 | 1.0257 | 1.0718 | 1.1019 | 1.0633 | 1.1202 | 1.1213 | 1.0257 | 1.0794 | 1.1245 | 1.0794 | 1.0976 | 1.1008 | 1.1127 | 1.0407 | 1.1051 | 1.074 | 1.0633 | 1.0847 | 1.0783 | 1.1019 | 1.059 | 1.0504 | 1.1245 | 1.1041 | 1.0815 | 1.0278 | 1.0815 | 1.1213 | 1.0504 | 1.0686 | 1.0686 | 1.0654 | 1.0235 | 1.089 | 1.0214 | 1.0235 | 1.0493 | 1.1116 | 1.0536 | 1.0869 | 1.0267 | 1.1008 | 1.1234 | 1.1019 | 1.0421 | 1.0661 | 1.0912 | 1.0475 | 1.0846 | 1.0672 | 1.0617 | 1.101 | 1.065 | 1.101 | 1.0737 | 1.1054 | 1.0912 | 1.125 | 1.0814 | 1.0672 | 1.0541 | 1.0421 | 1.1021 | 1.0388 | 1.0497 | 1.1196 | 1.0737 | 1.1457 | 1.0475 | 1.1108 | 1.1305 | 1.0541 | 1.065 | 1.0781 | 1.0934 | 1.1381 | 1.0814 | 1.1228 | 1.0683 | 1.1054 | 1.1163 | 1.0366 | 1.101 | 1.0945 | 1.0846 | 1.125 | 1.077 | 1.0868 | 1.1261 | 1.0781 | 1.0683 | 1.0748 | 1.0857 | 1.0497 | 1.0464 | 1.077 | 1.0857 | 1.0934 | 1.1174 | 1.1316 | 1.0694 | 1.1174 | 1.101 | 1.1196 | 1.0574 | 1.077 | 1.0519 | 1.1457 | 1.0552 | 1.1075 | 1.0879 | 1.1086 | 1.0377 | 1.1174 | 1.0814 | 1.125 | 1.0497 | 1.0497 | 1.0366 | 1.1206 | 1.0923 | 1.1348 | 1.0366 | 1.089 | 1.053 | 1.0704 | 1.1436 | 1.1326 | 1.0661 | 1.0781 | 1.0825 | 1.0464 | 1.0519 | 1.053 | 1.1206 | 1.1337 | 1.0934 | 1.0694 | 1.0595
ON_TOM_JCT | 890 | 230 | ON | 0.003487 | 890 | 24640 | 0.8592 | 0.95113 | 0.9168 | 0.90102 | 0.89824 | 0.89731 | 0.92329 | 0.94371 | 0.95484 | 0.89638 | 0.88154 | 0.91773 | 0.94927 | 0.89917 | 0.93536 | 0.94371 | 0.90288 | 0.89453 | 0.96505 | 0.91123 | 0.91216 | 0.91309 | 0.8936 | 0.90102 | 0.91958 | 0.89638 | 0.89267 | 0.92144 | 0.9567 | 0.92051 | 0.88432 | 0.90937 | 0.89453 | 0.93721 | 0.89824 | 0.927 | 0.90659 | 0.88432 | 0.91216 | 0.96598 | 0.91309 | 0.90381 | 0.95577 | 0.88154 | 0.94464 | 0.92422 | 0.91216 | 0.96505 | 0.89082 | 1.0473 | 0.97533 | 0.98952 | 1.0027 | 1.0392 | 0.99256 | 0.99459 | 0.98344 | 1.0504 | 1.0372 | 0.97533 | 0.97228 | 0.98851 | 1.024 | 1.0402 | 1.0433 | 1.0605 | 0.98648 | 1.0088 | 0.98952 | 1.0351 | 1.0159 | 1.0027 | 0.97026 | 0.99864 | 1.0017 | 1.0159 | 1.0007 | 0.96722 | 0.96823 | 0.96316 | 1.0027 | 1.0473 | 0.98141 | 1.0047 | 0.97127 | 0.97837 | 1.025 | 0.99459 | 1.026 | 1.0585 | 1.0463 | 1.023 | 1.0645 | 1.0068 | 0.99155 | 0.98242 | 0.96823 | 1.0053 | 1.0702 | 1.0248 | 1.0176 | 1.0475 | 1.0455 | 1.0413 | 1.0413 | 1.0022 | 1.062 | 1.062 | 1.0496 | 0.98876 | 1.0372 | 1.0712 | 1.062 | 1.0125 | 1.0011 | 1.0816 | 1.0166 | 1.064 | 1.0393 | 0.99186 | 1.0506 | 0.99701 | 1.0661 | 1.0042 | 0.97948 | 1.0537 | 0.98876 | 0.99701 | 1.0816 | 1.0104 | 1.0135 | 1.0114 | 0.98567 | 1.0537 | 1.0022 | 1.0424 | 0.97948 | 0.99392 | 1.0486 | 1.0197 | 1.062 | 1.0486 | 1.0723 | 1.0826 | 1.0145 | 1.1159 | 1.1041 | 1.1266 | 1.1159 | 1.0257 | 1.0718 | 1.1019 | 1.0633 | 1.1202 | 1.1213 | 1.0257 | 1.0794 | 1.1245 | 1.0794 | 1.0976 | 1.1008 | 1.1127 | 1.0407 | 1.1051 | 1.074 | 1.0633 | 1.0847 | 1.0783 | 1.1019 | 1.059 | 1.0504 | 1.1245 | 1.1041 | 1.0815 | 1.0278 | 1.0815 | 1.1213 | 1.0504 | 1.0686 | 1.0686 | 1.0654 | 1.0235 | 1.089 | 1.0214 | 1.0235 | 1.0493 | 1.1116 | 1.0536 | 1.0869 | 1.0267 | 1.1008 | 1.1234 | 1.1019 | 1.0421 | 1.0661 | 1.0912 | 1.0475 | 1.0846 | 1.0672 | 1.0617 | 1.101 | 1.065 | 1.101 | 1.0737 | 1.1054 | 1.0912 | 1.125 | 1.0814 | 1.0672 | 1.0541 | 1.0421 | 1.1021 | 1.0388 | 1.0497 | 1.1196 | 1.0737 | 1.1457 | 1.0475 | 1.1108 | 1.1305 | 1.0541 | 1.065 | 1.0781 | 1.0934 | 1.1381 | 1.0814 | 1.1228 | 1.0683 | 1.1054 | 1.1163 | 1.0366 | 1.101 | 1.0945 | 1.0846 | 1.125 | 1.077 | 1.0868 | 1.1261 | 1.0781 | 1.0683 | 1.0748 | 1.0857 | 1.0497 | 1.0464 | 1.077 | 1.0857 | 1.0934 | 1.1174 | 1.1316 | 1.0694 | 1.1174 | 1.101 | 1.1196 | 1.0574 | 1.077 | 1.0519 | 1.1457 | 1.0552 | 1.1075 | 1.0879 | 1.1086 | 1.0377 | 1.1174 | 1.0814 | 1.125 | 1.0497 | 1.0497 | 1.0366 | 1.1206 | 1.0923 | 1.1348 | 1.0366 | 1.089 | 1.053 | 1.0704 | 1.1436 | 1.1326 | 1.0661 | 1.0781 | 1.0825 | 1.0464 | 1.0519 | 1.053 | 1.1206 | 1.1337 | 1.0934 | 1.0694 | 1.0595
ON_TOS_JCT | 891 | 230 | ON | 0.003203 | 891 | 24640 | 0.78922 | 0.87367 | 0.84213 | 0.82764 | 0.82508 | 0.82423 | 0.84809 | 0.86685 | 0.87708 | 0.82338 | 0.80974 | 0.84298 | 0.87196 | 0.82593 | 0.85918 | 0.86685 | 0.82934 | 0.82167 | 0.88645 | 0.83701 | 0.83787 | 0.83872 | 0.82082 | 0.82764 | 0.84469 | 0.82338 | 0.81997 | 0.84639 | 0.87878 | 0.84554 | 0.8123 | 0.83531 | 0.82167 | 0.86088 | 0.82508 | 0.8515 | 0.83275 | 0.8123 | 0.83787 | 0.8873 | 0.83872 | 0.8302 | 0.87793 | 0.80974 | 0.8677 | 0.84895 | 0.83787 | 0.88645 | 0.81826 | 0.96201 | 0.89589 | 0.90893 | 0.92103 | 0.95456 | 0.91172 | 0.91358 | 0.90334 | 0.9648 | 0.9527 | 0.89589 | 0.8931 | 0.908 | 0.94059 | 0.95549 | 0.95829 | 0.97412 | 0.90613 | 0.92662 | 0.90893 | 0.95084 | 0.93314 | 0.92103 | 0.89123 | 0.91731 | 0.9201 | 0.93314 | 0.91917 | 0.88844 | 0.88937 | 0.88471 | 0.92103 | 0.96201 | 0.90148 | 0.9229 | 0.89216 | 0.89868 | 0.94152 | 0.91358 | 0.94245 | 0.97225 | 0.96108 | 0.93966 | 0.97784 | 0.92476 | 0.91079 | 0.90241 | 0.88937 | 0.92339 | 0.98305 | 0.94138 | 0.93475 | 0.96222 | 0.96032 | 0.95653 | 0.95653 | 0.92055 | 0.97547 | 0.97547 | 0.96411 | 0.90823 | 0.95275 | 0.984 | 0.97547 | 0.93002 | 0.9196 | 0.99347 | 0.9338 | 0.97737 | 0.95464 | 0.91107 | 0.96506 | 0.91581 | 0.97926 | 0.92244 | 0.89971 | 0.9679 | 0.90823 | 0.91581 | 0.99347 | 0.92812 | 0.93096 | 0.92907 | 0.90539 | 0.9679 | 0.92055 | 0.95748 | 0.89971 | 0.91297 | 0.96316 | 0.93665 | 0.97547 | 0.96316 | 0.98495 | 0.99442 | 0.93191 | 1.025 | 1.0141 | 1.0349 | 1.025 | 0.94213 | 0.98455 | 1.0122 | 0.97666 | 1.0289 | 1.0299 | 0.94213 | 0.99146 | 1.0329 | 0.99146 | 1.0082 | 1.0112 | 1.022 | 0.95594 | 1.0151 | 0.98652 | 0.97666 | 0.99639 | 0.99047 | 1.0122 | 0.97271 | 0.96482 | 1.0329 | 1.0141 | 0.99343 | 0.9441 | 0.99343 | 1.0299 | 0.96482 | 0.98159 | 0.98159 | 0.97863 | 0.94016 | 1.0003 | 0.93818 | 0.94016 | 0.96383 | 1.0211 | 0.96778 | 0.99836 | 0.94312 | 1.0112 | 1.0319 | 1.0122 | 0.9572 | 0.97926 | 1.0023 | 0.96222 | 0.99629 | 0.98026 | 0.97525 | 1.0113 | 0.97825 | 1.0113 | 0.98627 | 1.0153 | 1.0023 | 1.0334 | 0.99329 | 0.98026 | 0.96823 | 0.9572 | 1.0123 | 0.9542 | 0.96422 | 1.0284 | 0.98627 | 1.0524 | 0.96222 | 1.0203 | 1.0384 | 0.96823 | 0.97825 | 0.99028 | 1.0043 | 1.0454 | 0.99329 | 1.0314 | 0.98126 | 1.0153 | 1.0254 | 0.95219 | 1.0113 | 1.0053 | 0.99629 | 1.0334 | 0.98928 | 0.9983 | 1.0344 | 0.99028 | 0.98126 | 0.98727 | 0.9973 | 0.96422 | 0.96121 | 0.98928 | 0.9973 | 1.0043 | 1.0264 | 1.0394 | 0.98226 | 1.0264 | 1.0113 | 1.0284 | 0.97124 | 0.98928 | 0.96623 | 1.0524 | 0.96923 | 1.0173 | 0.9993 | 1.0183 | 0.9532 | 1.0264 | 0.99329 | 1.0334 | 0.96422 | 0.96422 | 0.95219 | 1.0294 | 1.0033 | 1.0424 | 0.95219 | 1.0003 | 0.96723 | 0.98326 | 1.0504 | 1.0404 | 0.97926 | 0.99028 | 0.99429 | 0.96121 | 0.96623 | 0.96723 | 1.0294 | 1.0414 | 1.0043 | 0.98226 | 0.97324
ON_TRA_GSS | 892 | 230 | ON | 0.001321 | 892 | 24640 | 0.32549 | 0.36032 | 0.34732 | 0.34134 | 0.34028 | 0.33993 | 0.34978 | 0.35751 | 0.36173 | 0.33958 | 0.33396 | 0.34767 | 0.35962 | 0.34064 | 0.35435 | 0.35751 | 0.34204 | 0.33888 | 0.3656 | 0.34521 | 0.34556 | 0.34591 | 0.33853 | 0.34134 | 0.34837 | 0.33958 | 0.33818 | 0.34907 | 0.36243 | 0.34872 | 0.33501 | 0.3445 | 0.33888 | 0.35505 | 0.34028 | 0.35118 | 0.34345 | 0.33501 | 0.34556 | 0.36595 | 0.34591 | 0.34239 | 0.36208 | 0.33396 | 0.35786 | 0.35013 | 0.34556 | 0.3656 | 0.33747 | 0.39676 | 0.36949 | 0.37487 | 0.37986 | 0.39369 | 0.37602 | 0.37679 | 0.37256 | 0.39791 | 0.39292 | 0.36949 | 0.36834 | 0.37448 | 0.38792 | 0.39407 | 0.39522 | 0.40175 | 0.37371 | 0.38216 | 0.37487 | 0.39215 | 0.38485 | 0.37986 | 0.36757 | 0.37832 | 0.37947 | 0.38485 | 0.37909 | 0.36642 | 0.3668 | 0.36488 | 0.37986 | 0.39676 | 0.37179 | 0.38063 | 0.36795 | 0.37064 | 0.38831 | 0.37679 | 0.38869 | 0.40098 | 0.39637 | 0.38754 | 0.40329 | 0.38139 | 0.37563 | 0.37218 | 0.3668 | 0.38083 | 0.40544 | 0.38825 | 0.38552 | 0.39684 | 0.39606 | 0.3945 | 0.3945 | 0.37966 | 0.40231 | 0.40231 | 0.39762 | 0.37458 | 0.39294 | 0.40583 | 0.40231 | 0.38356 | 0.37927 | 0.40973 | 0.38512 | 0.40309 | 0.39372 | 0.37575 | 0.39801 | 0.3777 | 0.40387 | 0.38044 | 0.37106 | 0.39919 | 0.37458 | 0.3777 | 0.40973 | 0.38278 | 0.38395 | 0.38317 | 0.37341 | 0.39919 | 0.37966 | 0.39489 | 0.37106 | 0.37653 | 0.39723 | 0.3863 | 0.40231 | 0.39723 | 0.40622 | 0.41012 | 0.38434 | 0.42274 | 0.41826 | 0.4268 | 0.42274 | 0.38856 | 0.40605 | 0.41745 | 0.4028 | 0.42436 | 0.42477 | 0.38856 | 0.4089 | 0.42599 | 0.4089 | 0.41582 | 0.41704 | 0.42152 | 0.39426 | 0.41867 | 0.40687 | 0.4028 | 0.41094 | 0.4085 | 0.41745 | 0.40117 | 0.39792 | 0.42599 | 0.41826 | 0.40972 | 0.38937 | 0.40972 | 0.42477 | 0.39792 | 0.40483 | 0.40483 | 0.40361 | 0.38775 | 0.41256 | 0.38693 | 0.38775 | 0.39751 | 0.42111 | 0.39914 | 0.41175 | 0.38897 | 0.41704 | 0.42558 | 0.41745 | 0.39478 | 0.40387 | 0.41338 | 0.39684 | 0.4109 | 0.40428 | 0.40222 | 0.4171 | 0.40346 | 0.4171 | 0.40676 | 0.41875 | 0.41338 | 0.42619 | 0.40966 | 0.40428 | 0.39932 | 0.39478 | 0.41751 | 0.39354 | 0.39767 | 0.42413 | 0.40676 | 0.43405 | 0.39684 | 0.42082 | 0.42826 | 0.39932 | 0.40346 | 0.40842 | 0.4142 | 0.43115 | 0.40966 | 0.42537 | 0.4047 | 0.41875 | 0.42289 | 0.39271 | 0.4171 | 0.41462 | 0.4109 | 0.42619 | 0.408 | 0.41172 | 0.42661 | 0.40842 | 0.4047 | 0.40718 | 0.41131 | 0.39767 | 0.39643 | 0.408 | 0.41131 | 0.4142 | 0.4233 | 0.42867 | 0.40511 | 0.4233 | 0.4171 | 0.42413 | 0.40056 | 0.408 | 0.3985 | 0.43405 | 0.39974 | 0.41958 | 0.41214 | 0.41999 | 0.39312 | 0.4233 | 0.40966 | 0.42619 | 0.39767 | 0.39767 | 0.39271 | 0.42454 | 0.41379 | 0.42991 | 0.39271 | 0.41255 | 0.39891 | 0.40552 | 0.43322 | 0.42909 | 0.40387 | 0.40842 | 0.41007 | 0.39643 | 0.3985 | 0.39891 | 0.42454 | 0.4295 | 0.4142 | 0.40511 | 0.40139
ON_TRA_JCT | 893 | 230 | ON | 0.001321 | 893 | 24640 | 0.32549 | 0.36032 | 0.34732 | 0.34134 | 0.34028 | 0.33993 | 0.34978 | 0.35751 | 0.36173 | 0.33958 | 0.33396 | 0.34767 | 0.35962 | 0.34064 | 0.35435 | 0.35751 | 0.34204 | 0.33888 | 0.3656 | 0.34521 | 0.34556 | 0.34591 | 0.33853 | 0.34134 | 0.34837 | 0.33958 | 0.33818 | 0.34907 | 0.36243 | 0.34872 | 0.33501 | 0.3445 | 0.33888 | 0.35505 | 0.34028 | 0.35118 | 0.34345 | 0.33501 | 0.34556 | 0.36595 | 0.34591 | 0.34239 | 0.36208 | 0.33396 | 0.35786 | 0.35013 | 0.34556 | 0.3656 | 0.33747 | 0.39676 | 0.36949 | 0.37487 | 0.37986 | 0.39369 | 0.37602 | 0.37679 | 0.37256 | 0.39791 | 0.39292 | 0.36949 | 0.36834 | 0.37448 | 0.38792 | 0.39407 | 0.39522 | 0.40175 | 0.37371 | 0.38216 | 0.37487 | 0.39215 | 0.38485 | 0.37986 | 0.36757 | 0.37832 | 0.37947 | 0.38485 | 0.37909 | 0.36642 | 0.3668 | 0.36488 | 0.37986 | 0.39676 | 0.37179 | 0.38063 | 0.36795 | 0.37064 | 0.38831 | 0.37679 | 0.38869 | 0.40098 | 0.39637 | 0.38754 | 0.40329 | 0.38139 | 0.37563 | 0.37218 | 0.3668 | 0.38083 | 0.40544 | 0.38825 | 0.38552 | 0.39684 | 0.39606 | 0.3945 | 0.3945 | 0.37966 | 0.40231 | 0.40231 | 0.39762 | 0.37458 | 0.39294 | 0.40583 | 0.40231 | 0.38356 | 0.37927 | 0.40973 | 0.38512 | 0.40309 | 0.39372 | 0.37575 | 0.39801 | 0.3777 | 0.40387 | 0.38044 | 0.37106 | 0.39919 | 0.37458 | 0.3777 | 0.40973 | 0.38278 | 0.38395 | 0.38317 | 0.37341 | 0.39919 | 0.37966 | 0.39489 | 0.37106 | 0.37653 | 0.39723 | 0.3863 | 0.40231 | 0.39723 | 0.40622 | 0.41012 | 0.38434 | 0.42274 | 0.41826 | 0.4268 | 0.42274 | 0.38856 | 0.40605 | 0.41745 | 0.4028 | 0.42436 | 0.42477 | 0.38856 | 0.4089 | 0.42599 | 0.4089 | 0.41582 | 0.41704 | 0.42152 | 0.39426 | 0.41867 | 0.40687 | 0.4028 | 0.41094 | 0.4085 | 0.41745 | 0.40117 | 0.39792 | 0.42599 | 0.41826 | 0.40972 | 0.38937 | 0.40972 | 0.42477 | 0.39792 | 0.40483 | 0.40483 | 0.40361 | 0.38775 | 0.41256 | 0.38693 | 0.38775 | 0.39751 | 0.42111 | 0.39914 | 0.41175 | 0.38897 | 0.41704 | 0.42558 | 0.41745 | 0.39478 | 0.40387 | 0.41338 | 0.39684 | 0.4109 | 0.40428 | 0.40222 | 0.4171 | 0.40346 | 0.4171 | 0.40676 | 0.41875 | 0.41338 | 0.42619 | 0.40966 | 0.40428 | 0.39932 | 0.39478 | 0.41751 | 0.39354 | 0.39767 | 0.42413 | 0.40676 | 0.43405 | 0.39684 | 0.42082 | 0.42826 | 0.39932 | 0.40346 | 0.40842 | 0.4142 | 0.43115 | 0.40966 | 0.42537 | 0.4047 | 0.41875 | 0.42289 | 0.39271 | 0.4171 | 0.41462 | 0.4109 | 0.42619 | 0.408 | 0.41172 | 0.42661 | 0.40842 | 0.4047 | 0.40718 | 0.41131 | 0.39767 | 0.39643 | 0.408 | 0.41131 | 0.4142 | 0.4233 | 0.42867 | 0.40511 | 0.4233 | 0.4171 | 0.42413 | 0.40056 | 0.408 | 0.3985 | 0.43405 | 0.39974 | 0.41958 | 0.41214 | 0.41999 | 0.39312 | 0.4233 | 0.40966 | 0.42619 | 0.39767 | 0.39767 | 0.39271 | 0.42454 | 0.41379 | 0.42991 | 0.39271 | 0.41255 | 0.39891 | 0.40552 | 0.43322 | 0.42909 | 0.40387 | 0.40842 | 0.41007 | 0.39643 | 0.3985 | 0.39891 | 0.42454 | 0.4295 | 0.4142 | 0.40511 | 0.40139
ON_TRF_DSS | 894 | 230 | ON | 0.003026 | 894 | 24640 | 0.74561 | 0.82539 | 0.79559 | 0.7819 | 0.77949 | 0.77868 | 0.80123 | 0.81894 | 0.82861 | 0.77788 | 0.76499 | 0.7964 | 0.82378 | 0.78029 | 0.8117 | 0.81894 | 0.78351 | 0.77627 | 0.83747 | 0.79076 | 0.79157 | 0.79237 | 0.77546 | 0.7819 | 0.79801 | 0.77788 | 0.77466 | 0.79962 | 0.83022 | 0.79881 | 0.76741 | 0.78915 | 0.77627 | 0.81331 | 0.77949 | 0.80445 | 0.78673 | 0.76741 | 0.79157 | 0.83827 | 0.79237 | 0.78432 | 0.82941 | 0.76499 | 0.81975 | 0.80203 | 0.79157 | 0.83747 | 0.77304 | 0.90885 | 0.84638 | 0.8587 | 0.87014 | 0.90181 | 0.86134 | 0.8631 | 0.85342 | 0.91149 | 0.90005 | 0.84638 | 0.84374 | 0.85782 | 0.88861 | 0.90269 | 0.90533 | 0.92029 | 0.85606 | 0.87542 | 0.8587 | 0.89829 | 0.88158 | 0.87014 | 0.84198 | 0.86662 | 0.86926 | 0.88158 | 0.86838 | 0.83934 | 0.84022 | 0.83582 | 0.87014 | 0.90885 | 0.85166 | 0.8719 | 0.84286 | 0.84902 | 0.88949 | 0.8631 | 0.89037 | 0.91853 | 0.90797 | 0.88773 | 0.92381 | 0.87366 | 0.86046 | 0.85254 | 0.84022 | 0.87236 | 0.92873 | 0.88936 | 0.8831 | 0.90904 | 0.90725 | 0.90367 | 0.90367 | 0.86968 | 0.92157 | 0.92157 | 0.91083 | 0.85804 | 0.9001 | 0.92962 | 0.92157 | 0.87862 | 0.86878 | 0.93857 | 0.8822 | 0.92336 | 0.90189 | 0.86073 | 0.91173 | 0.8652 | 0.92515 | 0.87146 | 0.84999 | 0.91441 | 0.85804 | 0.8652 | 0.93857 | 0.87683 | 0.87952 | 0.87773 | 0.85536 | 0.91441 | 0.86968 | 0.90457 | 0.84999 | 0.86252 | 0.90994 | 0.88489 | 0.92157 | 0.90994 | 0.93052 | 0.93946 | 0.88041 | 0.96836 | 0.9581 | 0.97768 | 0.96836 | 0.89007 | 0.93014 | 0.95624 | 0.92269 | 0.97208 | 0.97302 | 0.89007 | 0.93667 | 0.97581 | 0.93667 | 0.95251 | 0.95531 | 0.96556 | 0.90312 | 0.95904 | 0.93201 | 0.92269 | 0.94133 | 0.93574 | 0.95624 | 0.91896 | 0.9115 | 0.97581 | 0.9581 | 0.93853 | 0.89193 | 0.93853 | 0.97302 | 0.9115 | 0.92735 | 0.92735 | 0.92455 | 0.8882 | 0.94506 | 0.88634 | 0.8882 | 0.91057 | 0.96463 | 0.9143 | 0.94319 | 0.891 | 0.95531 | 0.97488 | 0.95624 | 0.90431 | 0.92514 | 0.94692 | 0.90904 | 0.94124 | 0.92609 | 0.92135 | 0.95544 | 0.92419 | 0.95544 | 0.93177 | 0.95923 | 0.94692 | 0.97627 | 0.9384 | 0.92609 | 0.91472 | 0.90431 | 0.95639 | 0.90147 | 0.91094 | 0.97154 | 0.93177 | 0.99427 | 0.90904 | 0.96396 | 0.98101 | 0.91472 | 0.92419 | 0.93556 | 0.94881 | 0.98764 | 0.9384 | 0.97438 | 0.92703 | 0.95923 | 0.9687 | 0.89957 | 0.95544 | 0.94976 | 0.94124 | 0.97627 | 0.93461 | 0.94313 | 0.97722 | 0.93556 | 0.92703 | 0.93272 | 0.94219 | 0.91094 | 0.9081 | 0.93461 | 0.94219 | 0.94881 | 0.96965 | 0.98196 | 0.92798 | 0.96965 | 0.95544 | 0.97154 | 0.91757 | 0.93461 | 0.91283 | 0.99427 | 0.91567 | 0.96112 | 0.94408 | 0.96207 | 0.90052 | 0.96965 | 0.9384 | 0.97627 | 0.91094 | 0.91094 | 0.89957 | 0.97249 | 0.94787 | 0.9848 | 0.89957 | 0.94503 | 0.91378 | 0.92893 | 0.99237 | 0.9829 | 0.92514 | 0.93556 | 0.93934 | 0.9081 | 0.91283 | 0.91378 | 0.97249 | 0.98385 | 0.94881 | 0.92798 | 0.91946
ON_TRF_JCT | 895 | 230 | ON | 0.003026 | 895 | 24640 | 0.74561 | 0.82539 | 0.79559 | 0.7819 | 0.77949 | 0.77868 | 0.80123 | 0.81894 | 0.82861 | 0.77788 | 0.76499 | 0.7964 | 0.82378 | 0.78029 | 0.8117 | 0.81894 | 0.78351 | 0.77627 | 0.83747 | 0.79076 | 0.79157 | 0.79237 | 0.77546 | 0.7819 | 0.79801 | 0.77788 | 0.77466 | 0.79962 | 0.83022 | 0.79881 | 0.76741 | 0.78915 | 0.77627 | 0.81331 | 0.77949 | 0.80445 | 0.78673 | 0.76741 | 0.79157 | 0.83827 | 0.79237 | 0.78432 | 0.82941 | 0.76499 | 0.81975 | 0.80203 | 0.79157 | 0.83747 | 0.77304 | 0.90885 | 0.84638 | 0.8587 | 0.87014 | 0.90181 | 0.86134 | 0.8631 | 0.85342 | 0.91149 | 0.90005 | 0.84638 | 0.84374 | 0.85782 | 0.88861 | 0.90269 | 0.90533 | 0.92029 | 0.85606 | 0.87542 | 0.8587 | 0.89829 | 0.88158 | 0.87014 | 0.84198 | 0.86662 | 0.86926 | 0.88158 | 0.86838 | 0.83934 | 0.84022 | 0.83582 | 0.87014 | 0.90885 | 0.85166 | 0.8719 | 0.84286 | 0.84902 | 0.88949 | 0.8631 | 0.89037 | 0.91853 | 0.90797 | 0.88773 | 0.92381 | 0.87366 | 0.86046 | 0.85254 | 0.84022 | 0.87236 | 0.92873 | 0.88936 | 0.8831 | 0.90904 | 0.90725 | 0.90367 | 0.90367 | 0.86968 | 0.92157 | 0.92157 | 0.91083 | 0.85804 | 0.9001 | 0.92962 | 0.92157 | 0.87862 | 0.86878 | 0.93857 | 0.8822 | 0.92336 | 0.90189 | 0.86073 | 0.91173 | 0.8652 | 0.92515 | 0.87146 | 0.84999 | 0.91441 | 0.85804 | 0.8652 | 0.93857 | 0.87683 | 0.87952 | 0.87773 | 0.85536 | 0.91441 | 0.86968 | 0.90457 | 0.84999 | 0.86252 | 0.90994 | 0.88489 | 0.92157 | 0.90994 | 0.93052 | 0.93946 | 0.88041 | 0.96836 | 0.9581 | 0.97768 | 0.96836 | 0.89007 | 0.93014 | 0.95624 | 0.92269 | 0.97208 | 0.97302 | 0.89007 | 0.93667 | 0.97581 | 0.93667 | 0.95251 | 0.95531 | 0.96556 | 0.90312 | 0.95904 | 0.93201 | 0.92269 | 0.94133 | 0.93574 | 0.95624 | 0.91896 | 0.9115 | 0.97581 | 0.9581 | 0.93853 | 0.89193 | 0.93853 | 0.97302 | 0.9115 | 0.92735 | 0.92735 | 0.92455 | 0.8882 | 0.94506 | 0.88634 | 0.8882 | 0.91057 | 0.96463 | 0.9143 | 0.94319 | 0.891 | 0.95531 | 0.97488 | 0.95624 | 0.90431 | 0.92514 | 0.94692 | 0.90904 | 0.94124 | 0.92609 | 0.92135 | 0.95544 | 0.92419 | 0.95544 | 0.93177 | 0.95923 | 0.94692 | 0.97627 | 0.9384 | 0.92609 | 0.91472 | 0.90431 | 0.95639 | 0.90147 | 0.91094 | 0.97154 | 0.93177 | 0.99427 | 0.90904 | 0.96396 | 0.98101 | 0.91472 | 0.92419 | 0.93556 | 0.94881 | 0.98764 | 0.9384 | 0.97438 | 0.92703 | 0.95923 | 0.9687 | 0.89957 | 0.95544 | 0.94976 | 0.94124 | 0.97627 | 0.93461 | 0.94313 | 0.97722 | 0.93556 | 0.92703 | 0.93272 | 0.94219 | 0.91094 | 0.9081 | 0.93461 | 0.94219 | 0.94881 | 0.96965 | 0.98196 | 0.92798 | 0.96965 | 0.95544 | 0.97154 | 0.91757 | 0.93461 | 0.91283 | 0.99427 | 0.91567 | 0.96112 | 0.94408 | 0.96207 | 0.90052 | 0.96965 | 0.9384 | 0.97627 | 0.91094 | 0.91094 | 0.89957 | 0.97249 | 0.94787 | 0.9848 | 0.89957 | 0.94503 | 0.91378 | 0.92893 | 0.99237 | 0.9829 | 0.92514 | 0.93556 | 0.93934 | 0.9081 | 0.91283 | 0.91378 | 0.97249 | 0.98385 | 0.94881 | 0.92798 | 0.91946
ON_TRL_DSS | 896 | 230 | ON | 0.00112 | 896 | 24640 | 0.27597 | 0.3055 | 0.29447 | 0.2894 | 0.28851 | 0.28821 | 0.29656 | 0.30311 | 0.30669 | 0.28791 | 0.28314 | 0.29477 | 0.3049 | 0.28881 | 0.30043 | 0.30311 | 0.29 | 0.28732 | 0.30997 | 0.29268 | 0.29298 | 0.29328 | 0.28702 | 0.2894 | 0.29536 | 0.28791 | 0.28672 | 0.29596 | 0.30728 | 0.29566 | 0.28404 | 0.29208 | 0.28732 | 0.30103 | 0.28851 | 0.29775 | 0.29119 | 0.28404 | 0.29298 | 0.31027 | 0.29328 | 0.2903 | 0.30699 | 0.28314 | 0.30341 | 0.29685 | 0.29298 | 0.30997 | 0.28612 | 0.33639 | 0.31327 | 0.31783 | 0.32206 | 0.33378 | 0.3188 | 0.31946 | 0.31587 | 0.33737 | 0.33313 | 0.31327 | 0.31229 | 0.3175 | 0.3289 | 0.33411 | 0.33509 | 0.34062 | 0.31685 | 0.32401 | 0.31783 | 0.33248 | 0.32629 | 0.32206 | 0.31164 | 0.32076 | 0.32173 | 0.32629 | 0.32141 | 0.31066 | 0.31099 | 0.30936 | 0.32206 | 0.33639 | 0.31522 | 0.32271 | 0.31197 | 0.31424 | 0.32922 | 0.31946 | 0.32955 | 0.33997 | 0.33606 | 0.32857 | 0.34192 | 0.32336 | 0.31848 | 0.31555 | 0.31099 | 0.32288 | 0.34375 | 0.32917 | 0.32686 | 0.33646 | 0.3358 | 0.33447 | 0.33447 | 0.32189 | 0.3411 | 0.3411 | 0.33712 | 0.31758 | 0.33315 | 0.34408 | 0.3411 | 0.3252 | 0.32156 | 0.34739 | 0.32653 | 0.34176 | 0.33381 | 0.31858 | 0.33745 | 0.32023 | 0.34242 | 0.32255 | 0.3146 | 0.33845 | 0.31758 | 0.32023 | 0.34739 | 0.32454 | 0.32553 | 0.32487 | 0.31659 | 0.33845 | 0.32189 | 0.3348 | 0.3146 | 0.31924 | 0.33679 | 0.32752 | 0.3411 | 0.33679 | 0.34441 | 0.34772 | 0.32586 | 0.35841 | 0.35462 | 0.36186 | 0.35841 | 0.32944 | 0.34427 | 0.35393 | 0.34151 | 0.35979 | 0.36014 | 0.32944 | 0.34668 | 0.36117 | 0.34668 | 0.35255 | 0.35358 | 0.35738 | 0.33427 | 0.35496 | 0.34496 | 0.34151 | 0.34841 | 0.34634 | 0.35393 | 0.34013 | 0.33737 | 0.36117 | 0.35462 | 0.34737 | 0.33013 | 0.34737 | 0.36014 | 0.33737 | 0.34324 | 0.34324 | 0.3422 | 0.32875 | 0.34979 | 0.32806 | 0.32875 | 0.33703 | 0.35703 | 0.33841 | 0.3491 | 0.32978 | 0.35358 | 0.36083 | 0.35393 | 0.33471 | 0.34242 | 0.35048 | 0.33646 | 0.34838 | 0.34277 | 0.34102 | 0.35363 | 0.34207 | 0.35363 | 0.34487 | 0.35504 | 0.35048 | 0.36134 | 0.34733 | 0.34277 | 0.33856 | 0.33471 | 0.35398 | 0.33366 | 0.33716 | 0.35959 | 0.34487 | 0.368 | 0.33646 | 0.35679 | 0.3631 | 0.33856 | 0.34207 | 0.34627 | 0.35118 | 0.36555 | 0.34733 | 0.36064 | 0.34312 | 0.35504 | 0.35854 | 0.33296 | 0.35363 | 0.35153 | 0.34838 | 0.36134 | 0.34592 | 0.34908 | 0.36169 | 0.34627 | 0.34312 | 0.34522 | 0.34873 | 0.33716 | 0.33611 | 0.34592 | 0.34873 | 0.35118 | 0.35889 | 0.36345 | 0.34347 | 0.35889 | 0.35363 | 0.35959 | 0.33961 | 0.34592 | 0.33786 | 0.368 | 0.33891 | 0.35574 | 0.34943 | 0.35609 | 0.33331 | 0.35889 | 0.34733 | 0.36134 | 0.33716 | 0.33716 | 0.33296 | 0.35994 | 0.35083 | 0.3645 | 0.33296 | 0.34978 | 0.33821 | 0.34382 | 0.3673 | 0.3638 | 0.34242 | 0.34627 | 0.34768 | 0.33611 | 0.33786 | 0.33821 | 0.35994 | 0.36415 | 0.35118 | 0.34347 | 0.34032
ON_TRM_DSS | 897 | 230 | ON | 0.002444 | 897 | 24640 | 0.6022 | 0.66664 | 0.64257 | 0.63152 | 0.62957 | 0.62892 | 0.64713 | 0.66143 | 0.66924 | 0.62826 | 0.61786 | 0.64322 | 0.66534 | 0.63022 | 0.65558 | 0.66143 | 0.63282 | 0.62696 | 0.67639 | 0.63867 | 0.63932 | 0.63997 | 0.62631 | 0.63152 | 0.64452 | 0.62826 | 0.62566 | 0.64583 | 0.67054 | 0.64517 | 0.61981 | 0.63737 | 0.62696 | 0.65688 | 0.62957 | 0.64973 | 0.63542 | 0.61981 | 0.63932 | 0.67704 | 0.63997 | 0.63347 | 0.66989 | 0.61786 | 0.66208 | 0.64778 | 0.63932 | 0.67639 | 0.62436 | 0.73405 | 0.6836 | 0.69354 | 0.70278 | 0.72836 | 0.69568 | 0.6971 | 0.68928 | 0.73618 | 0.72694 | 0.6836 | 0.68146 | 0.69283 | 0.7177 | 0.72907 | 0.73121 | 0.74329 | 0.69141 | 0.70704 | 0.69354 | 0.72552 | 0.71202 | 0.70278 | 0.68004 | 0.69994 | 0.70207 | 0.71202 | 0.70136 | 0.67791 | 0.67862 | 0.67507 | 0.70278 | 0.73405 | 0.68786 | 0.7042 | 0.68075 | 0.68573 | 0.71841 | 0.6971 | 0.71913 | 0.74186 | 0.73334 | 0.71699 | 0.74613 | 0.70562 | 0.69496 | 0.68857 | 0.67862 | 0.70458 | 0.7501 | 0.71831 | 0.71325 | 0.7342 | 0.73276 | 0.72987 | 0.72987 | 0.70241 | 0.74432 | 0.74432 | 0.73565 | 0.69301 | 0.72698 | 0.75082 | 0.74432 | 0.70963 | 0.70169 | 0.75805 | 0.71252 | 0.74577 | 0.72842 | 0.69518 | 0.73637 | 0.69879 | 0.74721 | 0.70385 | 0.68651 | 0.73854 | 0.69301 | 0.69879 | 0.75805 | 0.70819 | 0.71036 | 0.70891 | 0.69085 | 0.73854 | 0.70241 | 0.73059 | 0.68651 | 0.69663 | 0.73493 | 0.71469 | 0.74432 | 0.73493 | 0.75155 | 0.75877 | 0.71108 | 0.78211 | 0.77383 | 0.78964 | 0.78211 | 0.71888 | 0.75125 | 0.77232 | 0.74522 | 0.78512 | 0.78587 | 0.71888 | 0.75652 | 0.78813 | 0.75652 | 0.76931 | 0.77157 | 0.77985 | 0.72942 | 0.77458 | 0.75275 | 0.74522 | 0.76028 | 0.75576 | 0.77232 | 0.74221 | 0.73619 | 0.78813 | 0.77383 | 0.75802 | 0.72038 | 0.75802 | 0.78587 | 0.73619 | 0.74899 | 0.74899 | 0.74673 | 0.71737 | 0.76329 | 0.71587 | 0.71737 | 0.73544 | 0.7791 | 0.73845 | 0.76179 | 0.71963 | 0.77157 | 0.78738 | 0.77232 | 0.73038 | 0.74721 | 0.7648 | 0.7342 | 0.76021 | 0.74797 | 0.74415 | 0.77168 | 0.74644 | 0.77168 | 0.75256 | 0.77474 | 0.7648 | 0.7885 | 0.75791 | 0.74797 | 0.73879 | 0.73038 | 0.77244 | 0.72809 | 0.73573 | 0.78468 | 0.75256 | 0.80304 | 0.7342 | 0.77856 | 0.79233 | 0.73879 | 0.74644 | 0.75562 | 0.76633 | 0.79768 | 0.75791 | 0.78698 | 0.74874 | 0.77474 | 0.78239 | 0.72656 | 0.77168 | 0.76709 | 0.76021 | 0.7885 | 0.75485 | 0.76174 | 0.78927 | 0.75562 | 0.74874 | 0.75332 | 0.76097 | 0.73573 | 0.73344 | 0.75485 | 0.76097 | 0.76633 | 0.78315 | 0.79309 | 0.7495 | 0.78315 | 0.77168 | 0.78468 | 0.74109 | 0.75485 | 0.73726 | 0.80304 | 0.73956 | 0.77627 | 0.7625 | 0.77703 | 0.72732 | 0.78315 | 0.75791 | 0.7885 | 0.73573 | 0.73573 | 0.72656 | 0.78545 | 0.76556 | 0.79539 | 0.72656 | 0.76327 | 0.73803 | 0.75026 | 0.80151 | 0.79386 | 0.74721 | 0.75562 | 0.75868 | 0.73344 | 0.73726 | 0.73803 | 0.78545 | 0.79462 | 0.76633 | 0.7495 | 0.74262
ON_TRM_JCT | 898 | 230 | ON | 0.002444 | 898 | 24640 | 0.6022 | 0.66664 | 0.64257 | 0.63152 | 0.62957 | 0.62892 | 0.64713 | 0.66143 | 0.66924 | 0.62826 | 0.61786 | 0.64322 | 0.66534 | 0.63022 | 0.65558 | 0.66143 | 0.63282 | 0.62696 | 0.67639 | 0.63867 | 0.63932 | 0.63997 | 0.62631 | 0.63152 | 0.64452 | 0.62826 | 0.62566 | 0.64583 | 0.67054 | 0.64517 | 0.61981 | 0.63737 | 0.62696 | 0.65688 | 0.62957 | 0.64973 | 0.63542 | 0.61981 | 0.63932 | 0.67704 | 0.63997 | 0.63347 | 0.66989 | 0.61786 | 0.66208 | 0.64778 | 0.63932 | 0.67639 | 0.62436 | 0.73405 | 0.6836 | 0.69354 | 0.70278 | 0.72836 | 0.69568 | 0.6971 | 0.68928 | 0.73618 | 0.72694 | 0.6836 | 0.68146 | 0.69283 | 0.7177 | 0.72907 | 0.73121 | 0.74329 | 0.69141 | 0.70704 | 0.69354 | 0.72552 | 0.71202 | 0.70278 | 0.68004 | 0.69994 | 0.70207 | 0.71202 | 0.70136 | 0.67791 | 0.67862 | 0.67507 | 0.70278 | 0.73405 | 0.68786 | 0.7042 | 0.68075 | 0.68573 | 0.71841 | 0.6971 | 0.71913 | 0.74186 | 0.73334 | 0.71699 | 0.74613 | 0.70562 | 0.69496 | 0.68857 | 0.67862 | 0.70458 | 0.7501 | 0.71831 | 0.71325 | 0.7342 | 0.73276 | 0.72987 | 0.72987 | 0.70241 | 0.74432 | 0.74432 | 0.73565 | 0.69301 | 0.72698 | 0.75082 | 0.74432 | 0.70963 | 0.70169 | 0.75805 | 0.71252 | 0.74577 | 0.72842 | 0.69518 | 0.73637 | 0.69879 | 0.74721 | 0.70385 | 0.68651 | 0.73854 | 0.69301 | 0.69879 | 0.75805 | 0.70819 | 0.71036 | 0.70891 | 0.69085 | 0.73854 | 0.70241 | 0.73059 | 0.68651 | 0.69663 | 0.73493 | 0.71469 | 0.74432 | 0.73493 | 0.75155 | 0.75877 | 0.71108 | 0.78211 | 0.77383 | 0.78964 | 0.78211 | 0.71888 | 0.75125 | 0.77232 | 0.74522 | 0.78512 | 0.78587 | 0.71888 | 0.75652 | 0.78813 | 0.75652 | 0.76931 | 0.77157 | 0.77985 | 0.72942 | 0.77458 | 0.75275 | 0.74522 | 0.76028 | 0.75576 | 0.77232 | 0.74221 | 0.73619 | 0.78813 | 0.77383 | 0.75802 | 0.72038 | 0.75802 | 0.78587 | 0.73619 | 0.74899 | 0.74899 | 0.74673 | 0.71737 | 0.76329 | 0.71587 | 0.71737 | 0.73544 | 0.7791 | 0.73845 | 0.76179 | 0.71963 | 0.77157 | 0.78738 | 0.77232 | 0.73038 | 0.74721 | 0.7648 | 0.7342 | 0.76021 | 0.74797 | 0.74415 | 0.77168 | 0.74644 | 0.77168 | 0.75256 | 0.77474 | 0.7648 | 0.7885 | 0.75791 | 0.74797 | 0.73879 | 0.73038 | 0.77244 | 0.72809 | 0.73573 | 0.78468 | 0.75256 | 0.80304 | 0.7342 | 0.77856 | 0.79233 | 0.73879 | 0.74644 | 0.75562 | 0.76633 | 0.79768 | 0.75791 | 0.78698 | 0.74874 | 0.77474 | 0.78239 | 0.72656 | 0.77168 | 0.76709 | 0.76021 | 0.7885 | 0.75485 | 0.76174 | 0.78927 | 0.75562 | 0.74874 | 0.75332 | 0.76097 | 0.73573 | 0.73344 | 0.75485 | 0.76097 | 0.76633 | 0.78315 | 0.79309 | 0.7495 | 0.78315 | 0.77168 | 0.78468 | 0.74109 | 0.75485 | 0.73726 | 0.80304 | 0.73956 | 0.77627 | 0.7625 | 0.77703 | 0.72732 | 0.78315 | 0.75791 | 0.7885 | 0.73573 | 0.73573 | 0.72656 | 0.78545 | 0.76556 | 0.79539 | 0.72656 | 0.76327 | 0.73803 | 0.75026 | 0.80151 | 0.79386 | 0.74721 | 0.75562 | 0.75868 | 0.73344 | 0.73726 | 0.73803 | 0.78545 | 0.79462 | 0.76633 | 0.7495 | 0.74262
ON_TRN_JCT | 899 | 230 | ON | 0.002399 | 899 | 24640 | 0.59111 | 0.65436 | 0.63074 | 0.61989 | 0.61797 | 0.61734 | 0.63521 | 0.64926 | 0.65692 | 0.6167 | 0.60648 | 0.63138 | 0.65309 | 0.61861 | 0.64351 | 0.64926 | 0.62117 | 0.61542 | 0.66394 | 0.62691 | 0.62755 | 0.62819 | 0.61478 | 0.61989 | 0.63266 | 0.6167 | 0.61414 | 0.63393 | 0.65819 | 0.6333 | 0.6084 | 0.62563 | 0.61542 | 0.64479 | 0.61797 | 0.63776 | 0.62372 | 0.6084 | 0.62755 | 0.66458 | 0.62819 | 0.6218 | 0.65755 | 0.60648 | 0.64989 | 0.63585 | 0.62755 | 0.66394 | 0.61287 | 0.72053 | 0.67101 | 0.68077 | 0.68984 | 0.71495 | 0.68287 | 0.68426 | 0.67659 | 0.72262 | 0.71356 | 0.67101 | 0.66892 | 0.68008 | 0.70449 | 0.71565 | 0.71774 | 0.7296 | 0.67868 | 0.69403 | 0.68077 | 0.71216 | 0.69891 | 0.68984 | 0.66752 | 0.68705 | 0.68914 | 0.69891 | 0.68845 | 0.66543 | 0.66613 | 0.66264 | 0.68984 | 0.72053 | 0.67519 | 0.69124 | 0.66822 | 0.6731 | 0.70519 | 0.68426 | 0.70588 | 0.7282 | 0.71983 | 0.70379 | 0.73239 | 0.69263 | 0.68217 | 0.67589 | 0.66613 | 0.6916 | 0.73629 | 0.70508 | 0.70011 | 0.72069 | 0.71927 | 0.71643 | 0.71643 | 0.68947 | 0.73062 | 0.73062 | 0.7221 | 0.68025 | 0.71359 | 0.737 | 0.73062 | 0.69657 | 0.68877 | 0.74409 | 0.69941 | 0.73204 | 0.71501 | 0.68238 | 0.72281 | 0.68593 | 0.73345 | 0.69089 | 0.67387 | 0.72494 | 0.68025 | 0.68593 | 0.74409 | 0.69515 | 0.69728 | 0.69586 | 0.67813 | 0.72494 | 0.68947 | 0.71714 | 0.67387 | 0.6838 | 0.7214 | 0.70153 | 0.73062 | 0.7214 | 0.73771 | 0.7448 | 0.69799 | 0.76771 | 0.75958 | 0.7751 | 0.76771 | 0.70564 | 0.73741 | 0.7581 | 0.7315 | 0.77066 | 0.7714 | 0.70564 | 0.74259 | 0.77362 | 0.74259 | 0.75515 | 0.75736 | 0.76549 | 0.71599 | 0.76032 | 0.73889 | 0.7315 | 0.74628 | 0.74185 | 0.7581 | 0.72855 | 0.72264 | 0.77362 | 0.75958 | 0.74406 | 0.70712 | 0.74406 | 0.7714 | 0.72264 | 0.7352 | 0.7352 | 0.73298 | 0.70416 | 0.74924 | 0.70269 | 0.70416 | 0.7219 | 0.76475 | 0.72485 | 0.74776 | 0.70638 | 0.75736 | 0.77288 | 0.7581 | 0.71693 | 0.73345 | 0.75071 | 0.72069 | 0.74621 | 0.7342 | 0.73044 | 0.75747 | 0.7327 | 0.75747 | 0.7387 | 0.76047 | 0.75071 | 0.77399 | 0.74396 | 0.7342 | 0.72519 | 0.71693 | 0.75822 | 0.71468 | 0.72219 | 0.77023 | 0.7387 | 0.78825 | 0.72069 | 0.76423 | 0.77774 | 0.72519 | 0.7327 | 0.74171 | 0.75222 | 0.78299 | 0.74396 | 0.77248 | 0.73495 | 0.76047 | 0.76798 | 0.71318 | 0.75747 | 0.75297 | 0.74621 | 0.77399 | 0.74095 | 0.74771 | 0.77474 | 0.74171 | 0.73495 | 0.73945 | 0.74696 | 0.72219 | 0.71993 | 0.74095 | 0.74696 | 0.75222 | 0.76873 | 0.77849 | 0.7357 | 0.76873 | 0.75747 | 0.77023 | 0.72744 | 0.74095 | 0.72369 | 0.78825 | 0.72594 | 0.76197 | 0.74846 | 0.76273 | 0.71393 | 0.76873 | 0.74396 | 0.77399 | 0.72219 | 0.72219 | 0.71318 | 0.77098 | 0.75146 | 0.78074 | 0.71318 | 0.74921 | 0.72444 | 0.73645 | 0.78675 | 0.77924 | 0.73345 | 0.74171 | 0.74471 | 0.71993 | 0.72369 | 0.72444 | 0.77098 | 0.77999 | 0.75222 | 0.7357 | 0.72894
ON_UDW_GSS | 900 | 230 | ON | 0.001057 | 900 | 24640 | 0.26044 | 0.28831 | 0.27791 | 0.27312 | 0.27228 | 0.272 | 0.27987 | 0.28606 | 0.28944 | 0.27172 | 0.26722 | 0.27819 | 0.28775 | 0.27256 | 0.28353 | 0.28606 | 0.27369 | 0.27115 | 0.29253 | 0.27622 | 0.2765 | 0.27678 | 0.27087 | 0.27312 | 0.27875 | 0.27172 | 0.27059 | 0.27931 | 0.29 | 0.27903 | 0.26806 | 0.27565 | 0.27115 | 0.28409 | 0.27228 | 0.281 | 0.27481 | 0.26806 | 0.2765 | 0.29281 | 0.27678 | 0.27397 | 0.28972 | 0.26722 | 0.28634 | 0.28016 | 0.2765 | 0.29253 | 0.27003 | 0.31747 | 0.29565 | 0.29995 | 0.30394 | 0.31501 | 0.30087 | 0.30149 | 0.29811 | 0.31839 | 0.31439 | 0.29565 | 0.29472 | 0.29964 | 0.3104 | 0.31532 | 0.31624 | 0.32146 | 0.29903 | 0.30579 | 0.29995 | 0.31378 | 0.30794 | 0.30394 | 0.29411 | 0.30271 | 0.30364 | 0.30794 | 0.30333 | 0.29319 | 0.2935 | 0.29196 | 0.30394 | 0.31747 | 0.29749 | 0.30456 | 0.29442 | 0.29657 | 0.31071 | 0.30149 | 0.31101 | 0.32085 | 0.31716 | 0.31009 | 0.32269 | 0.30517 | 0.30056 | 0.2978 | 0.2935 | 0.30472 | 0.32441 | 0.31066 | 0.30847 | 0.31753 | 0.31691 | 0.31566 | 0.31566 | 0.30378 | 0.32191 | 0.32191 | 0.31816 | 0.29972 | 0.31441 | 0.32472 | 0.32191 | 0.30691 | 0.30347 | 0.32785 | 0.30816 | 0.32253 | 0.31503 | 0.30066 | 0.31847 | 0.30222 | 0.32316 | 0.30441 | 0.29691 | 0.31941 | 0.29972 | 0.30222 | 0.32785 | 0.30628 | 0.30722 | 0.3066 | 0.29878 | 0.31941 | 0.30378 | 0.31597 | 0.29691 | 0.30128 | 0.31785 | 0.3091 | 0.32191 | 0.31785 | 0.32504 | 0.32816 | 0.30753 | 0.33825 | 0.33467 | 0.34151 | 0.33825 | 0.31091 | 0.3249 | 0.33402 | 0.3223 | 0.33955 | 0.33988 | 0.31091 | 0.32718 | 0.34086 | 0.32718 | 0.33272 | 0.33369 | 0.33728 | 0.31546 | 0.335 | 0.32556 | 0.3223 | 0.32881 | 0.32686 | 0.33402 | 0.321 | 0.31839 | 0.34086 | 0.33467 | 0.32783 | 0.31156 | 0.32783 | 0.33988 | 0.31839 | 0.32393 | 0.32393 | 0.32295 | 0.31025 | 0.33011 | 0.3096 | 0.31025 | 0.31807 | 0.33695 | 0.31937 | 0.32946 | 0.31123 | 0.33369 | 0.34053 | 0.33402 | 0.31588 | 0.32316 | 0.33076 | 0.31753 | 0.32878 | 0.32349 | 0.32183 | 0.33374 | 0.32283 | 0.33374 | 0.32547 | 0.33506 | 0.33076 | 0.34102 | 0.32779 | 0.32349 | 0.31952 | 0.31588 | 0.33407 | 0.31489 | 0.3182 | 0.33936 | 0.32547 | 0.3473 | 0.31753 | 0.33672 | 0.34267 | 0.31952 | 0.32283 | 0.3268 | 0.33143 | 0.34499 | 0.32779 | 0.34036 | 0.32382 | 0.33506 | 0.33837 | 0.31423 | 0.33374 | 0.33176 | 0.32878 | 0.34102 | 0.32646 | 0.32944 | 0.34135 | 0.3268 | 0.32382 | 0.3258 | 0.32911 | 0.3182 | 0.3172 | 0.32646 | 0.32911 | 0.33143 | 0.3387 | 0.343 | 0.32415 | 0.3387 | 0.33374 | 0.33936 | 0.32051 | 0.32646 | 0.31886 | 0.3473 | 0.31985 | 0.33573 | 0.32977 | 0.33606 | 0.31456 | 0.3387 | 0.32779 | 0.34102 | 0.3182 | 0.3182 | 0.31423 | 0.3397 | 0.3311 | 0.344 | 0.31423 | 0.3301 | 0.31919 | 0.32448 | 0.34664 | 0.34333 | 0.32316 | 0.3268 | 0.32812 | 0.3172 | 0.31886 | 0.31919 | 0.3397 | 0.34366 | 0.33143 | 0.32415 | 0.32117
ON_UDW_JCT | 901 | 230 | ON | 0.001057 | 901 | 24640 | 0.26044 | 0.28831 | 0.27791 | 0.27312 | 0.27228 | 0.272 | 0.27987 | 0.28606 | 0.28944 | 0.27172 | 0.26722 | 0.27819 | 0.28775 | 0.27256 | 0.28353 | 0.28606 | 0.27369 | 0.27115 | 0.29253 | 0.27622 | 0.2765 | 0.27678 | 0.27087 | 0.27312 | 0.27875 | 0.27172 | 0.27059 | 0.27931 | 0.29 | 0.27903 | 0.26806 | 0.27565 | 0.27115 | 0.28409 | 0.27228 | 0.281 | 0.27481 | 0.26806 | 0.2765 | 0.29281 | 0.27678 | 0.27397 | 0.28972 | 0.26722 | 0.28634 | 0.28016 | 0.2765 | 0.29253 | 0.27003 | 0.31747 | 0.29565 | 0.29995 | 0.30394 | 0.31501 | 0.30087 | 0.30149 | 0.29811 | 0.31839 | 0.31439 | 0.29565 | 0.29472 | 0.29964 | 0.3104 | 0.31532 | 0.31624 | 0.32146 | 0.29903 | 0.30579 | 0.29995 | 0.31378 | 0.30794 | 0.30394 | 0.29411 | 0.30271 | 0.30364 | 0.30794 | 0.30333 | 0.29319 | 0.2935 | 0.29196 | 0.30394 | 0.31747 | 0.29749 | 0.30456 | 0.29442 | 0.29657 | 0.31071 | 0.30149 | 0.31101 | 0.32085 | 0.31716 | 0.31009 | 0.32269 | 0.30517 | 0.30056 | 0.2978 | 0.2935 | 0.30472 | 0.32441 | 0.31066 | 0.30847 | 0.31753 | 0.31691 | 0.31566 | 0.31566 | 0.30378 | 0.32191 | 0.32191 | 0.31816 | 0.29972 | 0.31441 | 0.32472 | 0.32191 | 0.30691 | 0.30347 | 0.32785 | 0.30816 | 0.32253 | 0.31503 | 0.30066 | 0.31847 | 0.30222 | 0.32316 | 0.30441 | 0.29691 | 0.31941 | 0.29972 | 0.30222 | 0.32785 | 0.30628 | 0.30722 | 0.3066 | 0.29878 | 0.31941 | 0.30378 | 0.31597 | 0.29691 | 0.30128 | 0.31785 | 0.3091 | 0.32191 | 0.31785 | 0.32504 | 0.32816 | 0.30753 | 0.33825 | 0.33467 | 0.34151 | 0.33825 | 0.31091 | 0.3249 | 0.33402 | 0.3223 | 0.33955 | 0.33988 | 0.31091 | 0.32718 | 0.34086 | 0.32718 | 0.33272 | 0.33369 | 0.33728 | 0.31546 | 0.335 | 0.32556 | 0.3223 | 0.32881 | 0.32686 | 0.33402 | 0.321 | 0.31839 | 0.34086 | 0.33467 | 0.32783 | 0.31156 | 0.32783 | 0.33988 | 0.31839 | 0.32393 | 0.32393 | 0.32295 | 0.31025 | 0.33011 | 0.3096 | 0.31025 | 0.31807 | 0.33695 | 0.31937 | 0.32946 | 0.31123 | 0.33369 | 0.34053 | 0.33402 | 0.31588 | 0.32316 | 0.33076 | 0.31753 | 0.32878 | 0.32349 | 0.32183 | 0.33374 | 0.32283 | 0.33374 | 0.32547 | 0.33506 | 0.33076 | 0.34102 | 0.32779 | 0.32349 | 0.31952 | 0.31588 | 0.33407 | 0.31489 | 0.3182 | 0.33936 | 0.32547 | 0.3473 | 0.31753 | 0.33672 | 0.34267 | 0.31952 | 0.32283 | 0.3268 | 0.33143 | 0.34499 | 0.32779 | 0.34036 | 0.32382 | 0.33506 | 0.33837 | 0.31423 | 0.33374 | 0.33176 | 0.32878 | 0.34102 | 0.32646 | 0.32944 | 0.34135 | 0.3268 | 0.32382 | 0.3258 | 0.32911 | 0.3182 | 0.3172 | 0.32646 | 0.32911 | 0.33143 | 0.3387 | 0.343 | 0.32415 | 0.3387 | 0.33374 | 0.33936 | 0.32051 | 0.32646 | 0.31886 | 0.3473 | 0.31985 | 0.33573 | 0.32977 | 0.33606 | 0.31456 | 0.3387 | 0.32779 | 0.34102 | 0.3182 | 0.3182 | 0.31423 | 0.3397 | 0.3311 | 0.344 | 0.31423 | 0.3301 | 0.31919 | 0.32448 | 0.34664 | 0.34333 | 0.32316 | 0.3268 | 0.32812 | 0.3172 | 0.31886 | 0.31919 | 0.3397 | 0.34366 | 0.33143 | 0.32415 | 0.32117
ON_VDL_JCT | 902 | 230 | ON | 0.001321 | 902 | 24640 | 0.32549 | 0.36032 | 0.34732 | 0.34134 | 0.34028 | 0.33993 | 0.34978 | 0.35751 | 0.36173 | 0.33958 | 0.33396 | 0.34767 | 0.35962 | 0.34064 | 0.35435 | 0.35751 | 0.34204 | 0.33888 | 0.3656 | 0.34521 | 0.34556 | 0.34591 | 0.33853 | 0.34134 | 0.34837 | 0.33958 | 0.33818 | 0.34907 | 0.36243 | 0.34872 | 0.33501 | 0.3445 | 0.33888 | 0.35505 | 0.34028 | 0.35118 | 0.34345 | 0.33501 | 0.34556 | 0.36595 | 0.34591 | 0.34239 | 0.36208 | 0.33396 | 0.35786 | 0.35013 | 0.34556 | 0.3656 | 0.33747 | 0.39676 | 0.36949 | 0.37487 | 0.37986 | 0.39369 | 0.37602 | 0.37679 | 0.37256 | 0.39791 | 0.39292 | 0.36949 | 0.36834 | 0.37448 | 0.38792 | 0.39407 | 0.39522 | 0.40175 | 0.37371 | 0.38216 | 0.37487 | 0.39215 | 0.38485 | 0.37986 | 0.36757 | 0.37832 | 0.37947 | 0.38485 | 0.37909 | 0.36642 | 0.3668 | 0.36488 | 0.37986 | 0.39676 | 0.37179 | 0.38063 | 0.36795 | 0.37064 | 0.38831 | 0.37679 | 0.38869 | 0.40098 | 0.39637 | 0.38754 | 0.40329 | 0.38139 | 0.37563 | 0.37218 | 0.3668 | 0.38083 | 0.40544 | 0.38825 | 0.38552 | 0.39684 | 0.39606 | 0.3945 | 0.3945 | 0.37966 | 0.40231 | 0.40231 | 0.39762 | 0.37458 | 0.39294 | 0.40583 | 0.40231 | 0.38356 | 0.37927 | 0.40973 | 0.38512 | 0.40309 | 0.39372 | 0.37575 | 0.39801 | 0.3777 | 0.40387 | 0.38044 | 0.37106 | 0.39919 | 0.37458 | 0.3777 | 0.40973 | 0.38278 | 0.38395 | 0.38317 | 0.37341 | 0.39919 | 0.37966 | 0.39489 | 0.37106 | 0.37653 | 0.39723 | 0.3863 | 0.40231 | 0.39723 | 0.40622 | 0.41012 | 0.38434 | 0.42274 | 0.41826 | 0.4268 | 0.42274 | 0.38856 | 0.40605 | 0.41745 | 0.4028 | 0.42436 | 0.42477 | 0.38856 | 0.4089 | 0.42599 | 0.4089 | 0.41582 | 0.41704 | 0.42152 | 0.39426 | 0.41867 | 0.40687 | 0.4028 | 0.41094 | 0.4085 | 0.41745 | 0.40117 | 0.39792 | 0.42599 | 0.41826 | 0.40972 | 0.38937 | 0.40972 | 0.42477 | 0.39792 | 0.40483 | 0.40483 | 0.40361 | 0.38775 | 0.41256 | 0.38693 | 0.38775 | 0.39751 | 0.42111 | 0.39914 | 0.41175 | 0.38897 | 0.41704 | 0.42558 | 0.41745 | 0.39478 | 0.40387 | 0.41338 | 0.39684 | 0.4109 | 0.40428 | 0.40222 | 0.4171 | 0.40346 | 0.4171 | 0.40676 | 0.41875 | 0.41338 | 0.42619 | 0.40966 | 0.40428 | 0.39932 | 0.39478 | 0.41751 | 0.39354 | 0.39767 | 0.42413 | 0.40676 | 0.43405 | 0.39684 | 0.42082 | 0.42826 | 0.39932 | 0.40346 | 0.40842 | 0.4142 | 0.43115 | 0.40966 | 0.42537 | 0.4047 | 0.41875 | 0.42289 | 0.39271 | 0.4171 | 0.41462 | 0.4109 | 0.42619 | 0.408 | 0.41172 | 0.42661 | 0.40842 | 0.4047 | 0.40718 | 0.41131 | 0.39767 | 0.39643 | 0.408 | 0.41131 | 0.4142 | 0.4233 | 0.42867 | 0.40511 | 0.4233 | 0.4171 | 0.42413 | 0.40056 | 0.408 | 0.3985 | 0.43405 | 0.39974 | 0.41958 | 0.41214 | 0.41999 | 0.39312 | 0.4233 | 0.40966 | 0.42619 | 0.39767 | 0.39767 | 0.39271 | 0.42454 | 0.41379 | 0.42991 | 0.39271 | 0.41255 | 0.39891 | 0.40552 | 0.43322 | 0.42909 | 0.40387 | 0.40842 | 0.41007 | 0.39643 | 0.3985 | 0.39891 | 0.42454 | 0.4295 | 0.4142 | 0.40511 | 0.40139
ON_VJ1_JCT | 903 | 230 | ON | 0.003203 | 903 | 24640 | 0.78922 | 0.87367 | 0.84213 | 0.82764 | 0.82508 | 0.82423 | 0.84809 | 0.86685 | 0.87708 | 0.82338 | 0.80974 | 0.84298 | 0.87196 | 0.82593 | 0.85918 | 0.86685 | 0.82934 | 0.82167 | 0.88645 | 0.83701 | 0.83787 | 0.83872 | 0.82082 | 0.82764 | 0.84469 | 0.82338 | 0.81997 | 0.84639 | 0.87878 | 0.84554 | 0.8123 | 0.83531 | 0.82167 | 0.86088 | 0.82508 | 0.8515 | 0.83275 | 0.8123 | 0.83787 | 0.8873 | 0.83872 | 0.8302 | 0.87793 | 0.80974 | 0.8677 | 0.84895 | 0.83787 | 0.88645 | 0.81826 | 0.96201 | 0.89589 | 0.90893 | 0.92103 | 0.95456 | 0.91172 | 0.91358 | 0.90334 | 0.9648 | 0.9527 | 0.89589 | 0.8931 | 0.908 | 0.94059 | 0.95549 | 0.95829 | 0.97412 | 0.90613 | 0.92662 | 0.90893 | 0.95084 | 0.93314 | 0.92103 | 0.89123 | 0.91731 | 0.9201 | 0.93314 | 0.91917 | 0.88844 | 0.88937 | 0.88471 | 0.92103 | 0.96201 | 0.90148 | 0.9229 | 0.89216 | 0.89868 | 0.94152 | 0.91358 | 0.94245 | 0.97225 | 0.96108 | 0.93966 | 0.97784 | 0.92476 | 0.91079 | 0.90241 | 0.88937 | 0.92339 | 0.98305 | 0.94138 | 0.93475 | 0.96222 | 0.96032 | 0.95653 | 0.95653 | 0.92055 | 0.97547 | 0.97547 | 0.96411 | 0.90823 | 0.95275 | 0.984 | 0.97547 | 0.93002 | 0.9196 | 0.99347 | 0.9338 | 0.97737 | 0.95464 | 0.91107 | 0.96506 | 0.91581 | 0.97926 | 0.92244 | 0.89971 | 0.9679 | 0.90823 | 0.91581 | 0.99347 | 0.92812 | 0.93096 | 0.92907 | 0.90539 | 0.9679 | 0.92055 | 0.95748 | 0.89971 | 0.91297 | 0.96316 | 0.93665 | 0.97547 | 0.96316 | 0.98495 | 0.99442 | 0.93191 | 1.025 | 1.0141 | 1.0349 | 1.025 | 0.94213 | 0.98455 | 1.0122 | 0.97666 | 1.0289 | 1.0299 | 0.94213 | 0.99146 | 1.0329 | 0.99146 | 1.0082 | 1.0112 | 1.022 | 0.95594 | 1.0151 | 0.98652 | 0.97666 | 0.99639 | 0.99047 | 1.0122 | 0.97271 | 0.96482 | 1.0329 | 1.0141 | 0.99343 | 0.9441 | 0.99343 | 1.0299 | 0.96482 | 0.98159 | 0.98159 | 0.97863 | 0.94016 | 1.0003 | 0.93818 | 0.94016 | 0.96383 | 1.0211 | 0.96778 | 0.99836 | 0.94312 | 1.0112 | 1.0319 | 1.0122 | 0.9572 | 0.97926 | 1.0023 | 0.96222 | 0.99629 | 0.98026 | 0.97525 | 1.0113 | 0.97825 | 1.0113 | 0.98627 | 1.0153 | 1.0023 | 1.0334 | 0.99329 | 0.98026 | 0.96823 | 0.9572 | 1.0123 | 0.9542 | 0.96422 | 1.0284 | 0.98627 | 1.0524 | 0.96222 | 1.0203 | 1.0384 | 0.96823 | 0.97825 | 0.99028 | 1.0043 | 1.0454 | 0.99329 | 1.0314 | 0.98126 | 1.0153 | 1.0254 | 0.95219 | 1.0113 | 1.0053 | 0.99629 | 1.0334 | 0.98928 | 0.9983 | 1.0344 | 0.99028 | 0.98126 | 0.98727 | 0.9973 | 0.96422 | 0.96121 | 0.98928 | 0.9973 | 1.0043 | 1.0264 | 1.0394 | 0.98226 | 1.0264 | 1.0113 | 1.0284 | 0.97124 | 0.98928 | 0.96623 | 1.0524 | 0.96923 | 1.0173 | 0.9993 | 1.0183 | 0.9532 | 1.0264 | 0.99329 | 1.0334 | 0.96422 | 0.96422 | 0.95219 | 1.0294 | 1.0033 | 1.0424 | 0.95219 | 1.0003 | 0.96723 | 0.98326 | 1.0504 | 1.0404 | 0.97926 | 0.99028 | 0.99429 | 0.96121 | 0.96623 | 0.96723 | 1.0294 | 1.0414 | 1.0043 | 0.98226 | 0.97324
ON_VJ3_JCT | 904 | 230 | ON | 0.003203 | 904 | 24640 | 0.78922 | 0.87367 | 0.84213 | 0.82764 | 0.82508 | 0.82423 | 0.84809 | 0.86685 | 0.87708 | 0.82338 | 0.80974 | 0.84298 | 0.87196 | 0.82593 | 0.85918 | 0.86685 | 0.82934 | 0.82167 | 0.88645 | 0.83701 | 0.83787 | 0.83872 | 0.82082 | 0.82764 | 0.84469 | 0.82338 | 0.81997 | 0.84639 | 0.87878 | 0.84554 | 0.8123 | 0.83531 | 0.82167 | 0.86088 | 0.82508 | 0.8515 | 0.83275 | 0.8123 | 0.83787 | 0.8873 | 0.83872 | 0.8302 | 0.87793 | 0.80974 | 0.8677 | 0.84895 | 0.83787 | 0.88645 | 0.81826 | 0.96201 | 0.89589 | 0.90893 | 0.92103 | 0.95456 | 0.91172 | 0.91358 | 0.90334 | 0.9648 | 0.9527 | 0.89589 | 0.8931 | 0.908 | 0.94059 | 0.95549 | 0.95829 | 0.97412 | 0.90613 | 0.92662 | 0.90893 | 0.95084 | 0.93314 | 0.92103 | 0.89123 | 0.91731 | 0.9201 | 0.93314 | 0.91917 | 0.88844 | 0.88937 | 0.88471 | 0.92103 | 0.96201 | 0.90148 | 0.9229 | 0.89216 | 0.89868 | 0.94152 | 0.91358 | 0.94245 | 0.97225 | 0.96108 | 0.93966 | 0.97784 | 0.92476 | 0.91079 | 0.90241 | 0.88937 | 0.92339 | 0.98305 | 0.94138 | 0.93475 | 0.96222 | 0.96032 | 0.95653 | 0.95653 | 0.92055 | 0.97547 | 0.97547 | 0.96411 | 0.90823 | 0.95275 | 0.984 | 0.97547 | 0.93002 | 0.9196 | 0.99347 | 0.9338 | 0.97737 | 0.95464 | 0.91107 | 0.96506 | 0.91581 | 0.97926 | 0.92244 | 0.89971 | 0.9679 | 0.90823 | 0.91581 | 0.99347 | 0.92812 | 0.93096 | 0.92907 | 0.90539 | 0.9679 | 0.92055 | 0.95748 | 0.89971 | 0.91297 | 0.96316 | 0.93665 | 0.97547 | 0.96316 | 0.98495 | 0.99442 | 0.93191 | 1.025 | 1.0141 | 1.0349 | 1.025 | 0.94213 | 0.98455 | 1.0122 | 0.97666 | 1.0289 | 1.0299 | 0.94213 | 0.99146 | 1.0329 | 0.99146 | 1.0082 | 1.0112 | 1.022 | 0.95594 | 1.0151 | 0.98652 | 0.97666 | 0.99639 | 0.99047 | 1.0122 | 0.97271 | 0.96482 | 1.0329 | 1.0141 | 0.99343 | 0.9441 | 0.99343 | 1.0299 | 0.96482 | 0.98159 | 0.98159 | 0.97863 | 0.94016 | 1.0003 | 0.93818 | 0.94016 | 0.96383 | 1.0211 | 0.96778 | 0.99836 | 0.94312 | 1.0112 | 1.0319 | 1.0122 | 0.9572 | 0.97926 | 1.0023 | 0.96222 | 0.99629 | 0.98026 | 0.97525 | 1.0113 | 0.97825 | 1.0113 | 0.98627 | 1.0153 | 1.0023 | 1.0334 | 0.99329 | 0.98026 | 0.96823 | 0.9572 | 1.0123 | 0.9542 | 0.96422 | 1.0284 | 0.98627 | 1.0524 | 0.96222 | 1.0203 | 1.0384 | 0.96823 | 0.97825 | 0.99028 | 1.0043 | 1.0454 | 0.99329 | 1.0314 | 0.98126 | 1.0153 | 1.0254 | 0.95219 | 1.0113 | 1.0053 | 0.99629 | 1.0334 | 0.98928 | 0.9983 | 1.0344 | 0.99028 | 0.98126 | 0.98727 | 0.9973 | 0.96422 | 0.96121 | 0.98928 | 0.9973 | 1.0043 | 1.0264 | 1.0394 | 0.98226 | 1.0264 | 1.0113 | 1.0284 | 0.97124 | 0.98928 | 0.96623 | 1.0524 | 0.96923 | 1.0173 | 0.9993 | 1.0183 | 0.9532 | 1.0264 | 0.99329 | 1.0334 | 0.96422 | 0.96422 | 0.95219 | 1.0294 | 1.0033 | 1.0424 | 0.95219 | 1.0003 | 0.96723 | 0.98326 | 1.0504 | 1.0404 | 0.97926 | 0.99028 | 0.99429 | 0.96121 | 0.96623 | 0.96723 | 1.0294 | 1.0414 | 1.0043 | 0.98226 | 0.97324
ON_VJ4_JCT | 905 | 230 | ON | 0.003203 | 905 | 24640 | 0.78922 | 0.87367 | 0.84213 | 0.82764 | 0.82508 | 0.82423 | 0.84809 | 0.86685 | 0.87708 | 0.82338 | 0.80974 | 0.84298 | 0.87196 | 0.82593 | 0.85918 | 0.86685 | 0.82934 | 0.82167 | 0.88645 | 0.83701 | 0.83787 | 0.83872 | 0.82082 | 0.82764 | 0.84469 | 0.82338 | 0.81997 | 0.84639 | 0.87878 | 0.84554 | 0.8123 | 0.83531 | 0.82167 | 0.86088 | 0.82508 | 0.8515 | 0.83275 | 0.8123 | 0.83787 | 0.8873 | 0.83872 | 0.8302 | 0.87793 | 0.80974 | 0.8677 | 0.84895 | 0.83787 | 0.88645 | 0.81826 | 0.96201 | 0.89589 | 0.90893 | 0.92103 | 0.95456 | 0.91172 | 0.91358 | 0.90334 | 0.9648 | 0.9527 | 0.89589 | 0.8931 | 0.908 | 0.94059 | 0.95549 | 0.95829 | 0.97412 | 0.90613 | 0.92662 | 0.90893 | 0.95084 | 0.93314 | 0.92103 | 0.89123 | 0.91731 | 0.9201 | 0.93314 | 0.91917 | 0.88844 | 0.88937 | 0.88471 | 0.92103 | 0.96201 | 0.90148 | 0.9229 | 0.89216 | 0.89868 | 0.94152 | 0.91358 | 0.94245 | 0.97225 | 0.96108 | 0.93966 | 0.97784 | 0.92476 | 0.91079 | 0.90241 | 0.88937 | 0.92339 | 0.98305 | 0.94138 | 0.93475 | 0.96222 | 0.96032 | 0.95653 | 0.95653 | 0.92055 | 0.97547 | 0.97547 | 0.96411 | 0.90823 | 0.95275 | 0.984 | 0.97547 | 0.93002 | 0.9196 | 0.99347 | 0.9338 | 0.97737 | 0.95464 | 0.91107 | 0.96506 | 0.91581 | 0.97926 | 0.92244 | 0.89971 | 0.9679 | 0.90823 | 0.91581 | 0.99347 | 0.92812 | 0.93096 | 0.92907 | 0.90539 | 0.9679 | 0.92055 | 0.95748 | 0.89971 | 0.91297 | 0.96316 | 0.93665 | 0.97547 | 0.96316 | 0.98495 | 0.99442 | 0.93191 | 1.025 | 1.0141 | 1.0349 | 1.025 | 0.94213 | 0.98455 | 1.0122 | 0.97666 | 1.0289 | 1.0299 | 0.94213 | 0.99146 | 1.0329 | 0.99146 | 1.0082 | 1.0112 | 1.022 | 0.95594 | 1.0151 | 0.98652 | 0.97666 | 0.99639 | 0.99047 | 1.0122 | 0.97271 | 0.96482 | 1.0329 | 1.0141 | 0.99343 | 0.9441 | 0.99343 | 1.0299 | 0.96482 | 0.98159 | 0.98159 | 0.97863 | 0.94016 | 1.0003 | 0.93818 | 0.94016 | 0.96383 | 1.0211 | 0.96778 | 0.99836 | 0.94312 | 1.0112 | 1.0319 | 1.0122 | 0.9572 | 0.97926 | 1.0023 | 0.96222 | 0.99629 | 0.98026 | 0.97525 | 1.0113 | 0.97825 | 1.0113 | 0.98627 | 1.0153 | 1.0023 | 1.0334 | 0.99329 | 0.98026 | 0.96823 | 0.9572 | 1.0123 | 0.9542 | 0.96422 | 1.0284 | 0.98627 | 1.0524 | 0.96222 | 1.0203 | 1.0384 | 0.96823 | 0.97825 | 0.99028 | 1.0043 | 1.0454 | 0.99329 | 1.0314 | 0.98126 | 1.0153 | 1.0254 | 0.95219 | 1.0113 | 1.0053 | 0.99629 | 1.0334 | 0.98928 | 0.9983 | 1.0344 | 0.99028 | 0.98126 | 0.98727 | 0.9973 | 0.96422 | 0.96121 | 0.98928 | 0.9973 | 1.0043 | 1.0264 | 1.0394 | 0.98226 | 1.0264 | 1.0113 | 1.0284 | 0.97124 | 0.98928 | 0.96623 | 1.0524 | 0.96923 | 1.0173 | 0.9993 | 1.0183 | 0.9532 | 1.0264 | 0.99329 | 1.0334 | 0.96422 | 0.96422 | 0.95219 | 1.0294 | 1.0033 | 1.0424 | 0.95219 | 1.0003 | 0.96723 | 0.98326 | 1.0504 | 1.0404 | 0.97926 | 0.99028 | 0.99429 | 0.96121 | 0.96623 | 0.96723 | 1.0294 | 1.0414 | 1.0043 | 0.98226 | 0.97324
ON_VLC_ISS | 906 | 230 | ON | 0.001466 | 906 | 24640 | 0.36122 | 0.39987 | 0.38544 | 0.37881 | 0.37764 | 0.37725 | 0.38817 | 0.39675 | 0.40143 | 0.37686 | 0.37061 | 0.38583 | 0.39909 | 0.37803 | 0.39324 | 0.39675 | 0.37959 | 0.37608 | 0.40572 | 0.3831 | 0.38349 | 0.38388 | 0.37569 | 0.37881 | 0.38661 | 0.37686 | 0.3753 | 0.38739 | 0.40221 | 0.387 | 0.37178 | 0.38232 | 0.37608 | 0.39402 | 0.37764 | 0.38973 | 0.38115 | 0.37178 | 0.38349 | 0.40612 | 0.38388 | 0.37998 | 0.40182 | 0.37061 | 0.39714 | 0.38856 | 0.38349 | 0.40572 | 0.37452 | 0.44031 | 0.41005 | 0.41601 | 0.42155 | 0.4369 | 0.41729 | 0.41814 | 0.41346 | 0.44159 | 0.43605 | 0.41005 | 0.40877 | 0.41559 | 0.4305 | 0.43732 | 0.4386 | 0.44585 | 0.41473 | 0.42411 | 0.41601 | 0.43519 | 0.42709 | 0.42155 | 0.40791 | 0.41985 | 0.42113 | 0.42709 | 0.4207 | 0.40664 | 0.40706 | 0.40493 | 0.42155 | 0.44031 | 0.4126 | 0.42241 | 0.40834 | 0.41132 | 0.43093 | 0.41814 | 0.43136 | 0.445 | 0.43988 | 0.43008 | 0.44755 | 0.42326 | 0.41687 | 0.41303 | 0.40706 | 0.42263 | 0.44994 | 0.43087 | 0.42783 | 0.4404 | 0.43954 | 0.4378 | 0.4378 | 0.42133 | 0.44647 | 0.44647 | 0.44127 | 0.41569 | 0.43607 | 0.45037 | 0.44647 | 0.42566 | 0.4209 | 0.45471 | 0.4274 | 0.44734 | 0.43693 | 0.417 | 0.4417 | 0.41916 | 0.4482 | 0.4222 | 0.41179 | 0.443 | 0.41569 | 0.41916 | 0.45471 | 0.4248 | 0.4261 | 0.42523 | 0.41439 | 0.443 | 0.42133 | 0.43824 | 0.41179 | 0.41786 | 0.44084 | 0.4287 | 0.44647 | 0.44084 | 0.45081 | 0.45514 | 0.42653 | 0.46914 | 0.46417 | 0.47365 | 0.46914 | 0.43121 | 0.45062 | 0.46327 | 0.44701 | 0.47094 | 0.4714 | 0.43121 | 0.45379 | 0.47275 | 0.45379 | 0.46146 | 0.46282 | 0.46778 | 0.43753 | 0.46462 | 0.45153 | 0.44701 | 0.45604 | 0.45333 | 0.46327 | 0.44521 | 0.44159 | 0.47275 | 0.46417 | 0.45469 | 0.43211 | 0.45469 | 0.4714 | 0.44159 | 0.44927 | 0.44927 | 0.44792 | 0.43031 | 0.45785 | 0.4294 | 0.43031 | 0.44114 | 0.46733 | 0.44295 | 0.45695 | 0.43166 | 0.46282 | 0.4723 | 0.46327 | 0.43811 | 0.4482 | 0.45875 | 0.4404 | 0.456 | 0.44866 | 0.44637 | 0.46288 | 0.44774 | 0.46288 | 0.45141 | 0.46472 | 0.45875 | 0.47297 | 0.45462 | 0.44866 | 0.44315 | 0.43811 | 0.46334 | 0.43673 | 0.44132 | 0.47068 | 0.45141 | 0.48169 | 0.4404 | 0.46701 | 0.47527 | 0.44315 | 0.44774 | 0.45325 | 0.45967 | 0.47848 | 0.45462 | 0.47206 | 0.44912 | 0.46472 | 0.4693 | 0.43581 | 0.46288 | 0.46013 | 0.456 | 0.47297 | 0.45279 | 0.45692 | 0.47343 | 0.45325 | 0.44912 | 0.45187 | 0.45646 | 0.44132 | 0.43994 | 0.45279 | 0.45646 | 0.45967 | 0.46976 | 0.47573 | 0.44958 | 0.46976 | 0.46288 | 0.47068 | 0.44453 | 0.45279 | 0.44224 | 0.48169 | 0.44361 | 0.46563 | 0.45738 | 0.46609 | 0.43627 | 0.46976 | 0.45462 | 0.47297 | 0.44132 | 0.44132 | 0.43581 | 0.47114 | 0.45921 | 0.4771 | 0.43581 | 0.45783 | 0.4427 | 0.45004 | 0.48077 | 0.47619 | 0.4482 | 0.45325 | 0.45508 | 0.43994 | 0.44224 | 0.4427 | 0.47114 | 0.47664 | 0.45967 | 0.44958 | 0.44545
ON_VLF_ISS | 907 | 230 | ON | 0.001466 | 907 | 24640 | 0.36122 | 0.39987 | 0.38544 | 0.37881 | 0.37764 | 0.37725 | 0.38817 | 0.39675 | 0.40143 | 0.37686 | 0.37061 | 0.38583 | 0.39909 | 0.37803 | 0.39324 | 0.39675 | 0.37959 | 0.37608 | 0.40572 | 0.3831 | 0.38349 | 0.38388 | 0.37569 | 0.37881 | 0.38661 | 0.37686 | 0.3753 | 0.38739 | 0.40221 | 0.387 | 0.37178 | 0.38232 | 0.37608 | 0.39402 | 0.37764 | 0.38973 | 0.38115 | 0.37178 | 0.38349 | 0.40612 | 0.38388 | 0.37998 | 0.40182 | 0.37061 | 0.39714 | 0.38856 | 0.38349 | 0.40572 | 0.37452 | 0.44031 | 0.41005 | 0.41601 | 0.42155 | 0.4369 | 0.41729 | 0.41814 | 0.41346 | 0.44159 | 0.43605 | 0.41005 | 0.40877 | 0.41559 | 0.4305 | 0.43732 | 0.4386 | 0.44585 | 0.41473 | 0.42411 | 0.41601 | 0.43519 | 0.42709 | 0.42155 | 0.40791 | 0.41985 | 0.42113 | 0.42709 | 0.4207 | 0.40664 | 0.40706 | 0.40493 | 0.42155 | 0.44031 | 0.4126 | 0.42241 | 0.40834 | 0.41132 | 0.43093 | 0.41814 | 0.43136 | 0.445 | 0.43988 | 0.43008 | 0.44755 | 0.42326 | 0.41687 | 0.41303 | 0.40706 | 0.42263 | 0.44994 | 0.43087 | 0.42783 | 0.4404 | 0.43954 | 0.4378 | 0.4378 | 0.42133 | 0.44647 | 0.44647 | 0.44127 | 0.41569 | 0.43607 | 0.45037 | 0.44647 | 0.42566 | 0.4209 | 0.45471 | 0.4274 | 0.44734 | 0.43693 | 0.417 | 0.4417 | 0.41916 | 0.4482 | 0.4222 | 0.41179 | 0.443 | 0.41569 | 0.41916 | 0.45471 | 0.4248 | 0.4261 | 0.42523 | 0.41439 | 0.443 | 0.42133 | 0.43824 | 0.41179 | 0.41786 | 0.44084 | 0.4287 | 0.44647 | 0.44084 | 0.45081 | 0.45514 | 0.42653 | 0.46914 | 0.46417 | 0.47365 | 0.46914 | 0.43121 | 0.45062 | 0.46327 | 0.44701 | 0.47094 | 0.4714 | 0.43121 | 0.45379 | 0.47275 | 0.45379 | 0.46146 | 0.46282 | 0.46778 | 0.43753 | 0.46462 | 0.45153 | 0.44701 | 0.45604 | 0.45333 | 0.46327 | 0.44521 | 0.44159 | 0.47275 | 0.46417 | 0.45469 | 0.43211 | 0.45469 | 0.4714 | 0.44159 | 0.44927 | 0.44927 | 0.44792 | 0.43031 | 0.45785 | 0.4294 | 0.43031 | 0.44114 | 0.46733 | 0.44295 | 0.45695 | 0.43166 | 0.46282 | 0.4723 | 0.46327 | 0.43811 | 0.4482 | 0.45875 | 0.4404 | 0.456 | 0.44866 | 0.44637 | 0.46288 | 0.44774 | 0.46288 | 0.45141 | 0.46472 | 0.45875 | 0.47297 | 0.45462 | 0.44866 | 0.44315 | 0.43811 | 0.46334 | 0.43673 | 0.44132 | 0.47068 | 0.45141 | 0.48169 | 0.4404 | 0.46701 | 0.47527 | 0.44315 | 0.44774 | 0.45325 | 0.45967 | 0.47848 | 0.45462 | 0.47206 | 0.44912 | 0.46472 | 0.4693 | 0.43581 | 0.46288 | 0.46013 | 0.456 | 0.47297 | 0.45279 | 0.45692 | 0.47343 | 0.45325 | 0.44912 | 0.45187 | 0.45646 | 0.44132 | 0.43994 | 0.45279 | 0.45646 | 0.45967 | 0.46976 | 0.47573 | 0.44958 | 0.46976 | 0.46288 | 0.47068 | 0.44453 | 0.45279 | 0.44224 | 0.48169 | 0.44361 | 0.46563 | 0.45738 | 0.46609 | 0.43627 | 0.46976 | 0.45462 | 0.47297 | 0.44132 | 0.44132 | 0.43581 | 0.47114 | 0.45921 | 0.4771 | 0.43581 | 0.45783 | 0.4427 | 0.45004 | 0.48077 | 0.47619 | 0.4482 | 0.45325 | 0.45508 | 0.43994 | 0.44224 | 0.4427 | 0.47114 | 0.47664 | 0.45967 | 0.44958 | 0.44545
ON_VLF_JCT | 908 | 230 | ON | 0.001466 | 908 | 24640 | 0.36122 | 0.39987 | 0.38544 | 0.37881 | 0.37764 | 0.37725 | 0.38817 | 0.39675 | 0.40143 | 0.37686 | 0.37061 | 0.38583 | 0.39909 | 0.37803 | 0.39324 | 0.39675 | 0.37959 | 0.37608 | 0.40572 | 0.3831 | 0.38349 | 0.38388 | 0.37569 | 0.37881 | 0.38661 | 0.37686 | 0.3753 | 0.38739 | 0.40221 | 0.387 | 0.37178 | 0.38232 | 0.37608 | 0.39402 | 0.37764 | 0.38973 | 0.38115 | 0.37178 | 0.38349 | 0.40612 | 0.38388 | 0.37998 | 0.40182 | 0.37061 | 0.39714 | 0.38856 | 0.38349 | 0.40572 | 0.37452 | 0.44031 | 0.41005 | 0.41601 | 0.42155 | 0.4369 | 0.41729 | 0.41814 | 0.41346 | 0.44159 | 0.43605 | 0.41005 | 0.40877 | 0.41559 | 0.4305 | 0.43732 | 0.4386 | 0.44585 | 0.41473 | 0.42411 | 0.41601 | 0.43519 | 0.42709 | 0.42155 | 0.40791 | 0.41985 | 0.42113 | 0.42709 | 0.4207 | 0.40664 | 0.40706 | 0.40493 | 0.42155 | 0.44031 | 0.4126 | 0.42241 | 0.40834 | 0.41132 | 0.43093 | 0.41814 | 0.43136 | 0.445 | 0.43988 | 0.43008 | 0.44755 | 0.42326 | 0.41687 | 0.41303 | 0.40706 | 0.42263 | 0.44994 | 0.43087 | 0.42783 | 0.4404 | 0.43954 | 0.4378 | 0.4378 | 0.42133 | 0.44647 | 0.44647 | 0.44127 | 0.41569 | 0.43607 | 0.45037 | 0.44647 | 0.42566 | 0.4209 | 0.45471 | 0.4274 | 0.44734 | 0.43693 | 0.417 | 0.4417 | 0.41916 | 0.4482 | 0.4222 | 0.41179 | 0.443 | 0.41569 | 0.41916 | 0.45471 | 0.4248 | 0.4261 | 0.42523 | 0.41439 | 0.443 | 0.42133 | 0.43824 | 0.41179 | 0.41786 | 0.44084 | 0.4287 | 0.44647 | 0.44084 | 0.45081 | 0.45514 | 0.42653 | 0.46914 | 0.46417 | 0.47365 | 0.46914 | 0.43121 | 0.45062 | 0.46327 | 0.44701 | 0.47094 | 0.4714 | 0.43121 | 0.45379 | 0.47275 | 0.45379 | 0.46146 | 0.46282 | 0.46778 | 0.43753 | 0.46462 | 0.45153 | 0.44701 | 0.45604 | 0.45333 | 0.46327 | 0.44521 | 0.44159 | 0.47275 | 0.46417 | 0.45469 | 0.43211 | 0.45469 | 0.4714 | 0.44159 | 0.44927 | 0.44927 | 0.44792 | 0.43031 | 0.45785 | 0.4294 | 0.43031 | 0.44114 | 0.46733 | 0.44295 | 0.45695 | 0.43166 | 0.46282 | 0.4723 | 0.46327 | 0.43811 | 0.4482 | 0.45875 | 0.4404 | 0.456 | 0.44866 | 0.44637 | 0.46288 | 0.44774 | 0.46288 | 0.45141 | 0.46472 | 0.45875 | 0.47297 | 0.45462 | 0.44866 | 0.44315 | 0.43811 | 0.46334 | 0.43673 | 0.44132 | 0.47068 | 0.45141 | 0.48169 | 0.4404 | 0.46701 | 0.47527 | 0.44315 | 0.44774 | 0.45325 | 0.45967 | 0.47848 | 0.45462 | 0.47206 | 0.44912 | 0.46472 | 0.4693 | 0.43581 | 0.46288 | 0.46013 | 0.456 | 0.47297 | 0.45279 | 0.45692 | 0.47343 | 0.45325 | 0.44912 | 0.45187 | 0.45646 | 0.44132 | 0.43994 | 0.45279 | 0.45646 | 0.45967 | 0.46976 | 0.47573 | 0.44958 | 0.46976 | 0.46288 | 0.47068 | 0.44453 | 0.45279 | 0.44224 | 0.48169 | 0.44361 | 0.46563 | 0.45738 | 0.46609 | 0.43627 | 0.46976 | 0.45462 | 0.47297 | 0.44132 | 0.44132 | 0.43581 | 0.47114 | 0.45921 | 0.4771 | 0.43581 | 0.45783 | 0.4427 | 0.45004 | 0.48077 | 0.47619 | 0.4482 | 0.45325 | 0.45508 | 0.43994 | 0.44224 | 0.4427 | 0.47114 | 0.47664 | 0.45967 | 0.44958 | 0.44545
ON_VM1_DSS | 909 | 230 | ON | 0.003203 | 909 | 24640 | 0.78922 | 0.87367 | 0.84213 | 0.82764 | 0.82508 | 0.82423 | 0.84809 | 0.86685 | 0.87708 | 0.82338 | 0.80974 | 0.84298 | 0.87196 | 0.82593 | 0.85918 | 0.86685 | 0.82934 | 0.82167 | 0.88645 | 0.83701 | 0.83787 | 0.83872 | 0.82082 | 0.82764 | 0.84469 | 0.82338 | 0.81997 | 0.84639 | 0.87878 | 0.84554 | 0.8123 | 0.83531 | 0.82167 | 0.86088 | 0.82508 | 0.8515 | 0.83275 | 0.8123 | 0.83787 | 0.8873 | 0.83872 | 0.8302 | 0.87793 | 0.80974 | 0.8677 | 0.84895 | 0.83787 | 0.88645 | 0.81826 | 0.96201 | 0.89589 | 0.90893 | 0.92103 | 0.95456 | 0.91172 | 0.91358 | 0.90334 | 0.9648 | 0.9527 | 0.89589 | 0.8931 | 0.908 | 0.94059 | 0.95549 | 0.95829 | 0.97412 | 0.90613 | 0.92662 | 0.90893 | 0.95084 | 0.93314 | 0.92103 | 0.89123 | 0.91731 | 0.9201 | 0.93314 | 0.91917 | 0.88844 | 0.88937 | 0.88471 | 0.92103 | 0.96201 | 0.90148 | 0.9229 | 0.89216 | 0.89868 | 0.94152 | 0.91358 | 0.94245 | 0.97225 | 0.96108 | 0.93966 | 0.97784 | 0.92476 | 0.91079 | 0.90241 | 0.88937 | 0.92339 | 0.98305 | 0.94138 | 0.93475 | 0.96222 | 0.96032 | 0.95653 | 0.95653 | 0.92055 | 0.97547 | 0.97547 | 0.96411 | 0.90823 | 0.95275 | 0.984 | 0.97547 | 0.93002 | 0.9196 | 0.99347 | 0.9338 | 0.97737 | 0.95464 | 0.91107 | 0.96506 | 0.91581 | 0.97926 | 0.92244 | 0.89971 | 0.9679 | 0.90823 | 0.91581 | 0.99347 | 0.92812 | 0.93096 | 0.92907 | 0.90539 | 0.9679 | 0.92055 | 0.95748 | 0.89971 | 0.91297 | 0.96316 | 0.93665 | 0.97547 | 0.96316 | 0.98495 | 0.99442 | 0.93191 | 1.025 | 1.0141 | 1.0349 | 1.025 | 0.94213 | 0.98455 | 1.0122 | 0.97666 | 1.0289 | 1.0299 | 0.94213 | 0.99146 | 1.0329 | 0.99146 | 1.0082 | 1.0112 | 1.022 | 0.95594 | 1.0151 | 0.98652 | 0.97666 | 0.99639 | 0.99047 | 1.0122 | 0.97271 | 0.96482 | 1.0329 | 1.0141 | 0.99343 | 0.9441 | 0.99343 | 1.0299 | 0.96482 | 0.98159 | 0.98159 | 0.97863 | 0.94016 | 1.0003 | 0.93818 | 0.94016 | 0.96383 | 1.0211 | 0.96778 | 0.99836 | 0.94312 | 1.0112 | 1.0319 | 1.0122 | 0.9572 | 0.97926 | 1.0023 | 0.96222 | 0.99629 | 0.98026 | 0.97525 | 1.0113 | 0.97825 | 1.0113 | 0.98627 | 1.0153 | 1.0023 | 1.0334 | 0.99329 | 0.98026 | 0.96823 | 0.9572 | 1.0123 | 0.9542 | 0.96422 | 1.0284 | 0.98627 | 1.0524 | 0.96222 | 1.0203 | 1.0384 | 0.96823 | 0.97825 | 0.99028 | 1.0043 | 1.0454 | 0.99329 | 1.0314 | 0.98126 | 1.0153 | 1.0254 | 0.95219 | 1.0113 | 1.0053 | 0.99629 | 1.0334 | 0.98928 | 0.9983 | 1.0344 | 0.99028 | 0.98126 | 0.98727 | 0.9973 | 0.96422 | 0.96121 | 0.98928 | 0.9973 | 1.0043 | 1.0264 | 1.0394 | 0.98226 | 1.0264 | 1.0113 | 1.0284 | 0.97124 | 0.98928 | 0.96623 | 1.0524 | 0.96923 | 1.0173 | 0.9993 | 1.0183 | 0.9532 | 1.0264 | 0.99329 | 1.0334 | 0.96422 | 0.96422 | 0.95219 | 1.0294 | 1.0033 | 1.0424 | 0.95219 | 1.0003 | 0.96723 | 0.98326 | 1.0504 | 1.0404 | 0.97926 | 0.99028 | 0.99429 | 0.96121 | 0.96623 | 0.96723 | 1.0294 | 1.0414 | 1.0043 | 0.98226 | 0.97324
ON_VM2_DSS | 910 | 230 | ON | 0.003203 | 910 | 24640 | 0.78922 | 0.87367 | 0.84213 | 0.82764 | 0.82508 | 0.82423 | 0.84809 | 0.86685 | 0.87708 | 0.82338 | 0.80974 | 0.84298 | 0.87196 | 0.82593 | 0.85918 | 0.86685 | 0.82934 | 0.82167 | 0.88645 | 0.83701 | 0.83787 | 0.83872 | 0.82082 | 0.82764 | 0.84469 | 0.82338 | 0.81997 | 0.84639 | 0.87878 | 0.84554 | 0.8123 | 0.83531 | 0.82167 | 0.86088 | 0.82508 | 0.8515 | 0.83275 | 0.8123 | 0.83787 | 0.8873 | 0.83872 | 0.8302 | 0.87793 | 0.80974 | 0.8677 | 0.84895 | 0.83787 | 0.88645 | 0.81826 | 0.96201 | 0.89589 | 0.90893 | 0.92103 | 0.95456 | 0.91172 | 0.91358 | 0.90334 | 0.9648 | 0.9527 | 0.89589 | 0.8931 | 0.908 | 0.94059 | 0.95549 | 0.95829 | 0.97412 | 0.90613 | 0.92662 | 0.90893 | 0.95084 | 0.93314 | 0.92103 | 0.89123 | 0.91731 | 0.9201 | 0.93314 | 0.91917 | 0.88844 | 0.88937 | 0.88471 | 0.92103 | 0.96201 | 0.90148 | 0.9229 | 0.89216 | 0.89868 | 0.94152 | 0.91358 | 0.94245 | 0.97225 | 0.96108 | 0.93966 | 0.97784 | 0.92476 | 0.91079 | 0.90241 | 0.88937 | 0.92339 | 0.98305 | 0.94138 | 0.93475 | 0.96222 | 0.96032 | 0.95653 | 0.95653 | 0.92055 | 0.97547 | 0.97547 | 0.96411 | 0.90823 | 0.95275 | 0.984 | 0.97547 | 0.93002 | 0.9196 | 0.99347 | 0.9338 | 0.97737 | 0.95464 | 0.91107 | 0.96506 | 0.91581 | 0.97926 | 0.92244 | 0.89971 | 0.9679 | 0.90823 | 0.91581 | 0.99347 | 0.92812 | 0.93096 | 0.92907 | 0.90539 | 0.9679 | 0.92055 | 0.95748 | 0.89971 | 0.91297 | 0.96316 | 0.93665 | 0.97547 | 0.96316 | 0.98495 | 0.99442 | 0.93191 | 1.025 | 1.0141 | 1.0349 | 1.025 | 0.94213 | 0.98455 | 1.0122 | 0.97666 | 1.0289 | 1.0299 | 0.94213 | 0.99146 | 1.0329 | 0.99146 | 1.0082 | 1.0112 | 1.022 | 0.95594 | 1.0151 | 0.98652 | 0.97666 | 0.99639 | 0.99047 | 1.0122 | 0.97271 | 0.96482 | 1.0329 | 1.0141 | 0.99343 | 0.9441 | 0.99343 | 1.0299 | 0.96482 | 0.98159 | 0.98159 | 0.97863 | 0.94016 | 1.0003 | 0.93818 | 0.94016 | 0.96383 | 1.0211 | 0.96778 | 0.99836 | 0.94312 | 1.0112 | 1.0319 | 1.0122 | 0.9572 | 0.97926 | 1.0023 | 0.96222 | 0.99629 | 0.98026 | 0.97525 | 1.0113 | 0.97825 | 1.0113 | 0.98627 | 1.0153 | 1.0023 | 1.0334 | 0.99329 | 0.98026 | 0.96823 | 0.9572 | 1.0123 | 0.9542 | 0.96422 | 1.0284 | 0.98627 | 1.0524 | 0.96222 | 1.0203 | 1.0384 | 0.96823 | 0.97825 | 0.99028 | 1.0043 | 1.0454 | 0.99329 | 1.0314 | 0.98126 | 1.0153 | 1.0254 | 0.95219 | 1.0113 | 1.0053 | 0.99629 | 1.0334 | 0.98928 | 0.9983 | 1.0344 | 0.99028 | 0.98126 | 0.98727 | 0.9973 | 0.96422 | 0.96121 | 0.98928 | 0.9973 | 1.0043 | 1.0264 | 1.0394 | 0.98226 | 1.0264 | 1.0113 | 1.0284 | 0.97124 | 0.98928 | 0.96623 | 1.0524 | 0.96923 | 1.0173 | 0.9993 | 1.0183 | 0.9532 | 1.0264 | 0.99329 | 1.0334 | 0.96422 | 0.96422 | 0.95219 | 1.0294 | 1.0033 | 1.0424 | 0.95219 | 1.0003 | 0.96723 | 0.98326 | 1.0504 | 1.0404 | 0.97926 | 0.99028 | 0.99429 | 0.96121 | 0.96623 | 0.96723 | 1.0294 | 1.0414 | 1.0043 | 0.98226 | 0.97324
ON_VM3_DSS | 911 | 230 | ON | 0.003203 | 911 | 24640 | 0.78922 | 0.87367 | 0.84213 | 0.82764 | 0.82508 | 0.82423 | 0.84809 | 0.86685 | 0.87708 | 0.82338 | 0.80974 | 0.84298 | 0.87196 | 0.82593 | 0.85918 | 0.86685 | 0.82934 | 0.82167 | 0.88645 | 0.83701 | 0.83787 | 0.83872 | 0.82082 | 0.82764 | 0.84469 | 0.82338 | 0.81997 | 0.84639 | 0.87878 | 0.84554 | 0.8123 | 0.83531 | 0.82167 | 0.86088 | 0.82508 | 0.8515 | 0.83275 | 0.8123 | 0.83787 | 0.8873 | 0.83872 | 0.8302 | 0.87793 | 0.80974 | 0.8677 | 0.84895 | 0.83787 | 0.88645 | 0.81826 | 0.96201 | 0.89589 | 0.90893 | 0.92103 | 0.95456 | 0.91172 | 0.91358 | 0.90334 | 0.9648 | 0.9527 | 0.89589 | 0.8931 | 0.908 | 0.94059 | 0.95549 | 0.95829 | 0.97412 | 0.90613 | 0.92662 | 0.90893 | 0.95084 | 0.93314 | 0.92103 | 0.89123 | 0.91731 | 0.9201 | 0.93314 | 0.91917 | 0.88844 | 0.88937 | 0.88471 | 0.92103 | 0.96201 | 0.90148 | 0.9229 | 0.89216 | 0.89868 | 0.94152 | 0.91358 | 0.94245 | 0.97225 | 0.96108 | 0.93966 | 0.97784 | 0.92476 | 0.91079 | 0.90241 | 0.88937 | 0.92339 | 0.98305 | 0.94138 | 0.93475 | 0.96222 | 0.96032 | 0.95653 | 0.95653 | 0.92055 | 0.97547 | 0.97547 | 0.96411 | 0.90823 | 0.95275 | 0.984 | 0.97547 | 0.93002 | 0.9196 | 0.99347 | 0.9338 | 0.97737 | 0.95464 | 0.91107 | 0.96506 | 0.91581 | 0.97926 | 0.92244 | 0.89971 | 0.9679 | 0.90823 | 0.91581 | 0.99347 | 0.92812 | 0.93096 | 0.92907 | 0.90539 | 0.9679 | 0.92055 | 0.95748 | 0.89971 | 0.91297 | 0.96316 | 0.93665 | 0.97547 | 0.96316 | 0.98495 | 0.99442 | 0.93191 | 1.025 | 1.0141 | 1.0349 | 1.025 | 0.94213 | 0.98455 | 1.0122 | 0.97666 | 1.0289 | 1.0299 | 0.94213 | 0.99146 | 1.0329 | 0.99146 | 1.0082 | 1.0112 | 1.022 | 0.95594 | 1.0151 | 0.98652 | 0.97666 | 0.99639 | 0.99047 | 1.0122 | 0.97271 | 0.96482 | 1.0329 | 1.0141 | 0.99343 | 0.9441 | 0.99343 | 1.0299 | 0.96482 | 0.98159 | 0.98159 | 0.97863 | 0.94016 | 1.0003 | 0.93818 | 0.94016 | 0.96383 | 1.0211 | 0.96778 | 0.99836 | 0.94312 | 1.0112 | 1.0319 | 1.0122 | 0.9572 | 0.97926 | 1.0023 | 0.96222 | 0.99629 | 0.98026 | 0.97525 | 1.0113 | 0.97825 | 1.0113 | 0.98627 | 1.0153 | 1.0023 | 1.0334 | 0.99329 | 0.98026 | 0.96823 | 0.9572 | 1.0123 | 0.9542 | 0.96422 | 1.0284 | 0.98627 | 1.0524 | 0.96222 | 1.0203 | 1.0384 | 0.96823 | 0.97825 | 0.99028 | 1.0043 | 1.0454 | 0.99329 | 1.0314 | 0.98126 | 1.0153 | 1.0254 | 0.95219 | 1.0113 | 1.0053 | 0.99629 | 1.0334 | 0.98928 | 0.9983 | 1.0344 | 0.99028 | 0.98126 | 0.98727 | 0.9973 | 0.96422 | 0.96121 | 0.98928 | 0.9973 | 1.0043 | 1.0264 | 1.0394 | 0.98226 | 1.0264 | 1.0113 | 1.0284 | 0.97124 | 0.98928 | 0.96623 | 1.0524 | 0.96923 | 1.0173 | 0.9993 | 1.0183 | 0.9532 | 1.0264 | 0.99329 | 1.0334 | 0.96422 | 0.96422 | 0.95219 | 1.0294 | 1.0033 | 1.0424 | 0.95219 | 1.0003 | 0.96723 | 0.98326 | 1.0504 | 1.0404 | 0.97926 | 0.99028 | 0.99429 | 0.96121 | 0.96623 | 0.96723 | 1.0294 | 1.0414 | 1.0043 | 0.98226 | 0.97324
ON_VM4_DSS | 912 | 230 | ON | 0.003203 | 912 | 24640 | 0.78922 | 0.87367 | 0.84213 | 0.82764 | 0.82508 | 0.82423 | 0.84809 | 0.86685 | 0.87708 | 0.82338 | 0.80974 | 0.84298 | 0.87196 | 0.82593 | 0.85918 | 0.86685 | 0.82934 | 0.82167 | 0.88645 | 0.83701 | 0.83787 | 0.83872 | 0.82082 | 0.82764 | 0.84469 | 0.82338 | 0.81997 | 0.84639 | 0.87878 | 0.84554 | 0.8123 | 0.83531 | 0.82167 | 0.86088 | 0.82508 | 0.8515 | 0.83275 | 0.8123 | 0.83787 | 0.8873 | 0.83872 | 0.8302 | 0.87793 | 0.80974 | 0.8677 | 0.84895 | 0.83787 | 0.88645 | 0.81826 | 0.96201 | 0.89589 | 0.90893 | 0.92103 | 0.95456 | 0.91172 | 0.91358 | 0.90334 | 0.9648 | 0.9527 | 0.89589 | 0.8931 | 0.908 | 0.94059 | 0.95549 | 0.95829 | 0.97412 | 0.90613 | 0.92662 | 0.90893 | 0.95084 | 0.93314 | 0.92103 | 0.89123 | 0.91731 | 0.9201 | 0.93314 | 0.91917 | 0.88844 | 0.88937 | 0.88471 | 0.92103 | 0.96201 | 0.90148 | 0.9229 | 0.89216 | 0.89868 | 0.94152 | 0.91358 | 0.94245 | 0.97225 | 0.96108 | 0.93966 | 0.97784 | 0.92476 | 0.91079 | 0.90241 | 0.88937 | 0.92339 | 0.98305 | 0.94138 | 0.93475 | 0.96222 | 0.96032 | 0.95653 | 0.95653 | 0.92055 | 0.97547 | 0.97547 | 0.96411 | 0.90823 | 0.95275 | 0.984 | 0.97547 | 0.93002 | 0.9196 | 0.99347 | 0.9338 | 0.97737 | 0.95464 | 0.91107 | 0.96506 | 0.91581 | 0.97926 | 0.92244 | 0.89971 | 0.9679 | 0.90823 | 0.91581 | 0.99347 | 0.92812 | 0.93096 | 0.92907 | 0.90539 | 0.9679 | 0.92055 | 0.95748 | 0.89971 | 0.91297 | 0.96316 | 0.93665 | 0.97547 | 0.96316 | 0.98495 | 0.99442 | 0.93191 | 1.025 | 1.0141 | 1.0349 | 1.025 | 0.94213 | 0.98455 | 1.0122 | 0.97666 | 1.0289 | 1.0299 | 0.94213 | 0.99146 | 1.0329 | 0.99146 | 1.0082 | 1.0112 | 1.022 | 0.95594 | 1.0151 | 0.98652 | 0.97666 | 0.99639 | 0.99047 | 1.0122 | 0.97271 | 0.96482 | 1.0329 | 1.0141 | 0.99343 | 0.9441 | 0.99343 | 1.0299 | 0.96482 | 0.98159 | 0.98159 | 0.97863 | 0.94016 | 1.0003 | 0.93818 | 0.94016 | 0.96383 | 1.0211 | 0.96778 | 0.99836 | 0.94312 | 1.0112 | 1.0319 | 1.0122 | 0.9572 | 0.97926 | 1.0023 | 0.96222 | 0.99629 | 0.98026 | 0.97525 | 1.0113 | 0.97825 | 1.0113 | 0.98627 | 1.0153 | 1.0023 | 1.0334 | 0.99329 | 0.98026 | 0.96823 | 0.9572 | 1.0123 | 0.9542 | 0.96422 | 1.0284 | 0.98627 | 1.0524 | 0.96222 | 1.0203 | 1.0384 | 0.96823 | 0.97825 | 0.99028 | 1.0043 | 1.0454 | 0.99329 | 1.0314 | 0.98126 | 1.0153 | 1.0254 | 0.95219 | 1.0113 | 1.0053 | 0.99629 | 1.0334 | 0.98928 | 0.9983 | 1.0344 | 0.99028 | 0.98126 | 0.98727 | 0.9973 | 0.96422 | 0.96121 | 0.98928 | 0.9973 | 1.0043 | 1.0264 | 1.0394 | 0.98226 | 1.0264 | 1.0113 | 1.0284 | 0.97124 | 0.98928 | 0.96623 | 1.0524 | 0.96923 | 1.0173 | 0.9993 | 1.0183 | 0.9532 | 1.0264 | 0.99329 | 1.0334 | 0.96422 | 0.96422 | 0.95219 | 1.0294 | 1.0033 | 1.0424 | 0.95219 | 1.0003 | 0.96723 | 0.98326 | 1.0504 | 1.0404 | 0.97926 | 0.99028 | 0.99429 | 0.96121 | 0.96623 | 0.96723 | 1.0294 | 1.0414 | 1.0043 | 0.98226 | 0.97324
ON_VNO_JCT | 913 | 230 | ON | 0.004533 | 913 | 24640 | 1.1169 | 1.2364 | 1.1918 | 1.1713 | 1.1677 | 1.1665 | 1.2003 | 1.2268 | 1.2413 | 1.1653 | 1.146 | 1.193 | 1.234 | 1.1689 | 1.2159 | 1.2268 | 1.1737 | 1.1629 | 1.2545 | 1.1846 | 1.1858 | 1.187 | 1.1617 | 1.1713 | 1.1954 | 1.1653 | 1.1604 | 1.1978 | 1.2437 | 1.1966 | 1.1496 | 1.1822 | 1.1629 | 1.2183 | 1.1677 | 1.2051 | 1.1785 | 1.1496 | 1.1858 | 1.2557 | 1.187 | 1.1749 | 1.2425 | 1.146 | 1.228 | 1.2015 | 1.1858 | 1.2545 | 1.158 | 1.3615 | 1.2679 | 1.2863 | 1.3035 | 1.3509 | 1.2903 | 1.2929 | 1.2784 | 1.3654 | 1.3483 | 1.2679 | 1.2639 | 1.285 | 1.3312 | 1.3522 | 1.3562 | 1.3786 | 1.2824 | 1.3114 | 1.2863 | 1.3457 | 1.3206 | 1.3035 | 1.2613 | 1.2982 | 1.3022 | 1.3206 | 1.3008 | 1.2574 | 1.2587 | 1.2521 | 1.3035 | 1.3615 | 1.2758 | 1.3061 | 1.2626 | 1.2718 | 1.3325 | 1.2929 | 1.3338 | 1.376 | 1.3602 | 1.3298 | 1.3839 | 1.3088 | 1.289 | 1.2771 | 1.2587 | 1.3068 | 1.3912 | 1.3323 | 1.3229 | 1.3618 | 1.3591 | 1.3537 | 1.3537 | 1.3028 | 1.3805 | 1.3805 | 1.3644 | 1.2854 | 1.3484 | 1.3926 | 1.3805 | 1.3162 | 1.3014 | 1.406 | 1.3216 | 1.3832 | 1.351 | 1.2894 | 1.3658 | 1.2961 | 1.3859 | 1.3055 | 1.2733 | 1.3698 | 1.2854 | 1.2961 | 1.406 | 1.3135 | 1.3175 | 1.3149 | 1.2813 | 1.3698 | 1.3028 | 1.3551 | 1.2733 | 1.2921 | 1.3631 | 1.3256 | 1.3805 | 1.3631 | 1.3939 | 1.4073 | 1.3189 | 1.4506 | 1.4353 | 1.4646 | 1.4506 | 1.3333 | 1.3934 | 1.4325 | 1.3822 | 1.4562 | 1.4576 | 1.3333 | 1.4031 | 1.4618 | 1.4031 | 1.4269 | 1.4311 | 1.4464 | 1.3529 | 1.4367 | 1.3962 | 1.3822 | 1.4101 | 1.4017 | 1.4325 | 1.3766 | 1.3654 | 1.4618 | 1.4353 | 1.4059 | 1.3361 | 1.4059 | 1.4576 | 1.3654 | 1.3892 | 1.3892 | 1.385 | 1.3305 | 1.4157 | 1.3278 | 1.3305 | 1.3641 | 1.445 | 1.3696 | 1.4129 | 1.3347 | 1.4311 | 1.4604 | 1.4325 | 1.3547 | 1.3859 | 1.4185 | 1.3618 | 1.41 | 1.3873 | 1.3802 | 1.4313 | 1.3845 | 1.4313 | 1.3958 | 1.4369 | 1.4185 | 1.4625 | 1.4057 | 1.3873 | 1.3703 | 1.3547 | 1.4327 | 1.3504 | 1.3646 | 1.4554 | 1.3958 | 1.4894 | 1.3618 | 1.444 | 1.4696 | 1.3703 | 1.3845 | 1.4015 | 1.4213 | 1.4795 | 1.4057 | 1.4596 | 1.3887 | 1.4369 | 1.4511 | 1.3476 | 1.4313 | 1.4228 | 1.41 | 1.4625 | 1.4001 | 1.4128 | 1.4639 | 1.4015 | 1.3887 | 1.3972 | 1.4114 | 1.3646 | 1.3603 | 1.4001 | 1.4114 | 1.4213 | 1.4525 | 1.471 | 1.3901 | 1.4525 | 1.4313 | 1.4554 | 1.3745 | 1.4001 | 1.3674 | 1.4894 | 1.3717 | 1.4398 | 1.4142 | 1.4412 | 1.349 | 1.4525 | 1.4057 | 1.4625 | 1.3646 | 1.3646 | 1.3476 | 1.4568 | 1.4199 | 1.4752 | 1.3476 | 1.4157 | 1.3689 | 1.3916 | 1.4866 | 1.4724 | 1.3859 | 1.4015 | 1.4072 | 1.3603 | 1.3674 | 1.3689 | 1.4568 | 1.4738 | 1.4213 | 1.3901 | 1.3774
ON_WAN_DSS | 914 | 230 | ON | 0.001321 | 914 | 24640 | 0.32549 | 0.36032 | 0.34732 | 0.34134 | 0.34028 | 0.33993 | 0.34978 | 0.35751 | 0.36173 | 0.33958 | 0.33396 | 0.34767 | 0.35962 | 0.34064 | 0.35435 | 0.35751 | 0.34204 | 0.33888 | 0.3656 | 0.34521 | 0.34556 | 0.34591 | 0.33853 | 0.34134 | 0.34837 | 0.33958 | 0.33818 | 0.34907 | 0.36243 | 0.34872 | 0.33501 | 0.3445 | 0.33888 | 0.35505 | 0.34028 | 0.35118 | 0.34345 | 0.33501 | 0.34556 | 0.36595 | 0.34591 | 0.34239 | 0.36208 | 0.33396 | 0.35786 | 0.35013 | 0.34556 | 0.3656 | 0.33747 | 0.39676 | 0.36949 | 0.37487 | 0.37986 | 0.39369 | 0.37602 | 0.37679 | 0.37256 | 0.39791 | 0.39292 | 0.36949 | 0.36834 | 0.37448 | 0.38792 | 0.39407 | 0.39522 | 0.40175 | 0.37371 | 0.38216 | 0.37487 | 0.39215 | 0.38485 | 0.37986 | 0.36757 | 0.37832 | 0.37947 | 0.38485 | 0.37909 | 0.36642 | 0.3668 | 0.36488 | 0.37986 | 0.39676 | 0.37179 | 0.38063 | 0.36795 | 0.37064 | 0.38831 | 0.37679 | 0.38869 | 0.40098 | 0.39637 | 0.38754 | 0.40329 | 0.38139 | 0.37563 | 0.37218 | 0.3668 | 0.38083 | 0.40544 | 0.38825 | 0.38552 | 0.39684 | 0.39606 | 0.3945 | 0.3945 | 0.37966 | 0.40231 | 0.40231 | 0.39762 | 0.37458 | 0.39294 | 0.40583 | 0.40231 | 0.38356 | 0.37927 | 0.40973 | 0.38512 | 0.40309 | 0.39372 | 0.37575 | 0.39801 | 0.3777 | 0.40387 | 0.38044 | 0.37106 | 0.39919 | 0.37458 | 0.3777 | 0.40973 | 0.38278 | 0.38395 | 0.38317 | 0.37341 | 0.39919 | 0.37966 | 0.39489 | 0.37106 | 0.37653 | 0.39723 | 0.3863 | 0.40231 | 0.39723 | 0.40622 | 0.41012 | 0.38434 | 0.42274 | 0.41826 | 0.4268 | 0.42274 | 0.38856 | 0.40605 | 0.41745 | 0.4028 | 0.42436 | 0.42477 | 0.38856 | 0.4089 | 0.42599 | 0.4089 | 0.41582 | 0.41704 | 0.42152 | 0.39426 | 0.41867 | 0.40687 | 0.4028 | 0.41094 | 0.4085 | 0.41745 | 0.40117 | 0.39792 | 0.42599 | 0.41826 | 0.40972 | 0.38937 | 0.40972 | 0.42477 | 0.39792 | 0.40483 | 0.40483 | 0.40361 | 0.38775 | 0.41256 | 0.38693 | 0.38775 | 0.39751 | 0.42111 | 0.39914 | 0.41175 | 0.38897 | 0.41704 | 0.42558 | 0.41745 | 0.39478 | 0.40387 | 0.41338 | 0.39684 | 0.4109 | 0.40428 | 0.40222 | 0.4171 | 0.40346 | 0.4171 | 0.40676 | 0.41875 | 0.41338 | 0.42619 | 0.40966 | 0.40428 | 0.39932 | 0.39478 | 0.41751 | 0.39354 | 0.39767 | 0.42413 | 0.40676 | 0.43405 | 0.39684 | 0.42082 | 0.42826 | 0.39932 | 0.40346 | 0.40842 | 0.4142 | 0.43115 | 0.40966 | 0.42537 | 0.4047 | 0.41875 | 0.42289 | 0.39271 | 0.4171 | 0.41462 | 0.4109 | 0.42619 | 0.408 | 0.41172 | 0.42661 | 0.40842 | 0.4047 | 0.40718 | 0.41131 | 0.39767 | 0.39643 | 0.408 | 0.41131 | 0.4142 | 0.4233 | 0.42867 | 0.40511 | 0.4233 | 0.4171 | 0.42413 | 0.40056 | 0.408 | 0.3985 | 0.43405 | 0.39974 | 0.41958 | 0.41214 | 0.41999 | 0.39312 | 0.4233 | 0.40966 | 0.42619 | 0.39767 | 0.39767 | 0.39271 | 0.42454 | 0.41379 | 0.42991 | 0.39271 | 0.41255 | 0.39891 | 0.40552 | 0.43322 | 0.42909 | 0.40387 | 0.40842 | 0.41007 | 0.39643 | 0.3985 | 0.39891 | 0.42454 | 0.4295 | 0.4142 | 0.40511 | 0.40139
ON_WAN_JCT | 915 | 230 | ON | 0.001321 | 915 | 24640 | 0.32549 | 0.36032 | 0.34732 | 0.34134 | 0.34028 | 0.33993 | 0.34978 | 0.35751 | 0.36173 | 0.33958 | 0.33396 | 0.34767 | 0.35962 | 0.34064 | 0.35435 | 0.35751 | 0.34204 | 0.33888 | 0.3656 | 0.34521 | 0.34556 | 0.34591 | 0.33853 | 0.34134 | 0.34837 | 0.33958 | 0.33818 | 0.34907 | 0.36243 | 0.34872 | 0.33501 | 0.3445 | 0.33888 | 0.35505 | 0.34028 | 0.35118 | 0.34345 | 0.33501 | 0.34556 | 0.36595 | 0.34591 | 0.34239 | 0.36208 | 0.33396 | 0.35786 | 0.35013 | 0.34556 | 0.3656 | 0.33747 | 0.39676 | 0.36949 | 0.37487 | 0.37986 | 0.39369 | 0.37602 | 0.37679 | 0.37256 | 0.39791 | 0.39292 | 0.36949 | 0.36834 | 0.37448 | 0.38792 | 0.39407 | 0.39522 | 0.40175 | 0.37371 | 0.38216 | 0.37487 | 0.39215 | 0.38485 | 0.37986 | 0.36757 | 0.37832 | 0.37947 | 0.38485 | 0.37909 | 0.36642 | 0.3668 | 0.36488 | 0.37986 | 0.39676 | 0.37179 | 0.38063 | 0.36795 | 0.37064 | 0.38831 | 0.37679 | 0.38869 | 0.40098 | 0.39637 | 0.38754 | 0.40329 | 0.38139 | 0.37563 | 0.37218 | 0.3668 | 0.38083 | 0.40544 | 0.38825 | 0.38552 | 0.39684 | 0.39606 | 0.3945 | 0.3945 | 0.37966 | 0.40231 | 0.40231 | 0.39762 | 0.37458 | 0.39294 | 0.40583 | 0.40231 | 0.38356 | 0.37927 | 0.40973 | 0.38512 | 0.40309 | 0.39372 | 0.37575 | 0.39801 | 0.3777 | 0.40387 | 0.38044 | 0.37106 | 0.39919 | 0.37458 | 0.3777 | 0.40973 | 0.38278 | 0.38395 | 0.38317 | 0.37341 | 0.39919 | 0.37966 | 0.39489 | 0.37106 | 0.37653 | 0.39723 | 0.3863 | 0.40231 | 0.39723 | 0.40622 | 0.41012 | 0.38434 | 0.42274 | 0.41826 | 0.4268 | 0.42274 | 0.38856 | 0.40605 | 0.41745 | 0.4028 | 0.42436 | 0.42477 | 0.38856 | 0.4089 | 0.42599 | 0.4089 | 0.41582 | 0.41704 | 0.42152 | 0.39426 | 0.41867 | 0.40687 | 0.4028 | 0.41094 | 0.4085 | 0.41745 | 0.40117 | 0.39792 | 0.42599 | 0.41826 | 0.40972 | 0.38937 | 0.40972 | 0.42477 | 0.39792 | 0.40483 | 0.40483 | 0.40361 | 0.38775 | 0.41256 | 0.38693 | 0.38775 | 0.39751 | 0.42111 | 0.39914 | 0.41175 | 0.38897 | 0.41704 | 0.42558 | 0.41745 | 0.39478 | 0.40387 | 0.41338 | 0.39684 | 0.4109 | 0.40428 | 0.40222 | 0.4171 | 0.40346 | 0.4171 | 0.40676 | 0.41875 | 0.41338 | 0.42619 | 0.40966 | 0.40428 | 0.39932 | 0.39478 | 0.41751 | 0.39354 | 0.39767 | 0.42413 | 0.40676 | 0.43405 | 0.39684 | 0.42082 | 0.42826 | 0.39932 | 0.40346 | 0.40842 | 0.4142 | 0.43115 | 0.40966 | 0.42537 | 0.4047 | 0.41875 | 0.42289 | 0.39271 | 0.4171 | 0.41462 | 0.4109 | 0.42619 | 0.408 | 0.41172 | 0.42661 | 0.40842 | 0.4047 | 0.40718 | 0.41131 | 0.39767 | 0.39643 | 0.408 | 0.41131 | 0.4142 | 0.4233 | 0.42867 | 0.40511 | 0.4233 | 0.4171 | 0.42413 | 0.40056 | 0.408 | 0.3985 | 0.43405 | 0.39974 | 0.41958 | 0.41214 | 0.41999 | 0.39312 | 0.4233 | 0.40966 | 0.42619 | 0.39767 | 0.39767 | 0.39271 | 0.42454 | 0.41379 | 0.42991 | 0.39271 | 0.41255 | 0.39891 | 0.40552 | 0.43322 | 0.42909 | 0.40387 | 0.40842 | 0.41007 | 0.39643 | 0.3985 | 0.39891 | 0.42454 | 0.4295 | 0.4142 | 0.40511 | 0.40139
ON_WAW_TSS | 916 | 230 | ON | 0.00126 | 916 | 24640 | 0.31046 | 0.34368 | 0.33128 | 0.32558 | 0.32457 | 0.32424 | 0.33362 | 0.341 | 0.34502 | 0.3239 | 0.31854 | 0.33161 | 0.34301 | 0.32491 | 0.33798 | 0.341 | 0.32625 | 0.32323 | 0.34871 | 0.32927 | 0.3296 | 0.32994 | 0.32289 | 0.32558 | 0.33228 | 0.3239 | 0.32256 | 0.33295 | 0.3457 | 0.33262 | 0.31954 | 0.3286 | 0.32323 | 0.33865 | 0.32457 | 0.33497 | 0.32759 | 0.31954 | 0.3296 | 0.34905 | 0.32994 | 0.32658 | 0.34536 | 0.31854 | 0.34134 | 0.33396 | 0.3296 | 0.34871 | 0.32189 | 0.37844 | 0.35243 | 0.35756 | 0.36232 | 0.37551 | 0.35865 | 0.35939 | 0.35536 | 0.37954 | 0.37477 | 0.35243 | 0.35133 | 0.35719 | 0.37001 | 0.37587 | 0.37697 | 0.3832 | 0.35646 | 0.36452 | 0.35756 | 0.37404 | 0.36708 | 0.36232 | 0.35059 | 0.36085 | 0.36195 | 0.36708 | 0.36159 | 0.3495 | 0.34986 | 0.34803 | 0.36232 | 0.37844 | 0.35462 | 0.36305 | 0.35096 | 0.35353 | 0.37038 | 0.35939 | 0.37074 | 0.38247 | 0.37807 | 0.36964 | 0.38466 | 0.36378 | 0.35829 | 0.35499 | 0.34986 | 0.36324 | 0.38671 | 0.37032 | 0.36771 | 0.37852 | 0.37777 | 0.37628 | 0.37628 | 0.36213 | 0.38373 | 0.38373 | 0.37926 | 0.35728 | 0.37479 | 0.38709 | 0.38373 | 0.36585 | 0.36175 | 0.39081 | 0.36734 | 0.38448 | 0.37554 | 0.3584 | 0.37964 | 0.36026 | 0.38522 | 0.36287 | 0.35393 | 0.38075 | 0.35728 | 0.36026 | 0.39081 | 0.36511 | 0.36622 | 0.36548 | 0.35616 | 0.38075 | 0.36213 | 0.37665 | 0.35393 | 0.35914 | 0.37889 | 0.36846 | 0.38373 | 0.37889 | 0.38746 | 0.39118 | 0.3666 | 0.40322 | 0.39895 | 0.4071 | 0.40322 | 0.37062 | 0.3873 | 0.39817 | 0.3842 | 0.40477 | 0.40516 | 0.37062 | 0.39002 | 0.40632 | 0.39002 | 0.39662 | 0.39778 | 0.40205 | 0.37605 | 0.39933 | 0.38808 | 0.3842 | 0.39196 | 0.38963 | 0.39817 | 0.38265 | 0.37954 | 0.40632 | 0.39895 | 0.3908 | 0.37139 | 0.3908 | 0.40516 | 0.37954 | 0.38614 | 0.38614 | 0.38498 | 0.36984 | 0.39351 | 0.36906 | 0.36984 | 0.37915 | 0.40166 | 0.38071 | 0.39274 | 0.371 | 0.39778 | 0.40593 | 0.39817 | 0.37655 | 0.38522 | 0.39429 | 0.37852 | 0.39192 | 0.38561 | 0.38364 | 0.39784 | 0.38483 | 0.39784 | 0.38798 | 0.39942 | 0.39429 | 0.40651 | 0.39074 | 0.38561 | 0.38088 | 0.37655 | 0.39823 | 0.37536 | 0.37931 | 0.40454 | 0.38798 | 0.414 | 0.37852 | 0.40139 | 0.40848 | 0.38088 | 0.38483 | 0.38956 | 0.39508 | 0.41124 | 0.39074 | 0.40572 | 0.38601 | 0.39942 | 0.40336 | 0.37457 | 0.39784 | 0.39547 | 0.39192 | 0.40651 | 0.38916 | 0.39271 | 0.40691 | 0.38956 | 0.38601 | 0.38837 | 0.39232 | 0.37931 | 0.37812 | 0.38916 | 0.39232 | 0.39508 | 0.40375 | 0.40888 | 0.3864 | 0.40375 | 0.39784 | 0.40454 | 0.38207 | 0.38916 | 0.38009 | 0.414 | 0.38128 | 0.4002 | 0.39311 | 0.4006 | 0.37497 | 0.40375 | 0.39074 | 0.40651 | 0.37931 | 0.37931 | 0.37457 | 0.40494 | 0.39468 | 0.41006 | 0.37457 | 0.3935 | 0.38049 | 0.3868 | 0.41322 | 0.40927 | 0.38522 | 0.38956 | 0.39113 | 0.37812 | 0.38009 | 0.38049 | 0.40494 | 0.40967 | 0.39508 | 0.3864 | 0.38285
ON_WBS_DSS | 917 | 230 | ON | 0.002337 | 917 | 24640 | 0.57584 | 0.63745 | 0.61444 | 0.60387 | 0.602 | 0.60138 | 0.61879 | 0.63248 | 0.63994 | 0.60076 | 0.59081 | 0.61506 | 0.63621 | 0.60262 | 0.62688 | 0.63248 | 0.60511 | 0.59952 | 0.64678 | 0.61071 | 0.61133 | 0.61195 | 0.59889 | 0.60387 | 0.61631 | 0.60076 | 0.59827 | 0.61755 | 0.64118 | 0.61693 | 0.59267 | 0.60947 | 0.59952 | 0.62812 | 0.602 | 0.62128 | 0.6076 | 0.59267 | 0.61133 | 0.6474 | 0.61195 | 0.60573 | 0.64056 | 0.59081 | 0.6331 | 0.61942 | 0.61133 | 0.64678 | 0.59703 | 0.70191 | 0.65367 | 0.66318 | 0.67201 | 0.69647 | 0.66522 | 0.66658 | 0.6591 | 0.70395 | 0.69512 | 0.65367 | 0.65163 | 0.6625 | 0.68628 | 0.69715 | 0.69919 | 0.71074 | 0.66114 | 0.67609 | 0.66318 | 0.69376 | 0.68085 | 0.67201 | 0.65027 | 0.6693 | 0.67133 | 0.68085 | 0.67065 | 0.64823 | 0.64891 | 0.64551 | 0.67201 | 0.70191 | 0.65774 | 0.67337 | 0.65095 | 0.65571 | 0.68696 | 0.66658 | 0.68764 | 0.70938 | 0.70123 | 0.6856 | 0.71346 | 0.67473 | 0.66454 | 0.65842 | 0.64891 | 0.67373 | 0.71726 | 0.68686 | 0.68202 | 0.70206 | 0.70068 | 0.69791 | 0.69791 | 0.67166 | 0.71173 | 0.71173 | 0.70344 | 0.66267 | 0.69515 | 0.71795 | 0.71173 | 0.67857 | 0.67097 | 0.72486 | 0.68133 | 0.71312 | 0.69653 | 0.66475 | 0.70413 | 0.6682 | 0.7145 | 0.67304 | 0.65645 | 0.70621 | 0.66267 | 0.6682 | 0.72486 | 0.67718 | 0.67926 | 0.67788 | 0.6606 | 0.70621 | 0.67166 | 0.69861 | 0.65645 | 0.66613 | 0.70275 | 0.6834 | 0.71173 | 0.70275 | 0.71864 | 0.72555 | 0.67995 | 0.74787 | 0.73995 | 0.75507 | 0.74787 | 0.68741 | 0.71836 | 0.73851 | 0.7126 | 0.75075 | 0.75147 | 0.68741 | 0.72339 | 0.75363 | 0.72339 | 0.73563 | 0.73779 | 0.74571 | 0.69748 | 0.74067 | 0.7198 | 0.7126 | 0.72699 | 0.72268 | 0.73851 | 0.70972 | 0.70396 | 0.75363 | 0.73995 | 0.72483 | 0.68884 | 0.72483 | 0.75147 | 0.70396 | 0.7162 | 0.7162 | 0.71404 | 0.68597 | 0.72987 | 0.68453 | 0.68597 | 0.70324 | 0.74499 | 0.70612 | 0.72843 | 0.68812 | 0.73779 | 0.75291 | 0.73851 | 0.6984 | 0.71449 | 0.73131 | 0.70206 | 0.72692 | 0.71522 | 0.71157 | 0.73789 | 0.71376 | 0.73789 | 0.71961 | 0.74082 | 0.73131 | 0.75398 | 0.72473 | 0.71522 | 0.70645 | 0.6984 | 0.73863 | 0.69621 | 0.70352 | 0.75033 | 0.71961 | 0.76788 | 0.70206 | 0.74448 | 0.75764 | 0.70645 | 0.71376 | 0.72254 | 0.73278 | 0.76276 | 0.72473 | 0.75252 | 0.71596 | 0.74082 | 0.74813 | 0.69475 | 0.73789 | 0.73351 | 0.72692 | 0.75398 | 0.72181 | 0.72839 | 0.75471 | 0.72254 | 0.71596 | 0.72034 | 0.72766 | 0.70352 | 0.70133 | 0.72181 | 0.72766 | 0.73278 | 0.74886 | 0.75837 | 0.71669 | 0.74886 | 0.73789 | 0.75033 | 0.70864 | 0.72181 | 0.70499 | 0.76788 | 0.70718 | 0.74228 | 0.72912 | 0.74301 | 0.69548 | 0.74886 | 0.72473 | 0.75398 | 0.70352 | 0.70352 | 0.69475 | 0.75106 | 0.73204 | 0.76057 | 0.69475 | 0.72985 | 0.70572 | 0.71742 | 0.76642 | 0.7591 | 0.71449 | 0.72254 | 0.72546 | 0.70133 | 0.70499 | 0.70572 | 0.75106 | 0.75983 | 0.73278 | 0.71669 | 0.7101
ON_WBS_JCT | 918 | 230 | ON | 0.002337 | 918 | 24640 | 0.57584 | 0.63745 | 0.61444 | 0.60387 | 0.602 | 0.60138 | 0.61879 | 0.63248 | 0.63994 | 0.60076 | 0.59081 | 0.61506 | 0.63621 | 0.60262 | 0.62688 | 0.63248 | 0.60511 | 0.59952 | 0.64678 | 0.61071 | 0.61133 | 0.61195 | 0.59889 | 0.60387 | 0.61631 | 0.60076 | 0.59827 | 0.61755 | 0.64118 | 0.61693 | 0.59267 | 0.60947 | 0.59952 | 0.62812 | 0.602 | 0.62128 | 0.6076 | 0.59267 | 0.61133 | 0.6474 | 0.61195 | 0.60573 | 0.64056 | 0.59081 | 0.6331 | 0.61942 | 0.61133 | 0.64678 | 0.59703 | 0.70191 | 0.65367 | 0.66318 | 0.67201 | 0.69647 | 0.66522 | 0.66658 | 0.6591 | 0.70395 | 0.69512 | 0.65367 | 0.65163 | 0.6625 | 0.68628 | 0.69715 | 0.69919 | 0.71074 | 0.66114 | 0.67609 | 0.66318 | 0.69376 | 0.68085 | 0.67201 | 0.65027 | 0.6693 | 0.67133 | 0.68085 | 0.67065 | 0.64823 | 0.64891 | 0.64551 | 0.67201 | 0.70191 | 0.65774 | 0.67337 | 0.65095 | 0.65571 | 0.68696 | 0.66658 | 0.68764 | 0.70938 | 0.70123 | 0.6856 | 0.71346 | 0.67473 | 0.66454 | 0.65842 | 0.64891 | 0.67373 | 0.71726 | 0.68686 | 0.68202 | 0.70206 | 0.70068 | 0.69791 | 0.69791 | 0.67166 | 0.71173 | 0.71173 | 0.70344 | 0.66267 | 0.69515 | 0.71795 | 0.71173 | 0.67857 | 0.67097 | 0.72486 | 0.68133 | 0.71312 | 0.69653 | 0.66475 | 0.70413 | 0.6682 | 0.7145 | 0.67304 | 0.65645 | 0.70621 | 0.66267 | 0.6682 | 0.72486 | 0.67718 | 0.67926 | 0.67788 | 0.6606 | 0.70621 | 0.67166 | 0.69861 | 0.65645 | 0.66613 | 0.70275 | 0.6834 | 0.71173 | 0.70275 | 0.71864 | 0.72555 | 0.67995 | 0.74787 | 0.73995 | 0.75507 | 0.74787 | 0.68741 | 0.71836 | 0.73851 | 0.7126 | 0.75075 | 0.75147 | 0.68741 | 0.72339 | 0.75363 | 0.72339 | 0.73563 | 0.73779 | 0.74571 | 0.69748 | 0.74067 | 0.7198 | 0.7126 | 0.72699 | 0.72268 | 0.73851 | 0.70972 | 0.70396 | 0.75363 | 0.73995 | 0.72483 | 0.68884 | 0.72483 | 0.75147 | 0.70396 | 0.7162 | 0.7162 | 0.71404 | 0.68597 | 0.72987 | 0.68453 | 0.68597 | 0.70324 | 0.74499 | 0.70612 | 0.72843 | 0.68812 | 0.73779 | 0.75291 | 0.73851 | 0.6984 | 0.71449 | 0.73131 | 0.70206 | 0.72692 | 0.71522 | 0.71157 | 0.73789 | 0.71376 | 0.73789 | 0.71961 | 0.74082 | 0.73131 | 0.75398 | 0.72473 | 0.71522 | 0.70645 | 0.6984 | 0.73863 | 0.69621 | 0.70352 | 0.75033 | 0.71961 | 0.76788 | 0.70206 | 0.74448 | 0.75764 | 0.70645 | 0.71376 | 0.72254 | 0.73278 | 0.76276 | 0.72473 | 0.75252 | 0.71596 | 0.74082 | 0.74813 | 0.69475 | 0.73789 | 0.73351 | 0.72692 | 0.75398 | 0.72181 | 0.72839 | 0.75471 | 0.72254 | 0.71596 | 0.72034 | 0.72766 | 0.70352 | 0.70133 | 0.72181 | 0.72766 | 0.73278 | 0.74886 | 0.75837 | 0.71669 | 0.74886 | 0.73789 | 0.75033 | 0.70864 | 0.72181 | 0.70499 | 0.76788 | 0.70718 | 0.74228 | 0.72912 | 0.74301 | 0.69548 | 0.74886 | 0.72473 | 0.75398 | 0.70352 | 0.70352 | 0.69475 | 0.75106 | 0.73204 | 0.76057 | 0.69475 | 0.72985 | 0.70572 | 0.71742 | 0.76642 | 0.7591 | 0.71449 | 0.72254 | 0.72546 | 0.70133 | 0.70499 | 0.70572 | 0.75106 | 0.75983 | 0.73278 | 0.71669 | 0.7101
ON_WDB_DSS | 919 | 230 | ON | 0.003203 | 919 | 24640 | 0.78922 | 0.87367 | 0.84213 | 0.82764 | 0.82508 | 0.82423 | 0.84809 | 0.86685 | 0.87708 | 0.82338 | 0.80974 | 0.84298 | 0.87196 | 0.82593 | 0.85918 | 0.86685 | 0.82934 | 0.82167 | 0.88645 | 0.83701 | 0.83787 | 0.83872 | 0.82082 | 0.82764 | 0.84469 | 0.82338 | 0.81997 | 0.84639 | 0.87878 | 0.84554 | 0.8123 | 0.83531 | 0.82167 | 0.86088 | 0.82508 | 0.8515 | 0.83275 | 0.8123 | 0.83787 | 0.8873 | 0.83872 | 0.8302 | 0.87793 | 0.80974 | 0.8677 | 0.84895 | 0.83787 | 0.88645 | 0.81826 | 0.96201 | 0.89589 | 0.90893 | 0.92103 | 0.95456 | 0.91172 | 0.91358 | 0.90334 | 0.9648 | 0.9527 | 0.89589 | 0.8931 | 0.908 | 0.94059 | 0.95549 | 0.95829 | 0.97412 | 0.90613 | 0.92662 | 0.90893 | 0.95084 | 0.93314 | 0.92103 | 0.89123 | 0.91731 | 0.9201 | 0.93314 | 0.91917 | 0.88844 | 0.88937 | 0.88471 | 0.92103 | 0.96201 | 0.90148 | 0.9229 | 0.89216 | 0.89868 | 0.94152 | 0.91358 | 0.94245 | 0.97225 | 0.96108 | 0.93966 | 0.97784 | 0.92476 | 0.91079 | 0.90241 | 0.88937 | 0.92339 | 0.98305 | 0.94138 | 0.93475 | 0.96222 | 0.96032 | 0.95653 | 0.95653 | 0.92055 | 0.97547 | 0.97547 | 0.96411 | 0.90823 | 0.95275 | 0.984 | 0.97547 | 0.93002 | 0.9196 | 0.99347 | 0.9338 | 0.97737 | 0.95464 | 0.91107 | 0.96506 | 0.91581 | 0.97926 | 0.92244 | 0.89971 | 0.9679 | 0.90823 | 0.91581 | 0.99347 | 0.92812 | 0.93096 | 0.92907 | 0.90539 | 0.9679 | 0.92055 | 0.95748 | 0.89971 | 0.91297 | 0.96316 | 0.93665 | 0.97547 | 0.96316 | 0.98495 | 0.99442 | 0.93191 | 1.025 | 1.0141 | 1.0349 | 1.025 | 0.94213 | 0.98455 | 1.0122 | 0.97666 | 1.0289 | 1.0299 | 0.94213 | 0.99146 | 1.0329 | 0.99146 | 1.0082 | 1.0112 | 1.022 | 0.95594 | 1.0151 | 0.98652 | 0.97666 | 0.99639 | 0.99047 | 1.0122 | 0.97271 | 0.96482 | 1.0329 | 1.0141 | 0.99343 | 0.9441 | 0.99343 | 1.0299 | 0.96482 | 0.98159 | 0.98159 | 0.97863 | 0.94016 | 1.0003 | 0.93818 | 0.94016 | 0.96383 | 1.0211 | 0.96778 | 0.99836 | 0.94312 | 1.0112 | 1.0319 | 1.0122 | 0.9572 | 0.97926 | 1.0023 | 0.96222 | 0.99629 | 0.98026 | 0.97525 | 1.0113 | 0.97825 | 1.0113 | 0.98627 | 1.0153 | 1.0023 | 1.0334 | 0.99329 | 0.98026 | 0.96823 | 0.9572 | 1.0123 | 0.9542 | 0.96422 | 1.0284 | 0.98627 | 1.0524 | 0.96222 | 1.0203 | 1.0384 | 0.96823 | 0.97825 | 0.99028 | 1.0043 | 1.0454 | 0.99329 | 1.0314 | 0.98126 | 1.0153 | 1.0254 | 0.95219 | 1.0113 | 1.0053 | 0.99629 | 1.0334 | 0.98928 | 0.9983 | 1.0344 | 0.99028 | 0.98126 | 0.98727 | 0.9973 | 0.96422 | 0.96121 | 0.98928 | 0.9973 | 1.0043 | 1.0264 | 1.0394 | 0.98226 | 1.0264 | 1.0113 | 1.0284 | 0.97124 | 0.98928 | 0.96623 | 1.0524 | 0.96923 | 1.0173 | 0.9993 | 1.0183 | 0.9532 | 1.0264 | 0.99329 | 1.0334 | 0.96422 | 0.96422 | 0.95219 | 1.0294 | 1.0033 | 1.0424 | 0.95219 | 1.0003 | 0.96723 | 0.98326 | 1.0504 | 1.0404 | 0.97926 | 0.99028 | 0.99429 | 0.96121 | 0.96623 | 0.96723 | 1.0294 | 1.0414 | 1.0043 | 0.98226 | 0.97324
ON_WDB_JCT | 920 | 230 | ON | 0.003203 | 920 | 24640 | 0.78922 | 0.87367 | 0.84213 | 0.82764 | 0.82508 | 0.82423 | 0.84809 | 0.86685 | 0.87708 | 0.82338 | 0.80974 | 0.84298 | 0.87196 | 0.82593 | 0.85918 | 0.86685 | 0.82934 | 0.82167 | 0.88645 | 0.83701 | 0.83787 | 0.83872 | 0.82082 | 0.82764 | 0.84469 | 0.82338 | 0.81997 | 0.84639 | 0.87878 | 0.84554 | 0.8123 | 0.83531 | 0.82167 | 0.86088 | 0.82508 | 0.8515 | 0.83275 | 0.8123 | 0.83787 | 0.8873 | 0.83872 | 0.8302 | 0.87793 | 0.80974 | 0.8677 | 0.84895 | 0.83787 | 0.88645 | 0.81826 | 0.96201 | 0.89589 | 0.90893 | 0.92103 | 0.95456 | 0.91172 | 0.91358 | 0.90334 | 0.9648 | 0.9527 | 0.89589 | 0.8931 | 0.908 | 0.94059 | 0.95549 | 0.95829 | 0.97412 | 0.90613 | 0.92662 | 0.90893 | 0.95084 | 0.93314 | 0.92103 | 0.89123 | 0.91731 | 0.9201 | 0.93314 | 0.91917 | 0.88844 | 0.88937 | 0.88471 | 0.92103 | 0.96201 | 0.90148 | 0.9229 | 0.89216 | 0.89868 | 0.94152 | 0.91358 | 0.94245 | 0.97225 | 0.96108 | 0.93966 | 0.97784 | 0.92476 | 0.91079 | 0.90241 | 0.88937 | 0.92339 | 0.98305 | 0.94138 | 0.93475 | 0.96222 | 0.96032 | 0.95653 | 0.95653 | 0.92055 | 0.97547 | 0.97547 | 0.96411 | 0.90823 | 0.95275 | 0.984 | 0.97547 | 0.93002 | 0.9196 | 0.99347 | 0.9338 | 0.97737 | 0.95464 | 0.91107 | 0.96506 | 0.91581 | 0.97926 | 0.92244 | 0.89971 | 0.9679 | 0.90823 | 0.91581 | 0.99347 | 0.92812 | 0.93096 | 0.92907 | 0.90539 | 0.9679 | 0.92055 | 0.95748 | 0.89971 | 0.91297 | 0.96316 | 0.93665 | 0.97547 | 0.96316 | 0.98495 | 0.99442 | 0.93191 | 1.025 | 1.0141 | 1.0349 | 1.025 | 0.94213 | 0.98455 | 1.0122 | 0.97666 | 1.0289 | 1.0299 | 0.94213 | 0.99146 | 1.0329 | 0.99146 | 1.0082 | 1.0112 | 1.022 | 0.95594 | 1.0151 | 0.98652 | 0.97666 | 0.99639 | 0.99047 | 1.0122 | 0.97271 | 0.96482 | 1.0329 | 1.0141 | 0.99343 | 0.9441 | 0.99343 | 1.0299 | 0.96482 | 0.98159 | 0.98159 | 0.97863 | 0.94016 | 1.0003 | 0.93818 | 0.94016 | 0.96383 | 1.0211 | 0.96778 | 0.99836 | 0.94312 | 1.0112 | 1.0319 | 1.0122 | 0.9572 | 0.97926 | 1.0023 | 0.96222 | 0.99629 | 0.98026 | 0.97525 | 1.0113 | 0.97825 | 1.0113 | 0.98627 | 1.0153 | 1.0023 | 1.0334 | 0.99329 | 0.98026 | 0.96823 | 0.9572 | 1.0123 | 0.9542 | 0.96422 | 1.0284 | 0.98627 | 1.0524 | 0.96222 | 1.0203 | 1.0384 | 0.96823 | 0.97825 | 0.99028 | 1.0043 | 1.0454 | 0.99329 | 1.0314 | 0.98126 | 1.0153 | 1.0254 | 0.95219 | 1.0113 | 1.0053 | 0.99629 | 1.0334 | 0.98928 | 0.9983 | 1.0344 | 0.99028 | 0.98126 | 0.98727 | 0.9973 | 0.96422 | 0.96121 | 0.98928 | 0.9973 | 1.0043 | 1.0264 | 1.0394 | 0.98226 | 1.0264 | 1.0113 | 1.0284 | 0.97124 | 0.98928 | 0.96623 | 1.0524 | 0.96923 | 1.0173 | 0.9993 | 1.0183 | 0.9532 | 1.0264 | 0.99329 | 1.0334 | 0.96422 | 0.96422 | 0.95219 | 1.0294 | 1.0033 | 1.0424 | 0.95219 | 1.0003 | 0.96723 | 0.98326 | 1.0504 | 1.0404 | 0.97926 | 0.99028 | 0.99429 | 0.96121 | 0.96623 | 0.96723 | 1.0294 | 1.0414 | 1.0043 | 0.98226 | 0.97324
ON_WDN_DSS | 921 | 230 | ON | 0.004533 | 921 | 24640 | 1.1169 | 1.2364 | 1.1918 | 1.1713 | 1.1677 | 1.1665 | 1.2003 | 1.2268 | 1.2413 | 1.1653 | 1.146 | 1.193 | 1.234 | 1.1689 | 1.2159 | 1.2268 | 1.1737 | 1.1629 | 1.2545 | 1.1846 | 1.1858 | 1.187 | 1.1617 | 1.1713 | 1.1954 | 1.1653 | 1.1604 | 1.1978 | 1.2437 | 1.1966 | 1.1496 | 1.1822 | 1.1629 | 1.2183 | 1.1677 | 1.2051 | 1.1785 | 1.1496 | 1.1858 | 1.2557 | 1.187 | 1.1749 | 1.2425 | 1.146 | 1.228 | 1.2015 | 1.1858 | 1.2545 | 1.158 | 1.3615 | 1.2679 | 1.2863 | 1.3035 | 1.3509 | 1.2903 | 1.2929 | 1.2784 | 1.3654 | 1.3483 | 1.2679 | 1.2639 | 1.285 | 1.3312 | 1.3522 | 1.3562 | 1.3786 | 1.2824 | 1.3114 | 1.2863 | 1.3457 | 1.3206 | 1.3035 | 1.2613 | 1.2982 | 1.3022 | 1.3206 | 1.3008 | 1.2574 | 1.2587 | 1.2521 | 1.3035 | 1.3615 | 1.2758 | 1.3061 | 1.2626 | 1.2718 | 1.3325 | 1.2929 | 1.3338 | 1.376 | 1.3602 | 1.3298 | 1.3839 | 1.3088 | 1.289 | 1.2771 | 1.2587 | 1.3068 | 1.3912 | 1.3323 | 1.3229 | 1.3618 | 1.3591 | 1.3537 | 1.3537 | 1.3028 | 1.3805 | 1.3805 | 1.3644 | 1.2854 | 1.3484 | 1.3926 | 1.3805 | 1.3162 | 1.3014 | 1.406 | 1.3216 | 1.3832 | 1.351 | 1.2894 | 1.3658 | 1.2961 | 1.3859 | 1.3055 | 1.2733 | 1.3698 | 1.2854 | 1.2961 | 1.406 | 1.3135 | 1.3175 | 1.3149 | 1.2813 | 1.3698 | 1.3028 | 1.3551 | 1.2733 | 1.2921 | 1.3631 | 1.3256 | 1.3805 | 1.3631 | 1.3939 | 1.4073 | 1.3189 | 1.4506 | 1.4353 | 1.4646 | 1.4506 | 1.3333 | 1.3934 | 1.4325 | 1.3822 | 1.4562 | 1.4576 | 1.3333 | 1.4031 | 1.4618 | 1.4031 | 1.4269 | 1.4311 | 1.4464 | 1.3529 | 1.4367 | 1.3962 | 1.3822 | 1.4101 | 1.4017 | 1.4325 | 1.3766 | 1.3654 | 1.4618 | 1.4353 | 1.4059 | 1.3361 | 1.4059 | 1.4576 | 1.3654 | 1.3892 | 1.3892 | 1.385 | 1.3305 | 1.4157 | 1.3278 | 1.3305 | 1.3641 | 1.445 | 1.3696 | 1.4129 | 1.3347 | 1.4311 | 1.4604 | 1.4325 | 1.3547 | 1.3859 | 1.4185 | 1.3618 | 1.41 | 1.3873 | 1.3802 | 1.4313 | 1.3845 | 1.4313 | 1.3958 | 1.4369 | 1.4185 | 1.4625 | 1.4057 | 1.3873 | 1.3703 | 1.3547 | 1.4327 | 1.3504 | 1.3646 | 1.4554 | 1.3958 | 1.4894 | 1.3618 | 1.444 | 1.4696 | 1.3703 | 1.3845 | 1.4015 | 1.4213 | 1.4795 | 1.4057 | 1.4596 | 1.3887 | 1.4369 | 1.4511 | 1.3476 | 1.4313 | 1.4228 | 1.41 | 1.4625 | 1.4001 | 1.4128 | 1.4639 | 1.4015 | 1.3887 | 1.3972 | 1.4114 | 1.3646 | 1.3603 | 1.4001 | 1.4114 | 1.4213 | 1.4525 | 1.471 | 1.3901 | 1.4525 | 1.4313 | 1.4554 | 1.3745 | 1.4001 | 1.3674 | 1.4894 | 1.3717 | 1.4398 | 1.4142 | 1.4412 | 1.349 | 1.4525 | 1.4057 | 1.4625 | 1.3646 | 1.3646 | 1.3476 | 1.4568 | 1.4199 | 1.4752 | 1.3476 | 1.4157 | 1.3689 | 1.3916 | 1.4866 | 1.4724 | 1.3859 | 1.4015 | 1.4072 | 1.3603 | 1.3674 | 1.3689 | 1.4568 | 1.4738 | 1.4213 | 1.3901 | 1.3774
ON_WEL_GSS | 922 | 230 | ON | 0.00126 | 922 | 24640 | 0.31046 | 0.34368 | 0.33128 | 0.32558 | 0.32457 | 0.32424 | 0.33362 | 0.341 | 0.34502 | 0.3239 | 0.31854 | 0.33161 | 0.34301 | 0.32491 | 0.33798 | 0.341 | 0.32625 | 0.32323 | 0.34871 | 0.32927 | 0.3296 | 0.32994 | 0.32289 | 0.32558 | 0.33228 | 0.3239 | 0.32256 | 0.33295 | 0.3457 | 0.33262 | 0.31954 | 0.3286 | 0.32323 | 0.33865 | 0.32457 | 0.33497 | 0.32759 | 0.31954 | 0.3296 | 0.34905 | 0.32994 | 0.32658 | 0.34536 | 0.31854 | 0.34134 | 0.33396 | 0.3296 | 0.34871 | 0.32189 | 0.37844 | 0.35243 | 0.35756 | 0.36232 | 0.37551 | 0.35865 | 0.35939 | 0.35536 | 0.37954 | 0.37477 | 0.35243 | 0.35133 | 0.35719 | 0.37001 | 0.37587 | 0.37697 | 0.3832 | 0.35646 | 0.36452 | 0.35756 | 0.37404 | 0.36708 | 0.36232 | 0.35059 | 0.36085 | 0.36195 | 0.36708 | 0.36159 | 0.3495 | 0.34986 | 0.34803 | 0.36232 | 0.37844 | 0.35462 | 0.36305 | 0.35096 | 0.35353 | 0.37038 | 0.35939 | 0.37074 | 0.38247 | 0.37807 | 0.36964 | 0.38466 | 0.36378 | 0.35829 | 0.35499 | 0.34986 | 0.36324 | 0.38671 | 0.37032 | 0.36771 | 0.37852 | 0.37777 | 0.37628 | 0.37628 | 0.36213 | 0.38373 | 0.38373 | 0.37926 | 0.35728 | 0.37479 | 0.38709 | 0.38373 | 0.36585 | 0.36175 | 0.39081 | 0.36734 | 0.38448 | 0.37554 | 0.3584 | 0.37964 | 0.36026 | 0.38522 | 0.36287 | 0.35393 | 0.38075 | 0.35728 | 0.36026 | 0.39081 | 0.36511 | 0.36622 | 0.36548 | 0.35616 | 0.38075 | 0.36213 | 0.37665 | 0.35393 | 0.35914 | 0.37889 | 0.36846 | 0.38373 | 0.37889 | 0.38746 | 0.39118 | 0.3666 | 0.40322 | 0.39895 | 0.4071 | 0.40322 | 0.37062 | 0.3873 | 0.39817 | 0.3842 | 0.40477 | 0.40516 | 0.37062 | 0.39002 | 0.40632 | 0.39002 | 0.39662 | 0.39778 | 0.40205 | 0.37605 | 0.39933 | 0.38808 | 0.3842 | 0.39196 | 0.38963 | 0.39817 | 0.38265 | 0.37954 | 0.40632 | 0.39895 | 0.3908 | 0.37139 | 0.3908 | 0.40516 | 0.37954 | 0.38614 | 0.38614 | 0.38498 | 0.36984 | 0.39351 | 0.36906 | 0.36984 | 0.37915 | 0.40166 | 0.38071 | 0.39274 | 0.371 | 0.39778 | 0.40593 | 0.39817 | 0.37655 | 0.38522 | 0.39429 | 0.37852 | 0.39192 | 0.38561 | 0.38364 | 0.39784 | 0.38483 | 0.39784 | 0.38798 | 0.39942 | 0.39429 | 0.40651 | 0.39074 | 0.38561 | 0.38088 | 0.37655 | 0.39823 | 0.37536 | 0.37931 | 0.40454 | 0.38798 | 0.414 | 0.37852 | 0.40139 | 0.40848 | 0.38088 | 0.38483 | 0.38956 | 0.39508 | 0.41124 | 0.39074 | 0.40572 | 0.38601 | 0.39942 | 0.40336 | 0.37457 | 0.39784 | 0.39547 | 0.39192 | 0.40651 | 0.38916 | 0.39271 | 0.40691 | 0.38956 | 0.38601 | 0.38837 | 0.39232 | 0.37931 | 0.37812 | 0.38916 | 0.39232 | 0.39508 | 0.40375 | 0.40888 | 0.3864 | 0.40375 | 0.39784 | 0.40454 | 0.38207 | 0.38916 | 0.38009 | 0.414 | 0.38128 | 0.4002 | 0.39311 | 0.4006 | 0.37497 | 0.40375 | 0.39074 | 0.40651 | 0.37931 | 0.37931 | 0.37457 | 0.40494 | 0.39468 | 0.41006 | 0.37457 | 0.3935 | 0.38049 | 0.3868 | 0.41322 | 0.40927 | 0.38522 | 0.38956 | 0.39113 | 0.37812 | 0.38009 | 0.38049 | 0.40494 | 0.40967 | 0.39508 | 0.3864 | 0.38285
ON_WFD_SWS | 923 | 230 | ON | 0.00112 | 923 | 24640 | 0.27597 | 0.3055 | 0.29447 | 0.2894 | 0.28851 | 0.28821 | 0.29656 | 0.30311 | 0.30669 | 0.28791 | 0.28314 | 0.29477 | 0.3049 | 0.28881 | 0.30043 | 0.30311 | 0.29 | 0.28732 | 0.30997 | 0.29268 | 0.29298 | 0.29328 | 0.28702 | 0.2894 | 0.29536 | 0.28791 | 0.28672 | 0.29596 | 0.30728 | 0.29566 | 0.28404 | 0.29208 | 0.28732 | 0.30103 | 0.28851 | 0.29775 | 0.29119 | 0.28404 | 0.29298 | 0.31027 | 0.29328 | 0.2903 | 0.30699 | 0.28314 | 0.30341 | 0.29685 | 0.29298 | 0.30997 | 0.28612 | 0.33639 | 0.31327 | 0.31783 | 0.32206 | 0.33378 | 0.3188 | 0.31946 | 0.31587 | 0.33737 | 0.33313 | 0.31327 | 0.31229 | 0.3175 | 0.3289 | 0.33411 | 0.33509 | 0.34062 | 0.31685 | 0.32401 | 0.31783 | 0.33248 | 0.32629 | 0.32206 | 0.31164 | 0.32076 | 0.32173 | 0.32629 | 0.32141 | 0.31066 | 0.31099 | 0.30936 | 0.32206 | 0.33639 | 0.31522 | 0.32271 | 0.31197 | 0.31424 | 0.32922 | 0.31946 | 0.32955 | 0.33997 | 0.33606 | 0.32857 | 0.34192 | 0.32336 | 0.31848 | 0.31555 | 0.31099 | 0.32288 | 0.34375 | 0.32917 | 0.32686 | 0.33646 | 0.3358 | 0.33447 | 0.33447 | 0.32189 | 0.3411 | 0.3411 | 0.33712 | 0.31758 | 0.33315 | 0.34408 | 0.3411 | 0.3252 | 0.32156 | 0.34739 | 0.32653 | 0.34176 | 0.33381 | 0.31858 | 0.33745 | 0.32023 | 0.34242 | 0.32255 | 0.3146 | 0.33845 | 0.31758 | 0.32023 | 0.34739 | 0.32454 | 0.32553 | 0.32487 | 0.31659 | 0.33845 | 0.32189 | 0.3348 | 0.3146 | 0.31924 | 0.33679 | 0.32752 | 0.3411 | 0.33679 | 0.34441 | 0.34772 | 0.32586 | 0.35841 | 0.35462 | 0.36186 | 0.35841 | 0.32944 | 0.34427 | 0.35393 | 0.34151 | 0.35979 | 0.36014 | 0.32944 | 0.34668 | 0.36117 | 0.34668 | 0.35255 | 0.35358 | 0.35738 | 0.33427 | 0.35496 | 0.34496 | 0.34151 | 0.34841 | 0.34634 | 0.35393 | 0.34013 | 0.33737 | 0.36117 | 0.35462 | 0.34737 | 0.33013 | 0.34737 | 0.36014 | 0.33737 | 0.34324 | 0.34324 | 0.3422 | 0.32875 | 0.34979 | 0.32806 | 0.32875 | 0.33703 | 0.35703 | 0.33841 | 0.3491 | 0.32978 | 0.35358 | 0.36083 | 0.35393 | 0.33471 | 0.34242 | 0.35048 | 0.33646 | 0.34838 | 0.34277 | 0.34102 | 0.35363 | 0.34207 | 0.35363 | 0.34487 | 0.35504 | 0.35048 | 0.36134 | 0.34733 | 0.34277 | 0.33856 | 0.33471 | 0.35398 | 0.33366 | 0.33716 | 0.35959 | 0.34487 | 0.368 | 0.33646 | 0.35679 | 0.3631 | 0.33856 | 0.34207 | 0.34627 | 0.35118 | 0.36555 | 0.34733 | 0.36064 | 0.34312 | 0.35504 | 0.35854 | 0.33296 | 0.35363 | 0.35153 | 0.34838 | 0.36134 | 0.34592 | 0.34908 | 0.36169 | 0.34627 | 0.34312 | 0.34522 | 0.34873 | 0.33716 | 0.33611 | 0.34592 | 0.34873 | 0.35118 | 0.35889 | 0.36345 | 0.34347 | 0.35889 | 0.35363 | 0.35959 | 0.33961 | 0.34592 | 0.33786 | 0.368 | 0.33891 | 0.35574 | 0.34943 | 0.35609 | 0.33331 | 0.35889 | 0.34733 | 0.36134 | 0.33716 | 0.33716 | 0.33296 | 0.35994 | 0.35083 | 0.3645 | 0.33296 | 0.34978 | 0.33821 | 0.34382 | 0.3673 | 0.3638 | 0.34242 | 0.34627 | 0.34768 | 0.33611 | 0.33786 | 0.33821 | 0.35994 | 0.36415 | 0.35118 | 0.34347 | 0.34032
ON_WHB_DSS | 924 | 230 | ON | 0.002601 | 924 | 24640 | 0.64089 | 0.70946 | 0.68385 | 0.67208 | 0.67001 | 0.66932 | 0.6887 | 0.70392 | 0.71223 | 0.66862 | 0.65755 | 0.68454 | 0.70808 | 0.6707 | 0.69769 | 0.70392 | 0.67347 | 0.66724 | 0.71984 | 0.6797 | 0.68039 | 0.68108 | 0.66655 | 0.67208 | 0.68593 | 0.66862 | 0.66586 | 0.68731 | 0.71361 | 0.68662 | 0.65963 | 0.67831 | 0.66724 | 0.69908 | 0.67001 | 0.69147 | 0.67624 | 0.65963 | 0.68039 | 0.72054 | 0.68108 | 0.67416 | 0.71292 | 0.65755 | 0.70462 | 0.68939 | 0.68039 | 0.71984 | 0.66447 | 0.7812 | 0.72751 | 0.7381 | 0.74793 | 0.77515 | 0.74036 | 0.74188 | 0.73356 | 0.78347 | 0.77364 | 0.72751 | 0.72524 | 0.73734 | 0.76381 | 0.77591 | 0.77818 | 0.79103 | 0.73583 | 0.75246 | 0.7381 | 0.77213 | 0.75776 | 0.74793 | 0.72373 | 0.7449 | 0.74717 | 0.75776 | 0.74641 | 0.72146 | 0.72221 | 0.71843 | 0.74793 | 0.7812 | 0.73205 | 0.74944 | 0.72448 | 0.72978 | 0.76456 | 0.74188 | 0.76532 | 0.78952 | 0.78045 | 0.76305 | 0.79406 | 0.75095 | 0.73961 | 0.7328 | 0.72221 | 0.74984 | 0.79829 | 0.76445 | 0.75907 | 0.78137 | 0.77983 | 0.77675 | 0.77675 | 0.74753 | 0.79214 | 0.79214 | 0.78291 | 0.73753 | 0.77368 | 0.79906 | 0.79214 | 0.75522 | 0.74676 | 0.80675 | 0.7583 | 0.79367 | 0.77522 | 0.73984 | 0.78368 | 0.74368 | 0.79521 | 0.74907 | 0.73061 | 0.78598 | 0.73753 | 0.74368 | 0.80675 | 0.75368 | 0.75599 | 0.75445 | 0.73522 | 0.78598 | 0.74753 | 0.77752 | 0.73061 | 0.74138 | 0.78214 | 0.7606 | 0.79214 | 0.78214 | 0.79983 | 0.80752 | 0.75676 | 0.83235 | 0.82354 | 0.84036 | 0.83235 | 0.76506 | 0.79951 | 0.82194 | 0.7931 | 0.83556 | 0.83636 | 0.76506 | 0.80511 | 0.83876 | 0.80511 | 0.81873 | 0.82114 | 0.82995 | 0.77627 | 0.82434 | 0.80111 | 0.7931 | 0.80912 | 0.80431 | 0.82194 | 0.78989 | 0.78348 | 0.83876 | 0.82354 | 0.80672 | 0.76666 | 0.80672 | 0.83636 | 0.78348 | 0.7971 | 0.7971 | 0.7947 | 0.76346 | 0.81232 | 0.76185 | 0.76346 | 0.78268 | 0.82915 | 0.78589 | 0.81072 | 0.76586 | 0.82114 | 0.83796 | 0.82194 | 0.7773 | 0.79521 | 0.81393 | 0.78137 | 0.80904 | 0.79602 | 0.79195 | 0.82125 | 0.79439 | 0.82125 | 0.8009 | 0.82451 | 0.81393 | 0.83916 | 0.8066 | 0.79602 | 0.78625 | 0.7773 | 0.82206 | 0.77486 | 0.783 | 0.83509 | 0.8009 | 0.85462 | 0.78137 | 0.82858 | 0.84323 | 0.78625 | 0.79439 | 0.80416 | 0.81555 | 0.84892 | 0.8066 | 0.83753 | 0.79683 | 0.82451 | 0.83265 | 0.77323 | 0.82125 | 0.81637 | 0.80904 | 0.83916 | 0.80334 | 0.81067 | 0.83997 | 0.80416 | 0.79683 | 0.80172 | 0.80986 | 0.783 | 0.78055 | 0.80334 | 0.80986 | 0.81555 | 0.83346 | 0.84404 | 0.79765 | 0.83346 | 0.82125 | 0.83509 | 0.78869 | 0.80334 | 0.78462 | 0.85462 | 0.78707 | 0.82613 | 0.81148 | 0.82695 | 0.77404 | 0.83346 | 0.8066 | 0.83916 | 0.783 | 0.783 | 0.77323 | 0.8359 | 0.81474 | 0.84648 | 0.77323 | 0.8123 | 0.78544 | 0.79846 | 0.85299 | 0.84485 | 0.79521 | 0.80416 | 0.80741 | 0.78055 | 0.78462 | 0.78544 | 0.8359 | 0.84567 | 0.81555 | 0.79765 | 0.79032
ON_WHB_JCT | 925 | 230 | ON | 0.002601 | 925 | 24640 | 0.64089 | 0.70946 | 0.68385 | 0.67208 | 0.67001 | 0.66932 | 0.6887 | 0.70392 | 0.71223 | 0.66862 | 0.65755 | 0.68454 | 0.70808 | 0.6707 | 0.69769 | 0.70392 | 0.67347 | 0.66724 | 0.71984 | 0.6797 | 0.68039 | 0.68108 | 0.66655 | 0.67208 | 0.68593 | 0.66862 | 0.66586 | 0.68731 | 0.71361 | 0.68662 | 0.65963 | 0.67831 | 0.66724 | 0.69908 | 0.67001 | 0.69147 | 0.67624 | 0.65963 | 0.68039 | 0.72054 | 0.68108 | 0.67416 | 0.71292 | 0.65755 | 0.70462 | 0.68939 | 0.68039 | 0.71984 | 0.66447 | 0.7812 | 0.72751 | 0.7381 | 0.74793 | 0.77515 | 0.74036 | 0.74188 | 0.73356 | 0.78347 | 0.77364 | 0.72751 | 0.72524 | 0.73734 | 0.76381 | 0.77591 | 0.77818 | 0.79103 | 0.73583 | 0.75246 | 0.7381 | 0.77213 | 0.75776 | 0.74793 | 0.72373 | 0.7449 | 0.74717 | 0.75776 | 0.74641 | 0.72146 | 0.72221 | 0.71843 | 0.74793 | 0.7812 | 0.73205 | 0.74944 | 0.72448 | 0.72978 | 0.76456 | 0.74188 | 0.76532 | 0.78952 | 0.78045 | 0.76305 | 0.79406 | 0.75095 | 0.73961 | 0.7328 | 0.72221 | 0.74984 | 0.79829 | 0.76445 | 0.75907 | 0.78137 | 0.77983 | 0.77675 | 0.77675 | 0.74753 | 0.79214 | 0.79214 | 0.78291 | 0.73753 | 0.77368 | 0.79906 | 0.79214 | 0.75522 | 0.74676 | 0.80675 | 0.7583 | 0.79367 | 0.77522 | 0.73984 | 0.78368 | 0.74368 | 0.79521 | 0.74907 | 0.73061 | 0.78598 | 0.73753 | 0.74368 | 0.80675 | 0.75368 | 0.75599 | 0.75445 | 0.73522 | 0.78598 | 0.74753 | 0.77752 | 0.73061 | 0.74138 | 0.78214 | 0.7606 | 0.79214 | 0.78214 | 0.79983 | 0.80752 | 0.75676 | 0.83235 | 0.82354 | 0.84036 | 0.83235 | 0.76506 | 0.79951 | 0.82194 | 0.7931 | 0.83556 | 0.83636 | 0.76506 | 0.80511 | 0.83876 | 0.80511 | 0.81873 | 0.82114 | 0.82995 | 0.77627 | 0.82434 | 0.80111 | 0.7931 | 0.80912 | 0.80431 | 0.82194 | 0.78989 | 0.78348 | 0.83876 | 0.82354 | 0.80672 | 0.76666 | 0.80672 | 0.83636 | 0.78348 | 0.7971 | 0.7971 | 0.7947 | 0.76346 | 0.81232 | 0.76185 | 0.76346 | 0.78268 | 0.82915 | 0.78589 | 0.81072 | 0.76586 | 0.82114 | 0.83796 | 0.82194 | 0.7773 | 0.79521 | 0.81393 | 0.78137 | 0.80904 | 0.79602 | 0.79195 | 0.82125 | 0.79439 | 0.82125 | 0.8009 | 0.82451 | 0.81393 | 0.83916 | 0.8066 | 0.79602 | 0.78625 | 0.7773 | 0.82206 | 0.77486 | 0.783 | 0.83509 | 0.8009 | 0.85462 | 0.78137 | 0.82858 | 0.84323 | 0.78625 | 0.79439 | 0.80416 | 0.81555 | 0.84892 | 0.8066 | 0.83753 | 0.79683 | 0.82451 | 0.83265 | 0.77323 | 0.82125 | 0.81637 | 0.80904 | 0.83916 | 0.80334 | 0.81067 | 0.83997 | 0.80416 | 0.79683 | 0.80172 | 0.80986 | 0.783 | 0.78055 | 0.80334 | 0.80986 | 0.81555 | 0.83346 | 0.84404 | 0.79765 | 0.83346 | 0.82125 | 0.83509 | 0.78869 | 0.80334 | 0.78462 | 0.85462 | 0.78707 | 0.82613 | 0.81148 | 0.82695 | 0.77404 | 0.83346 | 0.8066 | 0.83916 | 0.783 | 0.783 | 0.77323 | 0.8359 | 0.81474 | 0.84648 | 0.77323 | 0.8123 | 0.78544 | 0.79846 | 0.85299 | 0.84485 | 0.79521 | 0.80416 | 0.80741 | 0.78055 | 0.78462 | 0.78544 | 0.8359 | 0.84567 | 0.81555 | 0.79765 | 0.79032
ON_WHI_GSS | 926 | 230 | ON | 0.002601 | 926 | 24640 | 0.64089 | 0.70946 | 0.68385 | 0.67208 | 0.67001 | 0.66932 | 0.6887 | 0.70392 | 0.71223 | 0.66862 | 0.65755 | 0.68454 | 0.70808 | 0.6707 | 0.69769 | 0.70392 | 0.67347 | 0.66724 | 0.71984 | 0.6797 | 0.68039 | 0.68108 | 0.66655 | 0.67208 | 0.68593 | 0.66862 | 0.66586 | 0.68731 | 0.71361 | 0.68662 | 0.65963 | 0.67831 | 0.66724 | 0.69908 | 0.67001 | 0.69147 | 0.67624 | 0.65963 | 0.68039 | 0.72054 | 0.68108 | 0.67416 | 0.71292 | 0.65755 | 0.70462 | 0.68939 | 0.68039 | 0.71984 | 0.66447 | 0.7812 | 0.72751 | 0.7381 | 0.74793 | 0.77515 | 0.74036 | 0.74188 | 0.73356 | 0.78347 | 0.77364 | 0.72751 | 0.72524 | 0.73734 | 0.76381 | 0.77591 | 0.77818 | 0.79103 | 0.73583 | 0.75246 | 0.7381 | 0.77213 | 0.75776 | 0.74793 | 0.72373 | 0.7449 | 0.74717 | 0.75776 | 0.74641 | 0.72146 | 0.72221 | 0.71843 | 0.74793 | 0.7812 | 0.73205 | 0.74944 | 0.72448 | 0.72978 | 0.76456 | 0.74188 | 0.76532 | 0.78952 | 0.78045 | 0.76305 | 0.79406 | 0.75095 | 0.73961 | 0.7328 | 0.72221 | 0.74984 | 0.79829 | 0.76445 | 0.75907 | 0.78137 | 0.77983 | 0.77675 | 0.77675 | 0.74753 | 0.79214 | 0.79214 | 0.78291 | 0.73753 | 0.77368 | 0.79906 | 0.79214 | 0.75522 | 0.74676 | 0.80675 | 0.7583 | 0.79367 | 0.77522 | 0.73984 | 0.78368 | 0.74368 | 0.79521 | 0.74907 | 0.73061 | 0.78598 | 0.73753 | 0.74368 | 0.80675 | 0.75368 | 0.75599 | 0.75445 | 0.73522 | 0.78598 | 0.74753 | 0.77752 | 0.73061 | 0.74138 | 0.78214 | 0.7606 | 0.79214 | 0.78214 | 0.79983 | 0.80752 | 0.75676 | 0.83235 | 0.82354 | 0.84036 | 0.83235 | 0.76506 | 0.79951 | 0.82194 | 0.7931 | 0.83556 | 0.83636 | 0.76506 | 0.80511 | 0.83876 | 0.80511 | 0.81873 | 0.82114 | 0.82995 | 0.77627 | 0.82434 | 0.80111 | 0.7931 | 0.80912 | 0.80431 | 0.82194 | 0.78989 | 0.78348 | 0.83876 | 0.82354 | 0.80672 | 0.76666 | 0.80672 | 0.83636 | 0.78348 | 0.7971 | 0.7971 | 0.7947 | 0.76346 | 0.81232 | 0.76185 | 0.76346 | 0.78268 | 0.82915 | 0.78589 | 0.81072 | 0.76586 | 0.82114 | 0.83796 | 0.82194 | 0.7773 | 0.79521 | 0.81393 | 0.78137 | 0.80904 | 0.79602 | 0.79195 | 0.82125 | 0.79439 | 0.82125 | 0.8009 | 0.82451 | 0.81393 | 0.83916 | 0.8066 | 0.79602 | 0.78625 | 0.7773 | 0.82206 | 0.77486 | 0.783 | 0.83509 | 0.8009 | 0.85462 | 0.78137 | 0.82858 | 0.84323 | 0.78625 | 0.79439 | 0.80416 | 0.81555 | 0.84892 | 0.8066 | 0.83753 | 0.79683 | 0.82451 | 0.83265 | 0.77323 | 0.82125 | 0.81637 | 0.80904 | 0.83916 | 0.80334 | 0.81067 | 0.83997 | 0.80416 | 0.79683 | 0.80172 | 0.80986 | 0.783 | 0.78055 | 0.80334 | 0.80986 | 0.81555 | 0.83346 | 0.84404 | 0.79765 | 0.83346 | 0.82125 | 0.83509 | 0.78869 | 0.80334 | 0.78462 | 0.85462 | 0.78707 | 0.82613 | 0.81148 | 0.82695 | 0.77404 | 0.83346 | 0.8066 | 0.83916 | 0.783 | 0.783 | 0.77323 | 0.8359 | 0.81474 | 0.84648 | 0.77323 | 0.8123 | 0.78544 | 0.79846 | 0.85299 | 0.84485 | 0.79521 | 0.80416 | 0.80741 | 0.78055 | 0.78462 | 0.78544 | 0.8359 | 0.84567 | 0.81555 | 0.79765 | 0.79032
ON_WHI_JCT | 927 | 230 | ON | 0.002601 | 927 | 24640 | 0.64089 | 0.70946 | 0.68385 | 0.67208 | 0.67001 | 0.66932 | 0.6887 | 0.70392 | 0.71223 | 0.66862 | 0.65755 | 0.68454 | 0.70808 | 0.6707 | 0.69769 | 0.70392 | 0.67347 | 0.66724 | 0.71984 | 0.6797 | 0.68039 | 0.68108 | 0.66655 | 0.67208 | 0.68593 | 0.66862 | 0.66586 | 0.68731 | 0.71361 | 0.68662 | 0.65963 | 0.67831 | 0.66724 | 0.69908 | 0.67001 | 0.69147 | 0.67624 | 0.65963 | 0.68039 | 0.72054 | 0.68108 | 0.67416 | 0.71292 | 0.65755 | 0.70462 | 0.68939 | 0.68039 | 0.71984 | 0.66447 | 0.7812 | 0.72751 | 0.7381 | 0.74793 | 0.77515 | 0.74036 | 0.74188 | 0.73356 | 0.78347 | 0.77364 | 0.72751 | 0.72524 | 0.73734 | 0.76381 | 0.77591 | 0.77818 | 0.79103 | 0.73583 | 0.75246 | 0.7381 | 0.77213 | 0.75776 | 0.74793 | 0.72373 | 0.7449 | 0.74717 | 0.75776 | 0.74641 | 0.72146 | 0.72221 | 0.71843 | 0.74793 | 0.7812 | 0.73205 | 0.74944 | 0.72448 | 0.72978 | 0.76456 | 0.74188 | 0.76532 | 0.78952 | 0.78045 | 0.76305 | 0.79406 | 0.75095 | 0.73961 | 0.7328 | 0.72221 | 0.74984 | 0.79829 | 0.76445 | 0.75907 | 0.78137 | 0.77983 | 0.77675 | 0.77675 | 0.74753 | 0.79214 | 0.79214 | 0.78291 | 0.73753 | 0.77368 | 0.79906 | 0.79214 | 0.75522 | 0.74676 | 0.80675 | 0.7583 | 0.79367 | 0.77522 | 0.73984 | 0.78368 | 0.74368 | 0.79521 | 0.74907 | 0.73061 | 0.78598 | 0.73753 | 0.74368 | 0.80675 | 0.75368 | 0.75599 | 0.75445 | 0.73522 | 0.78598 | 0.74753 | 0.77752 | 0.73061 | 0.74138 | 0.78214 | 0.7606 | 0.79214 | 0.78214 | 0.79983 | 0.80752 | 0.75676 | 0.83235 | 0.82354 | 0.84036 | 0.83235 | 0.76506 | 0.79951 | 0.82194 | 0.7931 | 0.83556 | 0.83636 | 0.76506 | 0.80511 | 0.83876 | 0.80511 | 0.81873 | 0.82114 | 0.82995 | 0.77627 | 0.82434 | 0.80111 | 0.7931 | 0.80912 | 0.80431 | 0.82194 | 0.78989 | 0.78348 | 0.83876 | 0.82354 | 0.80672 | 0.76666 | 0.80672 | 0.83636 | 0.78348 | 0.7971 | 0.7971 | 0.7947 | 0.76346 | 0.81232 | 0.76185 | 0.76346 | 0.78268 | 0.82915 | 0.78589 | 0.81072 | 0.76586 | 0.82114 | 0.83796 | 0.82194 | 0.7773 | 0.79521 | 0.81393 | 0.78137 | 0.80904 | 0.79602 | 0.79195 | 0.82125 | 0.79439 | 0.82125 | 0.8009 | 0.82451 | 0.81393 | 0.83916 | 0.8066 | 0.79602 | 0.78625 | 0.7773 | 0.82206 | 0.77486 | 0.783 | 0.83509 | 0.8009 | 0.85462 | 0.78137 | 0.82858 | 0.84323 | 0.78625 | 0.79439 | 0.80416 | 0.81555 | 0.84892 | 0.8066 | 0.83753 | 0.79683 | 0.82451 | 0.83265 | 0.77323 | 0.82125 | 0.81637 | 0.80904 | 0.83916 | 0.80334 | 0.81067 | 0.83997 | 0.80416 | 0.79683 | 0.80172 | 0.80986 | 0.783 | 0.78055 | 0.80334 | 0.80986 | 0.81555 | 0.83346 | 0.84404 | 0.79765 | 0.83346 | 0.82125 | 0.83509 | 0.78869 | 0.80334 | 0.78462 | 0.85462 | 0.78707 | 0.82613 | 0.81148 | 0.82695 | 0.77404 | 0.83346 | 0.8066 | 0.83916 | 0.783 | 0.783 | 0.77323 | 0.8359 | 0.81474 | 0.84648 | 0.77323 | 0.8123 | 0.78544 | 0.79846 | 0.85299 | 0.84485 | 0.79521 | 0.80416 | 0.80741 | 0.78055 | 0.78462 | 0.78544 | 0.8359 | 0.84567 | 0.81555 | 0.79765 | 0.79032
ON_WLC_JCT | 928 | 500 | ON | 0.002298 | 928 | 24640 | 0.56623 | 0.62681 | 0.60419 | 0.59379 | 0.59196 | 0.59135 | 0.60847 | 0.62192 | 0.62926 | 0.59073 | 0.58095 | 0.6048 | 0.62559 | 0.59257 | 0.61642 | 0.62192 | 0.59501 | 0.58951 | 0.63599 | 0.60052 | 0.60113 | 0.60174 | 0.5889 | 0.59379 | 0.60602 | 0.59073 | 0.58829 | 0.60724 | 0.63048 | 0.60663 | 0.58278 | 0.59929 | 0.58951 | 0.61764 | 0.59196 | 0.61091 | 0.59746 | 0.58278 | 0.60113 | 0.6366 | 0.60174 | 0.59563 | 0.62987 | 0.58095 | 0.62253 | 0.60908 | 0.60113 | 0.63599 | 0.58706 | 0.6902 | 0.64276 | 0.65211 | 0.6608 | 0.68485 | 0.65412 | 0.65545 | 0.6481 | 0.6922 | 0.68352 | 0.64276 | 0.64075 | 0.65144 | 0.67483 | 0.68552 | 0.68752 | 0.69888 | 0.65011 | 0.66481 | 0.65211 | 0.68218 | 0.66948 | 0.6608 | 0.63942 | 0.65813 | 0.66013 | 0.66948 | 0.65946 | 0.63741 | 0.63808 | 0.63474 | 0.6608 | 0.6902 | 0.64677 | 0.66213 | 0.64009 | 0.64476 | 0.6755 | 0.65545 | 0.67617 | 0.69755 | 0.68953 | 0.67416 | 0.70156 | 0.66347 | 0.65345 | 0.64744 | 0.63808 | 0.66249 | 0.70529 | 0.6754 | 0.67064 | 0.69034 | 0.68899 | 0.68627 | 0.68627 | 0.66045 | 0.69986 | 0.69986 | 0.6917 | 0.65161 | 0.68355 | 0.70597 | 0.69986 | 0.66724 | 0.65977 | 0.71277 | 0.66996 | 0.70122 | 0.68491 | 0.65365 | 0.69238 | 0.65705 | 0.70257 | 0.66181 | 0.6455 | 0.69442 | 0.65161 | 0.65705 | 0.71277 | 0.66588 | 0.66792 | 0.66656 | 0.64958 | 0.69442 | 0.66045 | 0.68695 | 0.6455 | 0.65501 | 0.69102 | 0.672 | 0.69986 | 0.69102 | 0.70665 | 0.71345 | 0.6686 | 0.73539 | 0.7276 | 0.74247 | 0.73539 | 0.67593 | 0.70637 | 0.72619 | 0.70071 | 0.73822 | 0.73893 | 0.67593 | 0.71132 | 0.74105 | 0.71132 | 0.72336 | 0.72548 | 0.73326 | 0.68584 | 0.72831 | 0.70778 | 0.70071 | 0.71486 | 0.71062 | 0.72619 | 0.69788 | 0.69221 | 0.74105 | 0.7276 | 0.71274 | 0.67735 | 0.71274 | 0.73893 | 0.69221 | 0.70425 | 0.70425 | 0.70212 | 0.67452 | 0.71769 | 0.6731 | 0.67452 | 0.6915 | 0.73256 | 0.69434 | 0.71628 | 0.67664 | 0.72548 | 0.74034 | 0.72619 | 0.68675 | 0.70257 | 0.71911 | 0.69034 | 0.71479 | 0.70329 | 0.69969 | 0.72558 | 0.70185 | 0.72558 | 0.7076 | 0.72846 | 0.71911 | 0.7414 | 0.71264 | 0.70329 | 0.69466 | 0.68675 | 0.7263 | 0.68459 | 0.69178 | 0.73781 | 0.7076 | 0.75506 | 0.69034 | 0.73205 | 0.745 | 0.69466 | 0.70185 | 0.71048 | 0.72055 | 0.75003 | 0.71264 | 0.73996 | 0.70401 | 0.72846 | 0.73565 | 0.68315 | 0.72558 | 0.72127 | 0.71479 | 0.7414 | 0.70976 | 0.71623 | 0.74212 | 0.71048 | 0.70401 | 0.70832 | 0.71551 | 0.69178 | 0.68963 | 0.70976 | 0.71551 | 0.72055 | 0.73637 | 0.74572 | 0.70473 | 0.73637 | 0.72558 | 0.73781 | 0.69682 | 0.70976 | 0.69322 | 0.75506 | 0.69538 | 0.7299 | 0.71695 | 0.73061 | 0.68387 | 0.73637 | 0.71264 | 0.7414 | 0.69178 | 0.69178 | 0.68315 | 0.73852 | 0.71983 | 0.74787 | 0.68315 | 0.71767 | 0.69394 | 0.70545 | 0.75363 | 0.74643 | 0.70257 | 0.71048 | 0.71336 | 0.68963 | 0.69322 | 0.69394 | 0.73852 | 0.74715 | 0.72055 | 0.70473 | 0.69825
ON_WLL_DSS | 929 | 230 | ON | 0.00112 | 929 | 24640 | 0.27597 | 0.3055 | 0.29447 | 0.2894 | 0.28851 | 0.28821 | 0.29656 | 0.30311 | 0.30669 | 0.28791 | 0.28314 | 0.29477 | 0.3049 | 0.28881 | 0.30043 | 0.30311 | 0.29 | 0.28732 | 0.30997 | 0.29268 | 0.29298 | 0.29328 | 0.28702 | 0.2894 | 0.29536 | 0.28791 | 0.28672 | 0.29596 | 0.30728 | 0.29566 | 0.28404 | 0.29208 | 0.28732 | 0.30103 | 0.28851 | 0.29775 | 0.29119 | 0.28404 | 0.29298 | 0.31027 | 0.29328 | 0.2903 | 0.30699 | 0.28314 | 0.30341 | 0.29685 | 0.29298 | 0.30997 | 0.28612 | 0.33639 | 0.31327 | 0.31783 | 0.32206 | 0.33378 | 0.3188 | 0.31946 | 0.31587 | 0.33737 | 0.33313 | 0.31327 | 0.31229 | 0.3175 | 0.3289 | 0.33411 | 0.33509 | 0.34062 | 0.31685 | 0.32401 | 0.31783 | 0.33248 | 0.32629 | 0.32206 | 0.31164 | 0.32076 | 0.32173 | 0.32629 | 0.32141 | 0.31066 | 0.31099 | 0.30936 | 0.32206 | 0.33639 | 0.31522 | 0.32271 | 0.31197 | 0.31424 | 0.32922 | 0.31946 | 0.32955 | 0.33997 | 0.33606 | 0.32857 | 0.34192 | 0.32336 | 0.31848 | 0.31555 | 0.31099 | 0.32288 | 0.34375 | 0.32917 | 0.32686 | 0.33646 | 0.3358 | 0.33447 | 0.33447 | 0.32189 | 0.3411 | 0.3411 | 0.33712 | 0.31758 | 0.33315 | 0.34408 | 0.3411 | 0.3252 | 0.32156 | 0.34739 | 0.32653 | 0.34176 | 0.33381 | 0.31858 | 0.33745 | 0.32023 | 0.34242 | 0.32255 | 0.3146 | 0.33845 | 0.31758 | 0.32023 | 0.34739 | 0.32454 | 0.32553 | 0.32487 | 0.31659 | 0.33845 | 0.32189 | 0.3348 | 0.3146 | 0.31924 | 0.33679 | 0.32752 | 0.3411 | 0.33679 | 0.34441 | 0.34772 | 0.32586 | 0.35841 | 0.35462 | 0.36186 | 0.35841 | 0.32944 | 0.34427 | 0.35393 | 0.34151 | 0.35979 | 0.36014 | 0.32944 | 0.34668 | 0.36117 | 0.34668 | 0.35255 | 0.35358 | 0.35738 | 0.33427 | 0.35496 | 0.34496 | 0.34151 | 0.34841 | 0.34634 | 0.35393 | 0.34013 | 0.33737 | 0.36117 | 0.35462 | 0.34737 | 0.33013 | 0.34737 | 0.36014 | 0.33737 | 0.34324 | 0.34324 | 0.3422 | 0.32875 | 0.34979 | 0.32806 | 0.32875 | 0.33703 | 0.35703 | 0.33841 | 0.3491 | 0.32978 | 0.35358 | 0.36083 | 0.35393 | 0.33471 | 0.34242 | 0.35048 | 0.33646 | 0.34838 | 0.34277 | 0.34102 | 0.35363 | 0.34207 | 0.35363 | 0.34487 | 0.35504 | 0.35048 | 0.36134 | 0.34733 | 0.34277 | 0.33856 | 0.33471 | 0.35398 | 0.33366 | 0.33716 | 0.35959 | 0.34487 | 0.368 | 0.33646 | 0.35679 | 0.3631 | 0.33856 | 0.34207 | 0.34627 | 0.35118 | 0.36555 | 0.34733 | 0.36064 | 0.34312 | 0.35504 | 0.35854 | 0.33296 | 0.35363 | 0.35153 | 0.34838 | 0.36134 | 0.34592 | 0.34908 | 0.36169 | 0.34627 | 0.34312 | 0.34522 | 0.34873 | 0.33716 | 0.33611 | 0.34592 | 0.34873 | 0.35118 | 0.35889 | 0.36345 | 0.34347 | 0.35889 | 0.35363 | 0.35959 | 0.33961 | 0.34592 | 0.33786 | 0.368 | 0.33891 | 0.35574 | 0.34943 | 0.35609 | 0.33331 | 0.35889 | 0.34733 | 0.36134 | 0.33716 | 0.33716 | 0.33296 | 0.35994 | 0.35083 | 0.3645 | 0.33296 | 0.34978 | 0.33821 | 0.34382 | 0.3673 | 0.3638 | 0.34242 | 0.34627 | 0.34768 | 0.33611 | 0.33786 | 0.33821 | 0.35994 | 0.36415 | 0.35118 | 0.34347 | 0.34032
ON_WLL_JCT | 930 | 230 | ON | 0.00112 | 930 | 24640 | 0.27597 | 0.3055 | 0.29447 | 0.2894 | 0.28851 | 0.28821 | 0.29656 | 0.30311 | 0.30669 | 0.28791 | 0.28314 | 0.29477 | 0.3049 | 0.28881 | 0.30043 | 0.30311 | 0.29 | 0.28732 | 0.30997 | 0.29268 | 0.29298 | 0.29328 | 0.28702 | 0.2894 | 0.29536 | 0.28791 | 0.28672 | 0.29596 | 0.30728 | 0.29566 | 0.28404 | 0.29208 | 0.28732 | 0.30103 | 0.28851 | 0.29775 | 0.29119 | 0.28404 | 0.29298 | 0.31027 | 0.29328 | 0.2903 | 0.30699 | 0.28314 | 0.30341 | 0.29685 | 0.29298 | 0.30997 | 0.28612 | 0.33639 | 0.31327 | 0.31783 | 0.32206 | 0.33378 | 0.3188 | 0.31946 | 0.31587 | 0.33737 | 0.33313 | 0.31327 | 0.31229 | 0.3175 | 0.3289 | 0.33411 | 0.33509 | 0.34062 | 0.31685 | 0.32401 | 0.31783 | 0.33248 | 0.32629 | 0.32206 | 0.31164 | 0.32076 | 0.32173 | 0.32629 | 0.32141 | 0.31066 | 0.31099 | 0.30936 | 0.32206 | 0.33639 | 0.31522 | 0.32271 | 0.31197 | 0.31424 | 0.32922 | 0.31946 | 0.32955 | 0.33997 | 0.33606 | 0.32857 | 0.34192 | 0.32336 | 0.31848 | 0.31555 | 0.31099 | 0.32288 | 0.34375 | 0.32917 | 0.32686 | 0.33646 | 0.3358 | 0.33447 | 0.33447 | 0.32189 | 0.3411 | 0.3411 | 0.33712 | 0.31758 | 0.33315 | 0.34408 | 0.3411 | 0.3252 | 0.32156 | 0.34739 | 0.32653 | 0.34176 | 0.33381 | 0.31858 | 0.33745 | 0.32023 | 0.34242 | 0.32255 | 0.3146 | 0.33845 | 0.31758 | 0.32023 | 0.34739 | 0.32454 | 0.32553 | 0.32487 | 0.31659 | 0.33845 | 0.32189 | 0.3348 | 0.3146 | 0.31924 | 0.33679 | 0.32752 | 0.3411 | 0.33679 | 0.34441 | 0.34772 | 0.32586 | 0.35841 | 0.35462 | 0.36186 | 0.35841 | 0.32944 | 0.34427 | 0.35393 | 0.34151 | 0.35979 | 0.36014 | 0.32944 | 0.34668 | 0.36117 | 0.34668 | 0.35255 | 0.35358 | 0.35738 | 0.33427 | 0.35496 | 0.34496 | 0.34151 | 0.34841 | 0.34634 | 0.35393 | 0.34013 | 0.33737 | 0.36117 | 0.35462 | 0.34737 | 0.33013 | 0.34737 | 0.36014 | 0.33737 | 0.34324 | 0.34324 | 0.3422 | 0.32875 | 0.34979 | 0.32806 | 0.32875 | 0.33703 | 0.35703 | 0.33841 | 0.3491 | 0.32978 | 0.35358 | 0.36083 | 0.35393 | 0.33471 | 0.34242 | 0.35048 | 0.33646 | 0.34838 | 0.34277 | 0.34102 | 0.35363 | 0.34207 | 0.35363 | 0.34487 | 0.35504 | 0.35048 | 0.36134 | 0.34733 | 0.34277 | 0.33856 | 0.33471 | 0.35398 | 0.33366 | 0.33716 | 0.35959 | 0.34487 | 0.368 | 0.33646 | 0.35679 | 0.3631 | 0.33856 | 0.34207 | 0.34627 | 0.35118 | 0.36555 | 0.34733 | 0.36064 | 0.34312 | 0.35504 | 0.35854 | 0.33296 | 0.35363 | 0.35153 | 0.34838 | 0.36134 | 0.34592 | 0.34908 | 0.36169 | 0.34627 | 0.34312 | 0.34522 | 0.34873 | 0.33716 | 0.33611 | 0.34592 | 0.34873 | 0.35118 | 0.35889 | 0.36345 | 0.34347 | 0.35889 | 0.35363 | 0.35959 | 0.33961 | 0.34592 | 0.33786 | 0.368 | 0.33891 | 0.35574 | 0.34943 | 0.35609 | 0.33331 | 0.35889 | 0.34733 | 0.36134 | 0.33716 | 0.33716 | 0.33296 | 0.35994 | 0.35083 | 0.3645 | 0.33296 | 0.34978 | 0.33821 | 0.34382 | 0.3673 | 0.3638 | 0.34242 | 0.34627 | 0.34768 | 0.33611 | 0.33786 | 0.33821 | 0.35994 | 0.36415 | 0.35118 | 0.34347 | 0.34032
ON_WLS_DSS | 931 | 230 | ON | 0.002601 | 931 | 24640 | 0.64089 | 0.70946 | 0.68385 | 0.67208 | 0.67001 | 0.66932 | 0.6887 | 0.70392 | 0.71223 | 0.66862 | 0.65755 | 0.68454 | 0.70808 | 0.6707 | 0.69769 | 0.70392 | 0.67347 | 0.66724 | 0.71984 | 0.6797 | 0.68039 | 0.68108 | 0.66655 | 0.67208 | 0.68593 | 0.66862 | 0.66586 | 0.68731 | 0.71361 | 0.68662 | 0.65963 | 0.67831 | 0.66724 | 0.69908 | 0.67001 | 0.69147 | 0.67624 | 0.65963 | 0.68039 | 0.72054 | 0.68108 | 0.67416 | 0.71292 | 0.65755 | 0.70462 | 0.68939 | 0.68039 | 0.71984 | 0.66447 | 0.7812 | 0.72751 | 0.7381 | 0.74793 | 0.77515 | 0.74036 | 0.74188 | 0.73356 | 0.78347 | 0.77364 | 0.72751 | 0.72524 | 0.73734 | 0.76381 | 0.77591 | 0.77818 | 0.79103 | 0.73583 | 0.75246 | 0.7381 | 0.77213 | 0.75776 | 0.74793 | 0.72373 | 0.7449 | 0.74717 | 0.75776 | 0.74641 | 0.72146 | 0.72221 | 0.71843 | 0.74793 | 0.7812 | 0.73205 | 0.74944 | 0.72448 | 0.72978 | 0.76456 | 0.74188 | 0.76532 | 0.78952 | 0.78045 | 0.76305 | 0.79406 | 0.75095 | 0.73961 | 0.7328 | 0.72221 | 0.74984 | 0.79829 | 0.76445 | 0.75907 | 0.78137 | 0.77983 | 0.77675 | 0.77675 | 0.74753 | 0.79214 | 0.79214 | 0.78291 | 0.73753 | 0.77368 | 0.79906 | 0.79214 | 0.75522 | 0.74676 | 0.80675 | 0.7583 | 0.79367 | 0.77522 | 0.73984 | 0.78368 | 0.74368 | 0.79521 | 0.74907 | 0.73061 | 0.78598 | 0.73753 | 0.74368 | 0.80675 | 0.75368 | 0.75599 | 0.75445 | 0.73522 | 0.78598 | 0.74753 | 0.77752 | 0.73061 | 0.74138 | 0.78214 | 0.7606 | 0.79214 | 0.78214 | 0.79983 | 0.80752 | 0.75676 | 0.83235 | 0.82354 | 0.84036 | 0.83235 | 0.76506 | 0.79951 | 0.82194 | 0.7931 | 0.83556 | 0.83636 | 0.76506 | 0.80511 | 0.83876 | 0.80511 | 0.81873 | 0.82114 | 0.82995 | 0.77627 | 0.82434 | 0.80111 | 0.7931 | 0.80912 | 0.80431 | 0.82194 | 0.78989 | 0.78348 | 0.83876 | 0.82354 | 0.80672 | 0.76666 | 0.80672 | 0.83636 | 0.78348 | 0.7971 | 0.7971 | 0.7947 | 0.76346 | 0.81232 | 0.76185 | 0.76346 | 0.78268 | 0.82915 | 0.78589 | 0.81072 | 0.76586 | 0.82114 | 0.83796 | 0.82194 | 0.7773 | 0.79521 | 0.81393 | 0.78137 | 0.80904 | 0.79602 | 0.79195 | 0.82125 | 0.79439 | 0.82125 | 0.8009 | 0.82451 | 0.81393 | 0.83916 | 0.8066 | 0.79602 | 0.78625 | 0.7773 | 0.82206 | 0.77486 | 0.783 | 0.83509 | 0.8009 | 0.85462 | 0.78137 | 0.82858 | 0.84323 | 0.78625 | 0.79439 | 0.80416 | 0.81555 | 0.84892 | 0.8066 | 0.83753 | 0.79683 | 0.82451 | 0.83265 | 0.77323 | 0.82125 | 0.81637 | 0.80904 | 0.83916 | 0.80334 | 0.81067 | 0.83997 | 0.80416 | 0.79683 | 0.80172 | 0.80986 | 0.783 | 0.78055 | 0.80334 | 0.80986 | 0.81555 | 0.83346 | 0.84404 | 0.79765 | 0.83346 | 0.82125 | 0.83509 | 0.78869 | 0.80334 | 0.78462 | 0.85462 | 0.78707 | 0.82613 | 0.81148 | 0.82695 | 0.77404 | 0.83346 | 0.8066 | 0.83916 | 0.783 | 0.783 | 0.77323 | 0.8359 | 0.81474 | 0.84648 | 0.77323 | 0.8123 | 0.78544 | 0.79846 | 0.85299 | 0.84485 | 0.79521 | 0.80416 | 0.80741 | 0.78055 | 0.78462 | 0.78544 | 0.8359 | 0.84567 | 0.81555 | 0.79765 | 0.79032
ON_WLS_JCT | 932 | 230 | ON | 0.002601 | 932 | 24640 | 0.64089 | 0.70946 | 0.68385 | 0.67208 | 0.67001 | 0.66932 | 0.6887 | 0.70392 | 0.71223 | 0.66862 | 0.65755 | 0.68454 | 0.70808 | 0.6707 | 0.69769 | 0.70392 | 0.67347 | 0.66724 | 0.71984 | 0.6797 | 0.68039 | 0.68108 | 0.66655 | 0.67208 | 0.68593 | 0.66862 | 0.66586 | 0.68731 | 0.71361 | 0.68662 | 0.65963 | 0.67831 | 0.66724 | 0.69908 | 0.67001 | 0.69147 | 0.67624 | 0.65963 | 0.68039 | 0.72054 | 0.68108 | 0.67416 | 0.71292 | 0.65755 | 0.70462 | 0.68939 | 0.68039 | 0.71984 | 0.66447 | 0.7812 | 0.72751 | 0.7381 | 0.74793 | 0.77515 | 0.74036 | 0.74188 | 0.73356 | 0.78347 | 0.77364 | 0.72751 | 0.72524 | 0.73734 | 0.76381 | 0.77591 | 0.77818 | 0.79103 | 0.73583 | 0.75246 | 0.7381 | 0.77213 | 0.75776 | 0.74793 | 0.72373 | 0.7449 | 0.74717 | 0.75776 | 0.74641 | 0.72146 | 0.72221 | 0.71843 | 0.74793 | 0.7812 | 0.73205 | 0.74944 | 0.72448 | 0.72978 | 0.76456 | 0.74188 | 0.76532 | 0.78952 | 0.78045 | 0.76305 | 0.79406 | 0.75095 | 0.73961 | 0.7328 | 0.72221 | 0.74984 | 0.79829 | 0.76445 | 0.75907 | 0.78137 | 0.77983 | 0.77675 | 0.77675 | 0.74753 | 0.79214 | 0.79214 | 0.78291 | 0.73753 | 0.77368 | 0.79906 | 0.79214 | 0.75522 | 0.74676 | 0.80675 | 0.7583 | 0.79367 | 0.77522 | 0.73984 | 0.78368 | 0.74368 | 0.79521 | 0.74907 | 0.73061 | 0.78598 | 0.73753 | 0.74368 | 0.80675 | 0.75368 | 0.75599 | 0.75445 | 0.73522 | 0.78598 | 0.74753 | 0.77752 | 0.73061 | 0.74138 | 0.78214 | 0.7606 | 0.79214 | 0.78214 | 0.79983 | 0.80752 | 0.75676 | 0.83235 | 0.82354 | 0.84036 | 0.83235 | 0.76506 | 0.79951 | 0.82194 | 0.7931 | 0.83556 | 0.83636 | 0.76506 | 0.80511 | 0.83876 | 0.80511 | 0.81873 | 0.82114 | 0.82995 | 0.77627 | 0.82434 | 0.80111 | 0.7931 | 0.80912 | 0.80431 | 0.82194 | 0.78989 | 0.78348 | 0.83876 | 0.82354 | 0.80672 | 0.76666 | 0.80672 | 0.83636 | 0.78348 | 0.7971 | 0.7971 | 0.7947 | 0.76346 | 0.81232 | 0.76185 | 0.76346 | 0.78268 | 0.82915 | 0.78589 | 0.81072 | 0.76586 | 0.82114 | 0.83796 | 0.82194 | 0.7773 | 0.79521 | 0.81393 | 0.78137 | 0.80904 | 0.79602 | 0.79195 | 0.82125 | 0.79439 | 0.82125 | 0.8009 | 0.82451 | 0.81393 | 0.83916 | 0.8066 | 0.79602 | 0.78625 | 0.7773 | 0.82206 | 0.77486 | 0.783 | 0.83509 | 0.8009 | 0.85462 | 0.78137 | 0.82858 | 0.84323 | 0.78625 | 0.79439 | 0.80416 | 0.81555 | 0.84892 | 0.8066 | 0.83753 | 0.79683 | 0.82451 | 0.83265 | 0.77323 | 0.82125 | 0.81637 | 0.80904 | 0.83916 | 0.80334 | 0.81067 | 0.83997 | 0.80416 | 0.79683 | 0.80172 | 0.80986 | 0.783 | 0.78055 | 0.80334 | 0.80986 | 0.81555 | 0.83346 | 0.84404 | 0.79765 | 0.83346 | 0.82125 | 0.83509 | 0.78869 | 0.80334 | 0.78462 | 0.85462 | 0.78707 | 0.82613 | 0.81148 | 0.82695 | 0.77404 | 0.83346 | 0.8066 | 0.83916 | 0.783 | 0.783 | 0.77323 | 0.8359 | 0.81474 | 0.84648 | 0.77323 | 0.8123 | 0.78544 | 0.79846 | 0.85299 | 0.84485 | 0.79521 | 0.80416 | 0.80741 | 0.78055 | 0.78462 | 0.78544 | 0.8359 | 0.84567 | 0.81555 | 0.79765 | 0.79032
ON_WND_DSS | 933 | 230 | ON | 0.002278 | 933 | 24640 | 0.5613 | 0.62136 | 0.59893 | 0.58862 | 0.5868 | 0.5862 | 0.60317 | 0.61651 | 0.62378 | 0.58559 | 0.57589 | 0.59953 | 0.62015 | 0.58741 | 0.61105 | 0.61651 | 0.58984 | 0.58438 | 0.63045 | 0.59529 | 0.5959 | 0.5965 | 0.58377 | 0.58862 | 0.60075 | 0.58559 | 0.58317 | 0.60196 | 0.625 | 0.60135 | 0.57771 | 0.59408 | 0.58438 | 0.61227 | 0.5868 | 0.6056 | 0.59226 | 0.57771 | 0.5959 | 0.63106 | 0.5965 | 0.59044 | 0.62439 | 0.57589 | 0.61711 | 0.60378 | 0.5959 | 0.63045 | 0.58196 | 0.68419 | 0.63716 | 0.64644 | 0.65505 | 0.67889 | 0.64842 | 0.64975 | 0.64246 | 0.68618 | 0.67757 | 0.63716 | 0.63518 | 0.64577 | 0.66896 | 0.67955 | 0.68154 | 0.6928 | 0.64445 | 0.65902 | 0.64644 | 0.67624 | 0.66366 | 0.65505 | 0.63385 | 0.6524 | 0.65439 | 0.66366 | 0.65372 | 0.63187 | 0.63253 | 0.62922 | 0.65505 | 0.68419 | 0.64114 | 0.65637 | 0.63452 | 0.63915 | 0.66962 | 0.64975 | 0.67028 | 0.69148 | 0.68353 | 0.66829 | 0.69545 | 0.6577 | 0.64776 | 0.6418 | 0.63253 | 0.65672 | 0.69915 | 0.66952 | 0.6648 | 0.68434 | 0.68299 | 0.68029 | 0.68029 | 0.6547 | 0.69377 | 0.69377 | 0.68568 | 0.64594 | 0.6776 | 0.69983 | 0.69377 | 0.66143 | 0.65403 | 0.70656 | 0.66413 | 0.69511 | 0.67895 | 0.64796 | 0.68636 | 0.65133 | 0.69646 | 0.65605 | 0.63988 | 0.68838 | 0.64594 | 0.65133 | 0.70656 | 0.66009 | 0.66211 | 0.66076 | 0.64392 | 0.68838 | 0.6547 | 0.68097 | 0.63988 | 0.64931 | 0.68501 | 0.66615 | 0.69377 | 0.68501 | 0.7005 | 0.70724 | 0.66278 | 0.72899 | 0.72127 | 0.736 | 0.72899 | 0.67005 | 0.70022 | 0.71987 | 0.69461 | 0.73179 | 0.7325 | 0.67005 | 0.70513 | 0.7346 | 0.70513 | 0.71706 | 0.71916 | 0.72688 | 0.67987 | 0.72197 | 0.70162 | 0.69461 | 0.70864 | 0.70443 | 0.71987 | 0.6918 | 0.68619 | 0.7346 | 0.72127 | 0.70654 | 0.67145 | 0.70654 | 0.7325 | 0.68619 | 0.69812 | 0.69812 | 0.69601 | 0.66865 | 0.71145 | 0.66724 | 0.66865 | 0.68549 | 0.72618 | 0.68829 | 0.71004 | 0.67075 | 0.71916 | 0.7339 | 0.71987 | 0.68077 | 0.69645 | 0.71285 | 0.68434 | 0.70857 | 0.69717 | 0.6936 | 0.71927 | 0.69574 | 0.71927 | 0.70144 | 0.72212 | 0.71285 | 0.73495 | 0.70643 | 0.69717 | 0.68861 | 0.68077 | 0.71998 | 0.67863 | 0.68576 | 0.73138 | 0.70144 | 0.74849 | 0.68434 | 0.72568 | 0.73851 | 0.68861 | 0.69574 | 0.7043 | 0.71428 | 0.7435 | 0.70643 | 0.73352 | 0.69788 | 0.72212 | 0.72925 | 0.67721 | 0.71927 | 0.71499 | 0.70857 | 0.73495 | 0.70358 | 0.71 | 0.73566 | 0.7043 | 0.69788 | 0.70216 | 0.70929 | 0.68576 | 0.68362 | 0.70358 | 0.70929 | 0.71428 | 0.72996 | 0.73923 | 0.69859 | 0.72996 | 0.71927 | 0.73138 | 0.69075 | 0.70358 | 0.68719 | 0.74849 | 0.68933 | 0.72354 | 0.71071 | 0.72426 | 0.67792 | 0.72996 | 0.70643 | 0.73495 | 0.68576 | 0.68576 | 0.67721 | 0.7321 | 0.71356 | 0.74136 | 0.67721 | 0.71142 | 0.6879 | 0.69931 | 0.74707 | 0.73994 | 0.69645 | 0.7043 | 0.70715 | 0.68362 | 0.68719 | 0.6879 | 0.7321 | 0.74065 | 0.71428 | 0.69859 | 0.69218
ON_WNG_DSS | 934 | 230 | ON | 0.000984 | 934 | 24640 | 0.24246 | 0.2684 | 0.25871 | 0.25426 | 0.25347 | 0.25321 | 0.26054 | 0.26631 | 0.26945 | 0.25295 | 0.24876 | 0.25897 | 0.26788 | 0.25374 | 0.26395 | 0.26631 | 0.25478 | 0.25243 | 0.27233 | 0.25714 | 0.2574 | 0.25766 | 0.25217 | 0.25426 | 0.2595 | 0.25295 | 0.2519 | 0.26002 | 0.26997 | 0.25976 | 0.24955 | 0.25662 | 0.25243 | 0.26447 | 0.25347 | 0.26159 | 0.25583 | 0.24955 | 0.2574 | 0.27259 | 0.25766 | 0.25505 | 0.26971 | 0.24876 | 0.26657 | 0.26081 | 0.2574 | 0.27233 | 0.25138 | 0.29554 | 0.27523 | 0.27923 | 0.28295 | 0.29325 | 0.28009 | 0.28066 | 0.27752 | 0.2964 | 0.29268 | 0.27523 | 0.27437 | 0.27895 | 0.28896 | 0.29354 | 0.2944 | 0.29926 | 0.27838 | 0.28467 | 0.27923 | 0.29211 | 0.28667 | 0.28295 | 0.2738 | 0.28181 | 0.28267 | 0.28667 | 0.28238 | 0.27294 | 0.27323 | 0.27179 | 0.28295 | 0.29554 | 0.27694 | 0.28353 | 0.27408 | 0.27609 | 0.28925 | 0.28066 | 0.28953 | 0.29869 | 0.29526 | 0.28867 | 0.3004 | 0.2841 | 0.27981 | 0.27723 | 0.27323 | 0.28368 | 0.30201 | 0.2892 | 0.28717 | 0.2956 | 0.29502 | 0.29386 | 0.29386 | 0.2828 | 0.29968 | 0.29968 | 0.29619 | 0.27902 | 0.29269 | 0.3023 | 0.29968 | 0.28571 | 0.28251 | 0.30521 | 0.28688 | 0.30026 | 0.29328 | 0.27989 | 0.29648 | 0.28135 | 0.30084 | 0.28338 | 0.2764 | 0.29735 | 0.27902 | 0.28135 | 0.30521 | 0.28513 | 0.286 | 0.28542 | 0.27815 | 0.29735 | 0.2828 | 0.29415 | 0.2764 | 0.28047 | 0.2959 | 0.28775 | 0.29968 | 0.2959 | 0.30259 | 0.3055 | 0.28629 | 0.31489 | 0.31156 | 0.31792 | 0.31489 | 0.28943 | 0.30247 | 0.31095 | 0.30004 | 0.3161 | 0.31641 | 0.28943 | 0.30459 | 0.31732 | 0.30459 | 0.30974 | 0.31065 | 0.31398 | 0.29368 | 0.31186 | 0.30307 | 0.30004 | 0.3061 | 0.30428 | 0.31095 | 0.29883 | 0.2964 | 0.31732 | 0.31156 | 0.30519 | 0.29004 | 0.30519 | 0.31641 | 0.2964 | 0.30156 | 0.30156 | 0.30065 | 0.28883 | 0.30732 | 0.28822 | 0.28883 | 0.2961 | 0.31368 | 0.29731 | 0.30671 | 0.28974 | 0.31065 | 0.31701 | 0.31095 | 0.29406 | 0.30084 | 0.30792 | 0.2956 | 0.30607 | 0.30115 | 0.29961 | 0.31069 | 0.30053 | 0.31069 | 0.30299 | 0.31192 | 0.30792 | 0.31747 | 0.30515 | 0.30115 | 0.29745 | 0.29406 | 0.311 | 0.29314 | 0.29622 | 0.31593 | 0.30299 | 0.32332 | 0.2956 | 0.31346 | 0.31901 | 0.29745 | 0.30053 | 0.30423 | 0.30854 | 0.32116 | 0.30515 | 0.31685 | 0.30145 | 0.31192 | 0.315 | 0.29253 | 0.31069 | 0.30884 | 0.30607 | 0.31747 | 0.30392 | 0.30669 | 0.31777 | 0.30423 | 0.30145 | 0.3033 | 0.30638 | 0.29622 | 0.2953 | 0.30392 | 0.30638 | 0.30854 | 0.31531 | 0.31931 | 0.30176 | 0.31531 | 0.31069 | 0.31593 | 0.29838 | 0.30392 | 0.29684 | 0.32332 | 0.29776 | 0.31254 | 0.307 | 0.31285 | 0.29283 | 0.31531 | 0.30515 | 0.31747 | 0.29622 | 0.29622 | 0.29253 | 0.31624 | 0.30823 | 0.32024 | 0.29253 | 0.30731 | 0.29714 | 0.30207 | 0.3227 | 0.31962 | 0.30084 | 0.30423 | 0.30546 | 0.2953 | 0.29684 | 0.29714 | 0.31624 | 0.31993 | 0.30854 | 0.30176 | 0.29899
ON_WNG_JCT | 935 | 230 | ON | 0.000984 | 935 | 24640 | 0.24246 | 0.2684 | 0.25871 | 0.25426 | 0.25347 | 0.25321 | 0.26054 | 0.26631 | 0.26945 | 0.25295 | 0.24876 | 0.25897 | 0.26788 | 0.25374 | 0.26395 | 0.26631 | 0.25478 | 0.25243 | 0.27233 | 0.25714 | 0.2574 | 0.25766 | 0.25217 | 0.25426 | 0.2595 | 0.25295 | 0.2519 | 0.26002 | 0.26997 | 0.25976 | 0.24955 | 0.25662 | 0.25243 | 0.26447 | 0.25347 | 0.26159 | 0.25583 | 0.24955 | 0.2574 | 0.27259 | 0.25766 | 0.25505 | 0.26971 | 0.24876 | 0.26657 | 0.26081 | 0.2574 | 0.27233 | 0.25138 | 0.29554 | 0.27523 | 0.27923 | 0.28295 | 0.29325 | 0.28009 | 0.28066 | 0.27752 | 0.2964 | 0.29268 | 0.27523 | 0.27437 | 0.27895 | 0.28896 | 0.29354 | 0.2944 | 0.29926 | 0.27838 | 0.28467 | 0.27923 | 0.29211 | 0.28667 | 0.28295 | 0.2738 | 0.28181 | 0.28267 | 0.28667 | 0.28238 | 0.27294 | 0.27323 | 0.27179 | 0.28295 | 0.29554 | 0.27694 | 0.28353 | 0.27408 | 0.27609 | 0.28925 | 0.28066 | 0.28953 | 0.29869 | 0.29526 | 0.28867 | 0.3004 | 0.2841 | 0.27981 | 0.27723 | 0.27323 | 0.28368 | 0.30201 | 0.2892 | 0.28717 | 0.2956 | 0.29502 | 0.29386 | 0.29386 | 0.2828 | 0.29968 | 0.29968 | 0.29619 | 0.27902 | 0.29269 | 0.3023 | 0.29968 | 0.28571 | 0.28251 | 0.30521 | 0.28688 | 0.30026 | 0.29328 | 0.27989 | 0.29648 | 0.28135 | 0.30084 | 0.28338 | 0.2764 | 0.29735 | 0.27902 | 0.28135 | 0.30521 | 0.28513 | 0.286 | 0.28542 | 0.27815 | 0.29735 | 0.2828 | 0.29415 | 0.2764 | 0.28047 | 0.2959 | 0.28775 | 0.29968 | 0.2959 | 0.30259 | 0.3055 | 0.28629 | 0.31489 | 0.31156 | 0.31792 | 0.31489 | 0.28943 | 0.30247 | 0.31095 | 0.30004 | 0.3161 | 0.31641 | 0.28943 | 0.30459 | 0.31732 | 0.30459 | 0.30974 | 0.31065 | 0.31398 | 0.29368 | 0.31186 | 0.30307 | 0.30004 | 0.3061 | 0.30428 | 0.31095 | 0.29883 | 0.2964 | 0.31732 | 0.31156 | 0.30519 | 0.29004 | 0.30519 | 0.31641 | 0.2964 | 0.30156 | 0.30156 | 0.30065 | 0.28883 | 0.30732 | 0.28822 | 0.28883 | 0.2961 | 0.31368 | 0.29731 | 0.30671 | 0.28974 | 0.31065 | 0.31701 | 0.31095 | 0.29406 | 0.30084 | 0.30792 | 0.2956 | 0.30607 | 0.30115 | 0.29961 | 0.31069 | 0.30053 | 0.31069 | 0.30299 | 0.31192 | 0.30792 | 0.31747 | 0.30515 | 0.30115 | 0.29745 | 0.29406 | 0.311 | 0.29314 | 0.29622 | 0.31593 | 0.30299 | 0.32332 | 0.2956 | 0.31346 | 0.31901 | 0.29745 | 0.30053 | 0.30423 | 0.30854 | 0.32116 | 0.30515 | 0.31685 | 0.30145 | 0.31192 | 0.315 | 0.29253 | 0.31069 | 0.30884 | 0.30607 | 0.31747 | 0.30392 | 0.30669 | 0.31777 | 0.30423 | 0.30145 | 0.3033 | 0.30638 | 0.29622 | 0.2953 | 0.30392 | 0.30638 | 0.30854 | 0.31531 | 0.31931 | 0.30176 | 0.31531 | 0.31069 | 0.31593 | 0.29838 | 0.30392 | 0.29684 | 0.32332 | 0.29776 | 0.31254 | 0.307 | 0.31285 | 0.29283 | 0.31531 | 0.30515 | 0.31747 | 0.29622 | 0.29622 | 0.29253 | 0.31624 | 0.30823 | 0.32024 | 0.29253 | 0.30731 | 0.29714 | 0.30207 | 0.3227 | 0.31962 | 0.30084 | 0.30423 | 0.30546 | 0.2953 | 0.29684 | 0.29714 | 0.31624 | 0.31993 | 0.30854 | 0.30176 | 0.29899
ON_WTB_JCT | 936 | 230 | ON | 0.00145 | 936 | 24640 | 0.35728 | 0.39551 | 0.38123 | 0.37467 | 0.37351 | 0.37313 | 0.38393 | 0.39242 | 0.39705 | 0.37274 | 0.36657 | 0.38162 | 0.39474 | 0.3739 | 0.38895 | 0.39242 | 0.37544 | 0.37197 | 0.4013 | 0.37892 | 0.3793 | 0.37969 | 0.37159 | 0.37467 | 0.38239 | 0.37274 | 0.3712 | 0.38316 | 0.39782 | 0.38278 | 0.36773 | 0.37815 | 0.37197 | 0.38972 | 0.37351 | 0.38548 | 0.37699 | 0.36773 | 0.3793 | 0.40168 | 0.37969 | 0.37583 | 0.39744 | 0.36657 | 0.39281 | 0.38432 | 0.3793 | 0.4013 | 0.37043 | 0.4355 | 0.40557 | 0.41147 | 0.41695 | 0.43213 | 0.41274 | 0.41358 | 0.40894 | 0.43677 | 0.43129 | 0.40557 | 0.40431 | 0.41105 | 0.42581 | 0.43255 | 0.43382 | 0.44098 | 0.41021 | 0.41948 | 0.41147 | 0.43044 | 0.42243 | 0.41695 | 0.40346 | 0.41527 | 0.41653 | 0.42243 | 0.41611 | 0.4022 | 0.40262 | 0.40051 | 0.41695 | 0.4355 | 0.4081 | 0.4178 | 0.40388 | 0.40683 | 0.42623 | 0.41358 | 0.42665 | 0.44014 | 0.43508 | 0.42538 | 0.44267 | 0.41864 | 0.41232 | 0.40852 | 0.40262 | 0.41802 | 0.44503 | 0.42616 | 0.42316 | 0.4356 | 0.43474 | 0.43302 | 0.43302 | 0.41673 | 0.4416 | 0.4416 | 0.43645 | 0.41116 | 0.43131 | 0.44546 | 0.4416 | 0.42102 | 0.4163 | 0.44974 | 0.42273 | 0.44246 | 0.43217 | 0.41244 | 0.43688 | 0.41459 | 0.44331 | 0.41759 | 0.4073 | 0.43817 | 0.41116 | 0.41459 | 0.44974 | 0.42016 | 0.42145 | 0.42059 | 0.40987 | 0.43817 | 0.41673 | 0.43345 | 0.4073 | 0.4133 | 0.43602 | 0.42402 | 0.4416 | 0.43602 | 0.44589 | 0.45017 | 0.42188 | 0.46402 | 0.4591 | 0.46848 | 0.46402 | 0.4265 | 0.44571 | 0.45821 | 0.44213 | 0.4658 | 0.46625 | 0.4265 | 0.44883 | 0.46759 | 0.44883 | 0.45643 | 0.45776 | 0.46268 | 0.43276 | 0.45955 | 0.4466 | 0.44213 | 0.45107 | 0.44839 | 0.45821 | 0.44035 | 0.43677 | 0.46759 | 0.4591 | 0.44973 | 0.4274 | 0.44973 | 0.46625 | 0.43677 | 0.44437 | 0.44437 | 0.44303 | 0.42561 | 0.45285 | 0.42472 | 0.42561 | 0.43633 | 0.46223 | 0.43811 | 0.45196 | 0.42695 | 0.45776 | 0.46714 | 0.45821 | 0.43333 | 0.44331 | 0.45375 | 0.4356 | 0.45102 | 0.44376 | 0.44149 | 0.45783 | 0.44286 | 0.45783 | 0.44649 | 0.45964 | 0.45375 | 0.46781 | 0.44966 | 0.44376 | 0.43832 | 0.43333 | 0.45828 | 0.43197 | 0.4365 | 0.46554 | 0.44649 | 0.47643 | 0.4356 | 0.46191 | 0.47008 | 0.43832 | 0.44286 | 0.4483 | 0.45465 | 0.47326 | 0.44966 | 0.4669 | 0.44422 | 0.45964 | 0.46418 | 0.43106 | 0.45783 | 0.45511 | 0.45102 | 0.46781 | 0.44785 | 0.45193 | 0.46827 | 0.4483 | 0.44422 | 0.44694 | 0.45148 | 0.4365 | 0.43514 | 0.44785 | 0.45148 | 0.45465 | 0.46464 | 0.47053 | 0.44467 | 0.46464 | 0.45783 | 0.46554 | 0.43968 | 0.44785 | 0.43741 | 0.47643 | 0.43877 | 0.46055 | 0.45238 | 0.46101 | 0.43151 | 0.46464 | 0.44966 | 0.46781 | 0.4365 | 0.4365 | 0.43106 | 0.466 | 0.4542 | 0.4719 | 0.43106 | 0.45284 | 0.43786 | 0.44512 | 0.47553 | 0.47099 | 0.44331 | 0.4483 | 0.45012 | 0.43514 | 0.43741 | 0.43786 | 0.466 | 0.47144 | 0.45465 | 0.44467 | 0.44059
ON_WTM_JCT | 937 | 230 | ON | 0.004533 | 937 | 24640 | 1.1169 | 1.2364 | 1.1918 | 1.1713 | 1.1677 | 1.1665 | 1.2003 | 1.2268 | 1.2413 | 1.1653 | 1.146 | 1.193 | 1.234 | 1.1689 | 1.2159 | 1.2268 | 1.1737 | 1.1629 | 1.2545 | 1.1846 | 1.1858 | 1.187 | 1.1617 | 1.1713 | 1.1954 | 1.1653 | 1.1604 | 1.1978 | 1.2437 | 1.1966 | 1.1496 | 1.1822 | 1.1629 | 1.2183 | 1.1677 | 1.2051 | 1.1785 | 1.1496 | 1.1858 | 1.2557 | 1.187 | 1.1749 | 1.2425 | 1.146 | 1.228 | 1.2015 | 1.1858 | 1.2545 | 1.158 | 1.3615 | 1.2679 | 1.2863 | 1.3035 | 1.3509 | 1.2903 | 1.2929 | 1.2784 | 1.3654 | 1.3483 | 1.2679 | 1.2639 | 1.285 | 1.3312 | 1.3522 | 1.3562 | 1.3786 | 1.2824 | 1.3114 | 1.2863 | 1.3457 | 1.3206 | 1.3035 | 1.2613 | 1.2982 | 1.3022 | 1.3206 | 1.3008 | 1.2574 | 1.2587 | 1.2521 | 1.3035 | 1.3615 | 1.2758 | 1.3061 | 1.2626 | 1.2718 | 1.3325 | 1.2929 | 1.3338 | 1.376 | 1.3602 | 1.3298 | 1.3839 | 1.3088 | 1.289 | 1.2771 | 1.2587 | 1.3068 | 1.3912 | 1.3323 | 1.3229 | 1.3618 | 1.3591 | 1.3537 | 1.3537 | 1.3028 | 1.3805 | 1.3805 | 1.3644 | 1.2854 | 1.3484 | 1.3926 | 1.3805 | 1.3162 | 1.3014 | 1.406 | 1.3216 | 1.3832 | 1.351 | 1.2894 | 1.3658 | 1.2961 | 1.3859 | 1.3055 | 1.2733 | 1.3698 | 1.2854 | 1.2961 | 1.406 | 1.3135 | 1.3175 | 1.3149 | 1.2813 | 1.3698 | 1.3028 | 1.3551 | 1.2733 | 1.2921 | 1.3631 | 1.3256 | 1.3805 | 1.3631 | 1.3939 | 1.4073 | 1.3189 | 1.4506 | 1.4353 | 1.4646 | 1.4506 | 1.3333 | 1.3934 | 1.4325 | 1.3822 | 1.4562 | 1.4576 | 1.3333 | 1.4031 | 1.4618 | 1.4031 | 1.4269 | 1.4311 | 1.4464 | 1.3529 | 1.4367 | 1.3962 | 1.3822 | 1.4101 | 1.4017 | 1.4325 | 1.3766 | 1.3654 | 1.4618 | 1.4353 | 1.4059 | 1.3361 | 1.4059 | 1.4576 | 1.3654 | 1.3892 | 1.3892 | 1.385 | 1.3305 | 1.4157 | 1.3278 | 1.3305 | 1.3641 | 1.445 | 1.3696 | 1.4129 | 1.3347 | 1.4311 | 1.4604 | 1.4325 | 1.3547 | 1.3859 | 1.4185 | 1.3618 | 1.41 | 1.3873 | 1.3802 | 1.4313 | 1.3845 | 1.4313 | 1.3958 | 1.4369 | 1.4185 | 1.4625 | 1.4057 | 1.3873 | 1.3703 | 1.3547 | 1.4327 | 1.3504 | 1.3646 | 1.4554 | 1.3958 | 1.4894 | 1.3618 | 1.444 | 1.4696 | 1.3703 | 1.3845 | 1.4015 | 1.4213 | 1.4795 | 1.4057 | 1.4596 | 1.3887 | 1.4369 | 1.4511 | 1.3476 | 1.4313 | 1.4228 | 1.41 | 1.4625 | 1.4001 | 1.4128 | 1.4639 | 1.4015 | 1.3887 | 1.3972 | 1.4114 | 1.3646 | 1.3603 | 1.4001 | 1.4114 | 1.4213 | 1.4525 | 1.471 | 1.3901 | 1.4525 | 1.4313 | 1.4554 | 1.3745 | 1.4001 | 1.3674 | 1.4894 | 1.3717 | 1.4398 | 1.4142 | 1.4412 | 1.349 | 1.4525 | 1.4057 | 1.4625 | 1.3646 | 1.3646 | 1.3476 | 1.4568 | 1.4199 | 1.4752 | 1.3476 | 1.4157 | 1.3689 | 1.3916 | 1.4866 | 1.4724 | 1.3859 | 1.4015 | 1.4072 | 1.3603 | 1.3674 | 1.3689 | 1.4568 | 1.4738 | 1.4213 | 1.3901 | 1.3774
ON_WTN_DSS | 938 | 230 | ON | 0.002429 | 938 | 24640 | 0.59851 | 0.66255 | 0.63863 | 0.62764 | 0.6257 | 0.62506 | 0.64315 | 0.65737 | 0.66513 | 0.62441 | 0.61407 | 0.63928 | 0.66125 | 0.62635 | 0.65156 | 0.65737 | 0.62893 | 0.62312 | 0.67224 | 0.63475 | 0.6354 | 0.63604 | 0.62247 | 0.62764 | 0.64057 | 0.62441 | 0.62182 | 0.64186 | 0.66642 | 0.64121 | 0.61601 | 0.63346 | 0.62312 | 0.65285 | 0.6257 | 0.64574 | 0.63152 | 0.61601 | 0.6354 | 0.67289 | 0.63604 | 0.62958 | 0.66578 | 0.61407 | 0.65802 | 0.6438 | 0.6354 | 0.67224 | 0.62053 | 0.72954 | 0.6794 | 0.68929 | 0.69847 | 0.72389 | 0.69141 | 0.69282 | 0.68505 | 0.73166 | 0.72248 | 0.6794 | 0.67728 | 0.68858 | 0.7133 | 0.7246 | 0.72672 | 0.73872 | 0.68717 | 0.70271 | 0.68929 | 0.72107 | 0.70765 | 0.69847 | 0.67587 | 0.69564 | 0.69776 | 0.70765 | 0.69706 | 0.67375 | 0.67446 | 0.67092 | 0.69847 | 0.72954 | 0.68364 | 0.69988 | 0.67657 | 0.68152 | 0.71401 | 0.69282 | 0.71471 | 0.73731 | 0.72884 | 0.71259 | 0.74155 | 0.70129 | 0.6907 | 0.68434 | 0.67446 | 0.70025 | 0.7455 | 0.7139 | 0.70887 | 0.7297 | 0.72826 | 0.72539 | 0.72539 | 0.6981 | 0.73975 | 0.73975 | 0.73113 | 0.68876 | 0.72252 | 0.74622 | 0.73975 | 0.70528 | 0.69738 | 0.7534 | 0.70815 | 0.74119 | 0.72395 | 0.69091 | 0.73185 | 0.69451 | 0.74263 | 0.69953 | 0.6823 | 0.73401 | 0.68876 | 0.69451 | 0.7534 | 0.70384 | 0.706 | 0.70456 | 0.68661 | 0.73401 | 0.6981 | 0.72611 | 0.6823 | 0.69235 | 0.73042 | 0.71031 | 0.73975 | 0.73042 | 0.74693 | 0.75412 | 0.70672 | 0.77731 | 0.76908 | 0.78479 | 0.77731 | 0.71447 | 0.74664 | 0.76758 | 0.74065 | 0.7803 | 0.78105 | 0.71447 | 0.75187 | 0.78329 | 0.75187 | 0.76459 | 0.76684 | 0.77506 | 0.72494 | 0.76983 | 0.74813 | 0.74065 | 0.75561 | 0.75112 | 0.76758 | 0.73766 | 0.73167 | 0.78329 | 0.76908 | 0.75337 | 0.71596 | 0.75337 | 0.78105 | 0.73167 | 0.74439 | 0.74439 | 0.74215 | 0.71297 | 0.75861 | 0.71147 | 0.71297 | 0.73092 | 0.77432 | 0.73392 | 0.75711 | 0.71521 | 0.76684 | 0.78255 | 0.76758 | 0.7259 | 0.74262 | 0.7601 | 0.7297 | 0.75554 | 0.74338 | 0.73958 | 0.76694 | 0.74186 | 0.76694 | 0.74794 | 0.76998 | 0.7601 | 0.78367 | 0.75326 | 0.74338 | 0.73426 | 0.7259 | 0.7677 | 0.72362 | 0.73122 | 0.77986 | 0.74794 | 0.79811 | 0.7297 | 0.77378 | 0.78747 | 0.73426 | 0.74186 | 0.75098 | 0.76162 | 0.79279 | 0.75326 | 0.78215 | 0.74414 | 0.76998 | 0.77758 | 0.7221 | 0.76694 | 0.76238 | 0.75554 | 0.78367 | 0.75022 | 0.75706 | 0.78443 | 0.75098 | 0.74414 | 0.7487 | 0.7563 | 0.73122 | 0.72894 | 0.75022 | 0.7563 | 0.76162 | 0.77834 | 0.78823 | 0.7449 | 0.77834 | 0.76694 | 0.77986 | 0.73654 | 0.75022 | 0.73274 | 0.79811 | 0.73502 | 0.7715 | 0.75782 | 0.77226 | 0.72286 | 0.77834 | 0.75326 | 0.78367 | 0.73122 | 0.73122 | 0.7221 | 0.78062 | 0.76086 | 0.79051 | 0.7221 | 0.75858 | 0.7335 | 0.74566 | 0.79659 | 0.78899 | 0.74262 | 0.75098 | 0.75402 | 0.72894 | 0.73274 | 0.7335 | 0.78062 | 0.78975 | 0.76162 | 0.7449 | 0.73806
ON_WTN_JCT | 939 | 230 | ON | 0.002429 | 939 | 24640 | 0.59851 | 0.66255 | 0.63863 | 0.62764 | 0.6257 | 0.62506 | 0.64315 | 0.65737 | 0.66513 | 0.62441 | 0.61407 | 0.63928 | 0.66125 | 0.62635 | 0.65156 | 0.65737 | 0.62893 | 0.62312 | 0.67224 | 0.63475 | 0.6354 | 0.63604 | 0.62247 | 0.62764 | 0.64057 | 0.62441 | 0.62182 | 0.64186 | 0.66642 | 0.64121 | 0.61601 | 0.63346 | 0.62312 | 0.65285 | 0.6257 | 0.64574 | 0.63152 | 0.61601 | 0.6354 | 0.67289 | 0.63604 | 0.62958 | 0.66578 | 0.61407 | 0.65802 | 0.6438 | 0.6354 | 0.67224 | 0.62053 | 0.72954 | 0.6794 | 0.68929 | 0.69847 | 0.72389 | 0.69141 | 0.69282 | 0.68505 | 0.73166 | 0.72248 | 0.6794 | 0.67728 | 0.68858 | 0.7133 | 0.7246 | 0.72672 | 0.73872 | 0.68717 | 0.70271 | 0.68929 | 0.72107 | 0.70765 | 0.69847 | 0.67587 | 0.69564 | 0.69776 | 0.70765 | 0.69706 | 0.67375 | 0.67446 | 0.67092 | 0.69847 | 0.72954 | 0.68364 | 0.69988 | 0.67657 | 0.68152 | 0.71401 | 0.69282 | 0.71471 | 0.73731 | 0.72884 | 0.71259 | 0.74155 | 0.70129 | 0.6907 | 0.68434 | 0.67446 | 0.70025 | 0.7455 | 0.7139 | 0.70887 | 0.7297 | 0.72826 | 0.72539 | 0.72539 | 0.6981 | 0.73975 | 0.73975 | 0.73113 | 0.68876 | 0.72252 | 0.74622 | 0.73975 | 0.70528 | 0.69738 | 0.7534 | 0.70815 | 0.74119 | 0.72395 | 0.69091 | 0.73185 | 0.69451 | 0.74263 | 0.69953 | 0.6823 | 0.73401 | 0.68876 | 0.69451 | 0.7534 | 0.70384 | 0.706 | 0.70456 | 0.68661 | 0.73401 | 0.6981 | 0.72611 | 0.6823 | 0.69235 | 0.73042 | 0.71031 | 0.73975 | 0.73042 | 0.74693 | 0.75412 | 0.70672 | 0.77731 | 0.76908 | 0.78479 | 0.77731 | 0.71447 | 0.74664 | 0.76758 | 0.74065 | 0.7803 | 0.78105 | 0.71447 | 0.75187 | 0.78329 | 0.75187 | 0.76459 | 0.76684 | 0.77506 | 0.72494 | 0.76983 | 0.74813 | 0.74065 | 0.75561 | 0.75112 | 0.76758 | 0.73766 | 0.73167 | 0.78329 | 0.76908 | 0.75337 | 0.71596 | 0.75337 | 0.78105 | 0.73167 | 0.74439 | 0.74439 | 0.74215 | 0.71297 | 0.75861 | 0.71147 | 0.71297 | 0.73092 | 0.77432 | 0.73392 | 0.75711 | 0.71521 | 0.76684 | 0.78255 | 0.76758 | 0.7259 | 0.74262 | 0.7601 | 0.7297 | 0.75554 | 0.74338 | 0.73958 | 0.76694 | 0.74186 | 0.76694 | 0.74794 | 0.76998 | 0.7601 | 0.78367 | 0.75326 | 0.74338 | 0.73426 | 0.7259 | 0.7677 | 0.72362 | 0.73122 | 0.77986 | 0.74794 | 0.79811 | 0.7297 | 0.77378 | 0.78747 | 0.73426 | 0.74186 | 0.75098 | 0.76162 | 0.79279 | 0.75326 | 0.78215 | 0.74414 | 0.76998 | 0.77758 | 0.7221 | 0.76694 | 0.76238 | 0.75554 | 0.78367 | 0.75022 | 0.75706 | 0.78443 | 0.75098 | 0.74414 | 0.7487 | 0.7563 | 0.73122 | 0.72894 | 0.75022 | 0.7563 | 0.76162 | 0.77834 | 0.78823 | 0.7449 | 0.77834 | 0.76694 | 0.77986 | 0.73654 | 0.75022 | 0.73274 | 0.79811 | 0.73502 | 0.7715 | 0.75782 | 0.77226 | 0.72286 | 0.77834 | 0.75326 | 0.78367 | 0.73122 | 0.73122 | 0.7221 | 0.78062 | 0.76086 | 0.79051 | 0.7221 | 0.75858 | 0.7335 | 0.74566 | 0.79659 | 0.78899 | 0.74262 | 0.75098 | 0.75402 | 0.72894 | 0.73274 | 0.7335 | 0.78062 | 0.78975 | 0.76162 | 0.7449 | 0.73806
ON_WTY_SWS | 940 | 230 | ON | 0.001013 | 940 | 24640 | 0.2496 | 0.27631 | 0.26634 | 0.26175 | 0.26095 | 0.26068 | 0.26822 | 0.27415 | 0.27739 | 0.26041 | 0.25609 | 0.26661 | 0.27577 | 0.26121 | 0.27173 | 0.27415 | 0.26229 | 0.25987 | 0.28035 | 0.26472 | 0.26499 | 0.26526 | 0.2596 | 0.26175 | 0.26715 | 0.26041 | 0.25933 | 0.26768 | 0.27793 | 0.26741 | 0.2569 | 0.26418 | 0.25987 | 0.27227 | 0.26095 | 0.2693 | 0.26337 | 0.2569 | 0.26499 | 0.28062 | 0.26526 | 0.26256 | 0.27766 | 0.25609 | 0.27442 | 0.26849 | 0.26499 | 0.28035 | 0.25879 | 0.30425 | 0.28334 | 0.28746 | 0.29129 | 0.3019 | 0.28835 | 0.28894 | 0.2857 | 0.30513 | 0.30131 | 0.28334 | 0.28246 | 0.28717 | 0.29748 | 0.30219 | 0.30307 | 0.30808 | 0.28658 | 0.29306 | 0.28746 | 0.30072 | 0.29512 | 0.29129 | 0.28187 | 0.29011 | 0.291 | 0.29512 | 0.2907 | 0.28098 | 0.28128 | 0.27981 | 0.29129 | 0.30425 | 0.28511 | 0.29188 | 0.28216 | 0.28422 | 0.29777 | 0.28894 | 0.29807 | 0.30749 | 0.30396 | 0.29718 | 0.30926 | 0.29247 | 0.28805 | 0.2854 | 0.28128 | 0.29204 | 0.31091 | 0.29773 | 0.29563 | 0.30432 | 0.30372 | 0.30252 | 0.30252 | 0.29114 | 0.30851 | 0.30851 | 0.30492 | 0.28724 | 0.30132 | 0.31121 | 0.30851 | 0.29413 | 0.29084 | 0.3142 | 0.29533 | 0.30911 | 0.30192 | 0.28814 | 0.30521 | 0.28964 | 0.30971 | 0.29174 | 0.28455 | 0.30611 | 0.28724 | 0.28964 | 0.3142 | 0.29353 | 0.29443 | 0.29383 | 0.28634 | 0.30611 | 0.29114 | 0.30282 | 0.28455 | 0.28874 | 0.30462 | 0.29623 | 0.30851 | 0.30462 | 0.3115 | 0.3145 | 0.29473 | 0.32417 | 0.32074 | 0.32729 | 0.32417 | 0.29796 | 0.31138 | 0.32012 | 0.30888 | 0.32542 | 0.32573 | 0.29796 | 0.31356 | 0.32667 | 0.31356 | 0.31887 | 0.3198 | 0.32324 | 0.30233 | 0.32105 | 0.312 | 0.30888 | 0.31512 | 0.31325 | 0.32012 | 0.30764 | 0.30514 | 0.32667 | 0.32074 | 0.31419 | 0.29859 | 0.31419 | 0.32573 | 0.30514 | 0.31044 | 0.31044 | 0.30951 | 0.29734 | 0.31637 | 0.29672 | 0.29734 | 0.30483 | 0.32292 | 0.30608 | 0.31575 | 0.29828 | 0.3198 | 0.32636 | 0.32012 | 0.30273 | 0.30971 | 0.317 | 0.30432 | 0.31509 | 0.31002 | 0.30844 | 0.31985 | 0.30939 | 0.31985 | 0.31192 | 0.32112 | 0.317 | 0.32682 | 0.31414 | 0.31002 | 0.30622 | 0.30273 | 0.32017 | 0.30178 | 0.30495 | 0.32524 | 0.31192 | 0.33285 | 0.30432 | 0.3227 | 0.32841 | 0.30622 | 0.30939 | 0.31319 | 0.31763 | 0.33063 | 0.31414 | 0.32619 | 0.31034 | 0.32112 | 0.32429 | 0.30115 | 0.31985 | 0.31795 | 0.31509 | 0.32682 | 0.31288 | 0.31573 | 0.32714 | 0.31319 | 0.31034 | 0.31224 | 0.31541 | 0.30495 | 0.304 | 0.31288 | 0.31541 | 0.31763 | 0.3246 | 0.32872 | 0.31066 | 0.3246 | 0.31985 | 0.32524 | 0.30717 | 0.31288 | 0.30558 | 0.33285 | 0.30654 | 0.32175 | 0.31605 | 0.32207 | 0.30146 | 0.3246 | 0.31414 | 0.32682 | 0.30495 | 0.30495 | 0.30115 | 0.32555 | 0.31731 | 0.32968 | 0.30115 | 0.31636 | 0.3059 | 0.31097 | 0.33221 | 0.32904 | 0.30971 | 0.31319 | 0.31446 | 0.304 | 0.30558 | 0.3059 | 0.32555 | 0.32936 | 0.31763 | 0.31066 | 0.3078
ON_WTY_TSS | 941 | 230 | ON | 0.001013 | 941 | 24640 | 0.2496 | 0.27631 | 0.26634 | 0.26175 | 0.26095 | 0.26068 | 0.26822 | 0.27415 | 0.27739 | 0.26041 | 0.25609 | 0.26661 | 0.27577 | 0.26121 | 0.27173 | 0.27415 | 0.26229 | 0.25987 | 0.28035 | 0.26472 | 0.26499 | 0.26526 | 0.2596 | 0.26175 | 0.26715 | 0.26041 | 0.25933 | 0.26768 | 0.27793 | 0.26741 | 0.2569 | 0.26418 | 0.25987 | 0.27227 | 0.26095 | 0.2693 | 0.26337 | 0.2569 | 0.26499 | 0.28062 | 0.26526 | 0.26256 | 0.27766 | 0.25609 | 0.27442 | 0.26849 | 0.26499 | 0.28035 | 0.25879 | 0.30425 | 0.28334 | 0.28746 | 0.29129 | 0.3019 | 0.28835 | 0.28894 | 0.2857 | 0.30513 | 0.30131 | 0.28334 | 0.28246 | 0.28717 | 0.29748 | 0.30219 | 0.30307 | 0.30808 | 0.28658 | 0.29306 | 0.28746 | 0.30072 | 0.29512 | 0.29129 | 0.28187 | 0.29011 | 0.291 | 0.29512 | 0.2907 | 0.28098 | 0.28128 | 0.27981 | 0.29129 | 0.30425 | 0.28511 | 0.29188 | 0.28216 | 0.28422 | 0.29777 | 0.28894 | 0.29807 | 0.30749 | 0.30396 | 0.29718 | 0.30926 | 0.29247 | 0.28805 | 0.2854 | 0.28128 | 0.29204 | 0.31091 | 0.29773 | 0.29563 | 0.30432 | 0.30372 | 0.30252 | 0.30252 | 0.29114 | 0.30851 | 0.30851 | 0.30492 | 0.28724 | 0.30132 | 0.31121 | 0.30851 | 0.29413 | 0.29084 | 0.3142 | 0.29533 | 0.30911 | 0.30192 | 0.28814 | 0.30521 | 0.28964 | 0.30971 | 0.29174 | 0.28455 | 0.30611 | 0.28724 | 0.28964 | 0.3142 | 0.29353 | 0.29443 | 0.29383 | 0.28634 | 0.30611 | 0.29114 | 0.30282 | 0.28455 | 0.28874 | 0.30462 | 0.29623 | 0.30851 | 0.30462 | 0.3115 | 0.3145 | 0.29473 | 0.32417 | 0.32074 | 0.32729 | 0.32417 | 0.29796 | 0.31138 | 0.32012 | 0.30888 | 0.32542 | 0.32573 | 0.29796 | 0.31356 | 0.32667 | 0.31356 | 0.31887 | 0.3198 | 0.32324 | 0.30233 | 0.32105 | 0.312 | 0.30888 | 0.31512 | 0.31325 | 0.32012 | 0.30764 | 0.30514 | 0.32667 | 0.32074 | 0.31419 | 0.29859 | 0.31419 | 0.32573 | 0.30514 | 0.31044 | 0.31044 | 0.30951 | 0.29734 | 0.31637 | 0.29672 | 0.29734 | 0.30483 | 0.32292 | 0.30608 | 0.31575 | 0.29828 | 0.3198 | 0.32636 | 0.32012 | 0.30273 | 0.30971 | 0.317 | 0.30432 | 0.31509 | 0.31002 | 0.30844 | 0.31985 | 0.30939 | 0.31985 | 0.31192 | 0.32112 | 0.317 | 0.32682 | 0.31414 | 0.31002 | 0.30622 | 0.30273 | 0.32017 | 0.30178 | 0.30495 | 0.32524 | 0.31192 | 0.33285 | 0.30432 | 0.3227 | 0.32841 | 0.30622 | 0.30939 | 0.31319 | 0.31763 | 0.33063 | 0.31414 | 0.32619 | 0.31034 | 0.32112 | 0.32429 | 0.30115 | 0.31985 | 0.31795 | 0.31509 | 0.32682 | 0.31288 | 0.31573 | 0.32714 | 0.31319 | 0.31034 | 0.31224 | 0.31541 | 0.30495 | 0.304 | 0.31288 | 0.31541 | 0.31763 | 0.3246 | 0.32872 | 0.31066 | 0.3246 | 0.31985 | 0.32524 | 0.30717 | 0.31288 | 0.30558 | 0.33285 | 0.30654 | 0.32175 | 0.31605 | 0.32207 | 0.30146 | 0.3246 | 0.31414 | 0.32682 | 0.30495 | 0.30495 | 0.30115 | 0.32555 | 0.31731 | 0.32968 | 0.30115 | 0.31636 | 0.3059 | 0.31097 | 0.33221 | 0.32904 | 0.30971 | 0.31319 | 0.31446 | 0.304 | 0.30558 | 0.3059 | 0.32555 | 0.32936 | 0.31763 | 0.31066 | 0.3078
ON_YEC_GSS | 942 | 230 | ON | 0.003203 | 942 | 24640 | 0.78922 | 0.87367 | 0.84213 | 0.82764 | 0.82508 | 0.82423 | 0.84809 | 0.86685 | 0.87708 | 0.82338 | 0.80974 | 0.84298 | 0.87196 | 0.82593 | 0.85918 | 0.86685 | 0.82934 | 0.82167 | 0.88645 | 0.83701 | 0.83787 | 0.83872 | 0.82082 | 0.82764 | 0.84469 | 0.82338 | 0.81997 | 0.84639 | 0.87878 | 0.84554 | 0.8123 | 0.83531 | 0.82167 | 0.86088 | 0.82508 | 0.8515 | 0.83275 | 0.8123 | 0.83787 | 0.8873 | 0.83872 | 0.8302 | 0.87793 | 0.80974 | 0.8677 | 0.84895 | 0.83787 | 0.88645 | 0.81826 | 0.96201 | 0.89589 | 0.90893 | 0.92103 | 0.95456 | 0.91172 | 0.91358 | 0.90334 | 0.9648 | 0.9527 | 0.89589 | 0.8931 | 0.908 | 0.94059 | 0.95549 | 0.95829 | 0.97412 | 0.90613 | 0.92662 | 0.90893 | 0.95084 | 0.93314 | 0.92103 | 0.89123 | 0.91731 | 0.9201 | 0.93314 | 0.91917 | 0.88844 | 0.88937 | 0.88471 | 0.92103 | 0.96201 | 0.90148 | 0.9229 | 0.89216 | 0.89868 | 0.94152 | 0.91358 | 0.94245 | 0.97225 | 0.96108 | 0.93966 | 0.97784 | 0.92476 | 0.91079 | 0.90241 | 0.88937 | 0.92339 | 0.98305 | 0.94138 | 0.93475 | 0.96222 | 0.96032 | 0.95653 | 0.95653 | 0.92055 | 0.97547 | 0.97547 | 0.96411 | 0.90823 | 0.95275 | 0.984 | 0.97547 | 0.93002 | 0.9196 | 0.99347 | 0.9338 | 0.97737 | 0.95464 | 0.91107 | 0.96506 | 0.91581 | 0.97926 | 0.92244 | 0.89971 | 0.9679 | 0.90823 | 0.91581 | 0.99347 | 0.92812 | 0.93096 | 0.92907 | 0.90539 | 0.9679 | 0.92055 | 0.95748 | 0.89971 | 0.91297 | 0.96316 | 0.93665 | 0.97547 | 0.96316 | 0.98495 | 0.99442 | 0.93191 | 1.025 | 1.0141 | 1.0349 | 1.025 | 0.94213 | 0.98455 | 1.0122 | 0.97666 | 1.0289 | 1.0299 | 0.94213 | 0.99146 | 1.0329 | 0.99146 | 1.0082 | 1.0112 | 1.022 | 0.95594 | 1.0151 | 0.98652 | 0.97666 | 0.99639 | 0.99047 | 1.0122 | 0.97271 | 0.96482 | 1.0329 | 1.0141 | 0.99343 | 0.9441 | 0.99343 | 1.0299 | 0.96482 | 0.98159 | 0.98159 | 0.97863 | 0.94016 | 1.0003 | 0.93818 | 0.94016 | 0.96383 | 1.0211 | 0.96778 | 0.99836 | 0.94312 | 1.0112 | 1.0319 | 1.0122 | 0.9572 | 0.97926 | 1.0023 | 0.96222 | 0.99629 | 0.98026 | 0.97525 | 1.0113 | 0.97825 | 1.0113 | 0.98627 | 1.0153 | 1.0023 | 1.0334 | 0.99329 | 0.98026 | 0.96823 | 0.9572 | 1.0123 | 0.9542 | 0.96422 | 1.0284 | 0.98627 | 1.0524 | 0.96222 | 1.0203 | 1.0384 | 0.96823 | 0.97825 | 0.99028 | 1.0043 | 1.0454 | 0.99329 | 1.0314 | 0.98126 | 1.0153 | 1.0254 | 0.95219 | 1.0113 | 1.0053 | 0.99629 | 1.0334 | 0.98928 | 0.9983 | 1.0344 | 0.99028 | 0.98126 | 0.98727 | 0.9973 | 0.96422 | 0.96121 | 0.98928 | 0.9973 | 1.0043 | 1.0264 | 1.0394 | 0.98226 | 1.0264 | 1.0113 | 1.0284 | 0.97124 | 0.98928 | 0.96623 | 1.0524 | 0.96923 | 1.0173 | 0.9993 | 1.0183 | 0.9532 | 1.0264 | 0.99329 | 1.0334 | 0.96422 | 0.96422 | 0.95219 | 1.0294 | 1.0033 | 1.0424 | 0.95219 | 1.0003 | 0.96723 | 0.98326 | 1.0504 | 1.0404 | 0.97926 | 0.99028 | 0.99429 | 0.96121 | 0.96623 | 0.96723 | 1.0294 | 1.0414 | 1.0043 | 0.98226 | 0.97324
ON_YEC_JCT | 943 | 230 | ON | 0.003203 | 943 | 24640 | 0.78922 | 0.87367 | 0.84213 | 0.82764 | 0.82508 | 0.82423 | 0.84809 | 0.86685 | 0.87708 | 0.82338 | 0.80974 | 0.84298 | 0.87196 | 0.82593 | 0.85918 | 0.86685 | 0.82934 | 0.82167 | 0.88645 | 0.83701 | 0.83787 | 0.83872 | 0.82082 | 0.82764 | 0.84469 | 0.82338 | 0.81997 | 0.84639 | 0.87878 | 0.84554 | 0.8123 | 0.83531 | 0.82167 | 0.86088 | 0.82508 | 0.8515 | 0.83275 | 0.8123 | 0.83787 | 0.8873 | 0.83872 | 0.8302 | 0.87793 | 0.80974 | 0.8677 | 0.84895 | 0.83787 | 0.88645 | 0.81826 | 0.96201 | 0.89589 | 0.90893 | 0.92103 | 0.95456 | 0.91172 | 0.91358 | 0.90334 | 0.9648 | 0.9527 | 0.89589 | 0.8931 | 0.908 | 0.94059 | 0.95549 | 0.95829 | 0.97412 | 0.90613 | 0.92662 | 0.90893 | 0.95084 | 0.93314 | 0.92103 | 0.89123 | 0.91731 | 0.9201 | 0.93314 | 0.91917 | 0.88844 | 0.88937 | 0.88471 | 0.92103 | 0.96201 | 0.90148 | 0.9229 | 0.89216 | 0.89868 | 0.94152 | 0.91358 | 0.94245 | 0.97225 | 0.96108 | 0.93966 | 0.97784 | 0.92476 | 0.91079 | 0.90241 | 0.88937 | 0.92339 | 0.98305 | 0.94138 | 0.93475 | 0.96222 | 0.96032 | 0.95653 | 0.95653 | 0.92055 | 0.97547 | 0.97547 | 0.96411 | 0.90823 | 0.95275 | 0.984 | 0.97547 | 0.93002 | 0.9196 | 0.99347 | 0.9338 | 0.97737 | 0.95464 | 0.91107 | 0.96506 | 0.91581 | 0.97926 | 0.92244 | 0.89971 | 0.9679 | 0.90823 | 0.91581 | 0.99347 | 0.92812 | 0.93096 | 0.92907 | 0.90539 | 0.9679 | 0.92055 | 0.95748 | 0.89971 | 0.91297 | 0.96316 | 0.93665 | 0.97547 | 0.96316 | 0.98495 | 0.99442 | 0.93191 | 1.025 | 1.0141 | 1.0349 | 1.025 | 0.94213 | 0.98455 | 1.0122 | 0.97666 | 1.0289 | 1.0299 | 0.94213 | 0.99146 | 1.0329 | 0.99146 | 1.0082 | 1.0112 | 1.022 | 0.95594 | 1.0151 | 0.98652 | 0.97666 | 0.99639 | 0.99047 | 1.0122 | 0.97271 | 0.96482 | 1.0329 | 1.0141 | 0.99343 | 0.9441 | 0.99343 | 1.0299 | 0.96482 | 0.98159 | 0.98159 | 0.97863 | 0.94016 | 1.0003 | 0.93818 | 0.94016 | 0.96383 | 1.0211 | 0.96778 | 0.99836 | 0.94312 | 1.0112 | 1.0319 | 1.0122 | 0.9572 | 0.97926 | 1.0023 | 0.96222 | 0.99629 | 0.98026 | 0.97525 | 1.0113 | 0.97825 | 1.0113 | 0.98627 | 1.0153 | 1.0023 | 1.0334 | 0.99329 | 0.98026 | 0.96823 | 0.9572 | 1.0123 | 0.9542 | 0.96422 | 1.0284 | 0.98627 | 1.0524 | 0.96222 | 1.0203 | 1.0384 | 0.96823 | 0.97825 | 0.99028 | 1.0043 | 1.0454 | 0.99329 | 1.0314 | 0.98126 | 1.0153 | 1.0254 | 0.95219 | 1.0113 | 1.0053 | 0.99629 | 1.0334 | 0.98928 | 0.9983 | 1.0344 | 0.99028 | 0.98126 | 0.98727 | 0.9973 | 0.96422 | 0.96121 | 0.98928 | 0.9973 | 1.0043 | 1.0264 | 1.0394 | 0.98226 | 1.0264 | 1.0113 | 1.0284 | 0.97124 | 0.98928 | 0.96623 | 1.0524 | 0.96923 | 1.0173 | 0.9993 | 1.0183 | 0.9532 | 1.0264 | 0.99329 | 1.0334 | 0.96422 | 0.96422 | 0.95219 | 1.0294 | 1.0033 | 1.0424 | 0.95219 | 1.0003 | 0.96723 | 0.98326 | 1.0504 | 1.0404 | 0.97926 | 0.99028 | 0.99429 | 0.96121 | 0.96623 | 0.96723 | 1.0294 | 1.0414 | 1.0043 | 0.98226 | 0.97324
ON_ZUR_DSS | 944 | 230 | ON | 0.000984 | 944 | 24640 | 0.24246 | 0.2684 | 0.25871 | 0.25426 | 0.25347 | 0.25321 | 0.26054 | 0.26631 | 0.26945 | 0.25295 | 0.24876 | 0.25897 | 0.26788 | 0.25374 | 0.26395 | 0.26631 | 0.25478 | 0.25243 | 0.27233 | 0.25714 | 0.2574 | 0.25766 | 0.25217 | 0.25426 | 0.2595 | 0.25295 | 0.2519 | 0.26002 | 0.26997 | 0.25976 | 0.24955 | 0.25662 | 0.25243 | 0.26447 | 0.25347 | 0.26159 | 0.25583 | 0.24955 | 0.2574 | 0.27259 | 0.25766 | 0.25505 | 0.26971 | 0.24876 | 0.26657 | 0.26081 | 0.2574 | 0.27233 | 0.25138 | 0.29554 | 0.27523 | 0.27923 | 0.28295 | 0.29325 | 0.28009 | 0.28066 | 0.27752 | 0.2964 | 0.29268 | 0.27523 | 0.27437 | 0.27895 | 0.28896 | 0.29354 | 0.2944 | 0.29926 | 0.27838 | 0.28467 | 0.27923 | 0.29211 | 0.28667 | 0.28295 | 0.2738 | 0.28181 | 0.28267 | 0.28667 | 0.28238 | 0.27294 | 0.27323 | 0.27179 | 0.28295 | 0.29554 | 0.27694 | 0.28353 | 0.27408 | 0.27609 | 0.28925 | 0.28066 | 0.28953 | 0.29869 | 0.29526 | 0.28867 | 0.3004 | 0.2841 | 0.27981 | 0.27723 | 0.27323 | 0.28368 | 0.30201 | 0.2892 | 0.28717 | 0.2956 | 0.29502 | 0.29386 | 0.29386 | 0.2828 | 0.29968 | 0.29968 | 0.29619 | 0.27902 | 0.29269 | 0.3023 | 0.29968 | 0.28571 | 0.28251 | 0.30521 | 0.28688 | 0.30026 | 0.29328 | 0.27989 | 0.29648 | 0.28135 | 0.30084 | 0.28338 | 0.2764 | 0.29735 | 0.27902 | 0.28135 | 0.30521 | 0.28513 | 0.286 | 0.28542 | 0.27815 | 0.29735 | 0.2828 | 0.29415 | 0.2764 | 0.28047 | 0.2959 | 0.28775 | 0.29968 | 0.2959 | 0.30259 | 0.3055 | 0.28629 | 0.31489 | 0.31156 | 0.31792 | 0.31489 | 0.28943 | 0.30247 | 0.31095 | 0.30004 | 0.3161 | 0.31641 | 0.28943 | 0.30459 | 0.31732 | 0.30459 | 0.30974 | 0.31065 | 0.31398 | 0.29368 | 0.31186 | 0.30307 | 0.30004 | 0.3061 | 0.30428 | 0.31095 | 0.29883 | 0.2964 | 0.31732 | 0.31156 | 0.30519 | 0.29004 | 0.30519 | 0.31641 | 0.2964 | 0.30156 | 0.30156 | 0.30065 | 0.28883 | 0.30732 | 0.28822 | 0.28883 | 0.2961 | 0.31368 | 0.29731 | 0.30671 | 0.28974 | 0.31065 | 0.31701 | 0.31095 | 0.29406 | 0.30084 | 0.30792 | 0.2956 | 0.30607 | 0.30115 | 0.29961 | 0.31069 | 0.30053 | 0.31069 | 0.30299 | 0.31192 | 0.30792 | 0.31747 | 0.30515 | 0.30115 | 0.29745 | 0.29406 | 0.311 | 0.29314 | 0.29622 | 0.31593 | 0.30299 | 0.32332 | 0.2956 | 0.31346 | 0.31901 | 0.29745 | 0.30053 | 0.30423 | 0.30854 | 0.32116 | 0.30515 | 0.31685 | 0.30145 | 0.31192 | 0.315 | 0.29253 | 0.31069 | 0.30884 | 0.30607 | 0.31747 | 0.30392 | 0.30669 | 0.31777 | 0.30423 | 0.30145 | 0.3033 | 0.30638 | 0.29622 | 0.2953 | 0.30392 | 0.30638 | 0.30854 | 0.31531 | 0.31931 | 0.30176 | 0.31531 | 0.31069 | 0.31593 | 0.29838 | 0.30392 | 0.29684 | 0.32332 | 0.29776 | 0.31254 | 0.307 | 0.31285 | 0.29283 | 0.31531 | 0.30515 | 0.31747 | 0.29622 | 0.29622 | 0.29253 | 0.31624 | 0.30823 | 0.32024 | 0.29253 | 0.30731 | 0.29714 | 0.30207 | 0.3227 | 0.31962 | 0.30084 | 0.30423 | 0.30546 | 0.2953 | 0.29684 | 0.29714 | 0.31624 | 0.31993 | 0.30854 | 0.30176 | 0.29899
ON_ZUR_JCT | 945 | 230 | ON | 0.000984 | 945 | 24640 | 0.24246 | 0.2684 | 0.25871 | 0.25426 | 0.25347 | 0.25321 | 0.26054 | 0.26631 | 0.26945 | 0.25295 | 0.24876 | 0.25897 | 0.26788 | 0.25374 | 0.26395 | 0.26631 | 0.25478 | 0.25243 | 0.27233 | 0.25714 | 0.2574 | 0.25766 | 0.25217 | 0.25426 | 0.2595 | 0.25295 | 0.2519 | 0.26002 | 0.26997 | 0.25976 | 0.24955 | 0.25662 | 0.25243 | 0.26447 | 0.25347 | 0.26159 | 0.25583 | 0.24955 | 0.2574 | 0.27259 | 0.25766 | 0.25505 | 0.26971 | 0.24876 | 0.26657 | 0.26081 | 0.2574 | 0.27233 | 0.25138 | 0.29554 | 0.27523 | 0.27923 | 0.28295 | 0.29325 | 0.28009 | 0.28066 | 0.27752 | 0.2964 | 0.29268 | 0.27523 | 0.27437 | 0.27895 | 0.28896 | 0.29354 | 0.2944 | 0.29926 | 0.27838 | 0.28467 | 0.27923 | 0.29211 | 0.28667 | 0.28295 | 0.2738 | 0.28181 | 0.28267 | 0.28667 | 0.28238 | 0.27294 | 0.27323 | 0.27179 | 0.28295 | 0.29554 | 0.27694 | 0.28353 | 0.27408 | 0.27609 | 0.28925 | 0.28066 | 0.28953 | 0.29869 | 0.29526 | 0.28867 | 0.3004 | 0.2841 | 0.27981 | 0.27723 | 0.27323 | 0.28368 | 0.30201 | 0.2892 | 0.28717 | 0.2956 | 0.29502 | 0.29386 | 0.29386 | 0.2828 | 0.29968 | 0.29968 | 0.29619 | 0.27902 | 0.29269 | 0.3023 | 0.29968 | 0.28571 | 0.28251 | 0.30521 | 0.28688 | 0.30026 | 0.29328 | 0.27989 | 0.29648 | 0.28135 | 0.30084 | 0.28338 | 0.2764 | 0.29735 | 0.27902 | 0.28135 | 0.30521 | 0.28513 | 0.286 | 0.28542 | 0.27815 | 0.29735 | 0.2828 | 0.29415 | 0.2764 | 0.28047 | 0.2959 | 0.28775 | 0.29968 | 0.2959 | 0.30259 | 0.3055 | 0.28629 | 0.31489 | 0.31156 | 0.31792 | 0.31489 | 0.28943 | 0.30247 | 0.31095 | 0.30004 | 0.3161 | 0.31641 | 0.28943 | 0.30459 | 0.31732 | 0.30459 | 0.30974 | 0.31065 | 0.31398 | 0.29368 | 0.31186 | 0.30307 | 0.30004 | 0.3061 | 0.30428 | 0.31095 | 0.29883 | 0.2964 | 0.31732 | 0.31156 | 0.30519 | 0.29004 | 0.30519 | 0.31641 | 0.2964 | 0.30156 | 0.30156 | 0.30065 | 0.28883 | 0.30732 | 0.28822 | 0.28883 | 0.2961 | 0.31368 | 0.29731 | 0.30671 | 0.28974 | 0.31065 | 0.31701 | 0.31095 | 0.29406 | 0.30084 | 0.30792 | 0.2956 | 0.30607 | 0.30115 | 0.29961 | 0.31069 | 0.30053 | 0.31069 | 0.30299 | 0.31192 | 0.30792 | 0.31747 | 0.30515 | 0.30115 | 0.29745 | 0.29406 | 0.311 | 0.29314 | 0.29622 | 0.31593 | 0.30299 | 0.32332 | 0.2956 | 0.31346 | 0.31901 | 0.29745 | 0.30053 | 0.30423 | 0.30854 | 0.32116 | 0.30515 | 0.31685 | 0.30145 | 0.31192 | 0.315 | 0.29253 | 0.31069 | 0.30884 | 0.30607 | 0.31747 | 0.30392 | 0.30669 | 0.31777 | 0.30423 | 0.30145 | 0.3033 | 0.30638 | 0.29622 | 0.2953 | 0.30392 | 0.30638 | 0.30854 | 0.31531 | 0.31931 | 0.30176 | 0.31531 | 0.31069 | 0.31593 | 0.29838 | 0.30392 | 0.29684 | 0.32332 | 0.29776 | 0.31254 | 0.307 | 0.31285 | 0.29283 | 0.31531 | 0.30515 | 0.31747 | 0.29622 | 0.29622 | 0.29253 | 0.31624 | 0.30823 | 0.32024 | 0.29253 | 0.30731 | 0.29714 | 0.30207 | 0.3227 | 0.31962 | 0.30084 | 0.30423 | 0.30546 | 0.2953 | 0.29684 | 0.29714 | 0.31624 | 0.31993 | 0.30854 | 0.30176 | 0.29899
PE_BED_SWS | 946 | 138 | PE | 0.074822 | 946 | 337 | 0.25215 | 0.27913 | 0.26905 | 0.26442 | 0.26361 | 0.26334 | 0.27096 | 0.27695 | 0.28022 | 0.26306 | 0.25871 | 0.26933 | 0.27859 | 0.26388 | 0.2745 | 0.27695 | 0.26497 | 0.26252 | 0.28322 | 0.26742 | 0.26769 | 0.26796 | 0.26225 | 0.26442 | 0.26987 | 0.26306 | 0.26197 | 0.27042 | 0.28076 | 0.27014 | 0.25952 | 0.26688 | 0.26252 | 0.27505 | 0.26361 | 0.27205 | 0.26606 | 0.25952 | 0.26769 | 0.28349 | 0.26796 | 0.26524 | 0.28049 | 0.25871 | 0.27722 | 0.27123 | 0.26769 | 0.28322 | 0.26143 | 0.30736 | 0.28623 | 0.2904 | 0.29426 | 0.30498 | 0.29129 | 0.29188 | 0.28861 | 0.30825 | 0.30438 | 0.28623 | 0.28534 | 0.2901 | 0.30051 | 0.30527 | 0.30617 | 0.31122 | 0.2895 | 0.29605 | 0.2904 | 0.30379 | 0.29813 | 0.29426 | 0.28474 | 0.29307 | 0.29397 | 0.29813 | 0.29367 | 0.28385 | 0.28415 | 0.28266 | 0.29426 | 0.30736 | 0.28802 | 0.29486 | 0.28504 | 0.28712 | 0.30081 | 0.29188 | 0.30111 | 0.31063 | 0.30706 | 0.30021 | 0.31241 | 0.29545 | 0.29099 | 0.28831 | 0.28415 | 0.29502 | 0.31408 | 0.30076 | 0.29865 | 0.30742 | 0.30682 | 0.30561 | 0.30561 | 0.29411 | 0.31166 | 0.31166 | 0.30803 | 0.29017 | 0.3044 | 0.31438 | 0.31166 | 0.29713 | 0.29381 | 0.31741 | 0.29834 | 0.31226 | 0.305 | 0.29108 | 0.30833 | 0.2926 | 0.31287 | 0.29471 | 0.28745 | 0.30924 | 0.29017 | 0.2926 | 0.31741 | 0.29653 | 0.29744 | 0.29683 | 0.28927 | 0.30924 | 0.29411 | 0.30591 | 0.28745 | 0.29169 | 0.30772 | 0.29925 | 0.31166 | 0.30772 | 0.31468 | 0.31771 | 0.29774 | 0.32748 | 0.32401 | 0.33063 | 0.32748 | 0.301 | 0.31456 | 0.32338 | 0.31204 | 0.32874 | 0.32906 | 0.301 | 0.31676 | 0.33 | 0.31676 | 0.32212 | 0.32307 | 0.32653 | 0.30542 | 0.32433 | 0.31519 | 0.31204 | 0.31834 | 0.31645 | 0.32338 | 0.31078 | 0.30825 | 0.33 | 0.32401 | 0.31739 | 0.30163 | 0.31739 | 0.32906 | 0.30825 | 0.31361 | 0.31361 | 0.31267 | 0.30037 | 0.3196 | 0.29974 | 0.30037 | 0.30794 | 0.32622 | 0.3092 | 0.31897 | 0.30132 | 0.32307 | 0.32969 | 0.32338 | 0.30582 | 0.31287 | 0.32023 | 0.30742 | 0.31831 | 0.31319 | 0.31158 | 0.32311 | 0.31255 | 0.32311 | 0.31511 | 0.32439 | 0.32023 | 0.33016 | 0.31735 | 0.31319 | 0.30934 | 0.30582 | 0.32343 | 0.30486 | 0.30806 | 0.32856 | 0.31511 | 0.33624 | 0.30742 | 0.32599 | 0.33176 | 0.30934 | 0.31255 | 0.31639 | 0.32087 | 0.334 | 0.31735 | 0.32952 | 0.31351 | 0.32439 | 0.3276 | 0.30422 | 0.32311 | 0.32119 | 0.31831 | 0.33016 | 0.31607 | 0.31895 | 0.33048 | 0.31639 | 0.31351 | 0.31543 | 0.31863 | 0.30806 | 0.3071 | 0.31607 | 0.31863 | 0.32087 | 0.32792 | 0.33208 | 0.31383 | 0.32792 | 0.32311 | 0.32856 | 0.3103 | 0.31607 | 0.3087 | 0.33624 | 0.30966 | 0.32503 | 0.31927 | 0.32535 | 0.30454 | 0.32792 | 0.31735 | 0.33016 | 0.30806 | 0.30806 | 0.30422 | 0.32888 | 0.32055 | 0.33304 | 0.30422 | 0.31959 | 0.30902 | 0.31415 | 0.3356 | 0.3324 | 0.31287 | 0.31639 | 0.31767 | 0.3071 | 0.3087 | 0.30902 | 0.32888 | 0.33272 | 0.32087 | 0.31383 | 0.31094
PE_BOR_SWS | 947 | 138 | PE | 0.074822 | 947 | 337 | 0.25215 | 0.27913 | 0.26905 | 0.26442 | 0.26361 | 0.26334 | 0.27096 | 0.27695 | 0.28022 | 0.26306 | 0.25871 | 0.26933 | 0.27859 | 0.26388 | 0.2745 | 0.27695 | 0.26497 | 0.26252 | 0.28322 | 0.26742 | 0.26769 | 0.26796 | 0.26225 | 0.26442 | 0.26987 | 0.26306 | 0.26197 | 0.27042 | 0.28076 | 0.27014 | 0.25952 | 0.26688 | 0.26252 | 0.27505 | 0.26361 | 0.27205 | 0.26606 | 0.25952 | 0.26769 | 0.28349 | 0.26796 | 0.26524 | 0.28049 | 0.25871 | 0.27722 | 0.27123 | 0.26769 | 0.28322 | 0.26143 | 0.30736 | 0.28623 | 0.2904 | 0.29426 | 0.30498 | 0.29129 | 0.29188 | 0.28861 | 0.30825 | 0.30438 | 0.28623 | 0.28534 | 0.2901 | 0.30051 | 0.30527 | 0.30617 | 0.31122 | 0.2895 | 0.29605 | 0.2904 | 0.30379 | 0.29813 | 0.29426 | 0.28474 | 0.29307 | 0.29397 | 0.29813 | 0.29367 | 0.28385 | 0.28415 | 0.28266 | 0.29426 | 0.30736 | 0.28802 | 0.29486 | 0.28504 | 0.28712 | 0.30081 | 0.29188 | 0.30111 | 0.31063 | 0.30706 | 0.30021 | 0.31241 | 0.29545 | 0.29099 | 0.28831 | 0.28415 | 0.29502 | 0.31408 | 0.30076 | 0.29865 | 0.30742 | 0.30682 | 0.30561 | 0.30561 | 0.29411 | 0.31166 | 0.31166 | 0.30803 | 0.29017 | 0.3044 | 0.31438 | 0.31166 | 0.29713 | 0.29381 | 0.31741 | 0.29834 | 0.31226 | 0.305 | 0.29108 | 0.30833 | 0.2926 | 0.31287 | 0.29471 | 0.28745 | 0.30924 | 0.29017 | 0.2926 | 0.31741 | 0.29653 | 0.29744 | 0.29683 | 0.28927 | 0.30924 | 0.29411 | 0.30591 | 0.28745 | 0.29169 | 0.30772 | 0.29925 | 0.31166 | 0.30772 | 0.31468 | 0.31771 | 0.29774 | 0.32748 | 0.32401 | 0.33063 | 0.32748 | 0.301 | 0.31456 | 0.32338 | 0.31204 | 0.32874 | 0.32906 | 0.301 | 0.31676 | 0.33 | 0.31676 | 0.32212 | 0.32307 | 0.32653 | 0.30542 | 0.32433 | 0.31519 | 0.31204 | 0.31834 | 0.31645 | 0.32338 | 0.31078 | 0.30825 | 0.33 | 0.32401 | 0.31739 | 0.30163 | 0.31739 | 0.32906 | 0.30825 | 0.31361 | 0.31361 | 0.31267 | 0.30037 | 0.3196 | 0.29974 | 0.30037 | 0.30794 | 0.32622 | 0.3092 | 0.31897 | 0.30132 | 0.32307 | 0.32969 | 0.32338 | 0.30582 | 0.31287 | 0.32023 | 0.30742 | 0.31831 | 0.31319 | 0.31158 | 0.32311 | 0.31255 | 0.32311 | 0.31511 | 0.32439 | 0.32023 | 0.33016 | 0.31735 | 0.31319 | 0.30934 | 0.30582 | 0.32343 | 0.30486 | 0.30806 | 0.32856 | 0.31511 | 0.33624 | 0.30742 | 0.32599 | 0.33176 | 0.30934 | 0.31255 | 0.31639 | 0.32087 | 0.334 | 0.31735 | 0.32952 | 0.31351 | 0.32439 | 0.3276 | 0.30422 | 0.32311 | 0.32119 | 0.31831 | 0.33016 | 0.31607 | 0.31895 | 0.33048 | 0.31639 | 0.31351 | 0.31543 | 0.31863 | 0.30806 | 0.3071 | 0.31607 | 0.31863 | 0.32087 | 0.32792 | 0.33208 | 0.31383 | 0.32792 | 0.32311 | 0.32856 | 0.3103 | 0.31607 | 0.3087 | 0.33624 | 0.30966 | 0.32503 | 0.31927 | 0.32535 | 0.30454 | 0.32792 | 0.31735 | 0.33016 | 0.30806 | 0.30806 | 0.30422 | 0.32888 | 0.32055 | 0.33304 | 0.30422 | 0.31959 | 0.30902 | 0.31415 | 0.3356 | 0.3324 | 0.31287 | 0.31639 | 0.31767 | 0.3071 | 0.3087 | 0.30902 | 0.32888 | 0.33272 | 0.32087 | 0.31383 | 0.31094
PE_CHR_TSS | 948 | 138 | PE | 0.051675 | 948 | 337 | 0.17414 | 0.19278 | 0.18582 | 0.18262 | 0.18206 | 0.18187 | 0.18714 | 0.19127 | 0.19353 | 0.18168 | 0.17867 | 0.18601 | 0.1924 | 0.18225 | 0.18958 | 0.19127 | 0.183 | 0.18131 | 0.1956 | 0.18469 | 0.18488 | 0.18507 | 0.18112 | 0.18262 | 0.18638 | 0.18168 | 0.18093 | 0.18676 | 0.19391 | 0.18657 | 0.17924 | 0.18431 | 0.18131 | 0.18996 | 0.18206 | 0.18789 | 0.18375 | 0.17924 | 0.18488 | 0.19579 | 0.18507 | 0.18319 | 0.19372 | 0.17867 | 0.19146 | 0.18732 | 0.18488 | 0.1956 | 0.18055 | 0.21227 | 0.19768 | 0.20056 | 0.20323 | 0.21063 | 0.20118 | 0.20159 | 0.19933 | 0.21289 | 0.21022 | 0.19768 | 0.19707 | 0.20035 | 0.20755 | 0.21083 | 0.21145 | 0.21494 | 0.19994 | 0.20446 | 0.20056 | 0.20981 | 0.2059 | 0.20323 | 0.19665 | 0.20241 | 0.20302 | 0.2059 | 0.20282 | 0.19604 | 0.19624 | 0.19522 | 0.20323 | 0.21227 | 0.19892 | 0.20364 | 0.19686 | 0.1983 | 0.20775 | 0.20159 | 0.20796 | 0.21453 | 0.21207 | 0.20734 | 0.21577 | 0.20405 | 0.20097 | 0.19912 | 0.19624 | 0.20375 | 0.21691 | 0.20772 | 0.20626 | 0.21232 | 0.2119 | 0.21106 | 0.21106 | 0.20312 | 0.21524 | 0.21524 | 0.21274 | 0.20041 | 0.21023 | 0.21712 | 0.21524 | 0.20521 | 0.20291 | 0.21921 | 0.20605 | 0.21566 | 0.21065 | 0.20103 | 0.21294 | 0.20208 | 0.21608 | 0.20354 | 0.19853 | 0.21357 | 0.20041 | 0.20208 | 0.21921 | 0.20479 | 0.20542 | 0.205 | 0.19978 | 0.21357 | 0.20312 | 0.21127 | 0.19853 | 0.20145 | 0.21253 | 0.20667 | 0.21524 | 0.21253 | 0.21733 | 0.21942 | 0.20563 | 0.22617 | 0.22378 | 0.22835 | 0.22617 | 0.20789 | 0.21725 | 0.22334 | 0.2155 | 0.22704 | 0.22726 | 0.20789 | 0.21877 | 0.22791 | 0.21877 | 0.22247 | 0.22312 | 0.22552 | 0.21093 | 0.22399 | 0.21768 | 0.2155 | 0.21986 | 0.21855 | 0.22334 | 0.21463 | 0.21289 | 0.22791 | 0.22378 | 0.2192 | 0.20832 | 0.2192 | 0.22726 | 0.21289 | 0.21659 | 0.21659 | 0.21594 | 0.20745 | 0.22073 | 0.20701 | 0.20745 | 0.21267 | 0.2253 | 0.21354 | 0.22029 | 0.2081 | 0.22312 | 0.22769 | 0.22334 | 0.21121 | 0.21608 | 0.22116 | 0.21232 | 0.21984 | 0.2163 | 0.21519 | 0.22315 | 0.21586 | 0.22315 | 0.21763 | 0.22404 | 0.22116 | 0.22802 | 0.21917 | 0.2163 | 0.21364 | 0.21121 | 0.22338 | 0.21055 | 0.21276 | 0.22691 | 0.21763 | 0.23222 | 0.21232 | 0.22514 | 0.22913 | 0.21364 | 0.21586 | 0.21851 | 0.22161 | 0.23067 | 0.21917 | 0.22758 | 0.21652 | 0.22404 | 0.22625 | 0.21011 | 0.22315 | 0.22183 | 0.21984 | 0.22802 | 0.21829 | 0.22028 | 0.22824 | 0.21851 | 0.21652 | 0.21785 | 0.22006 | 0.21276 | 0.2121 | 0.21829 | 0.22006 | 0.22161 | 0.22647 | 0.22935 | 0.21674 | 0.22647 | 0.22315 | 0.22691 | 0.21431 | 0.21829 | 0.2132 | 0.23222 | 0.21387 | 0.22448 | 0.2205 | 0.2247 | 0.21033 | 0.22647 | 0.21917 | 0.22802 | 0.21276 | 0.21276 | 0.21011 | 0.22714 | 0.22138 | 0.23001 | 0.21011 | 0.22072 | 0.21342 | 0.21696 | 0.23178 | 0.22957 | 0.21608 | 0.21851 | 0.21939 | 0.2121 | 0.2132 | 0.21342 | 0.22714 | 0.22979 | 0.22161 | 0.21674 | 0.21475
PE_EKS_GSS | 949 | 138 | PE | 0.051675 | 949 | 337 | 0.17414 | 0.19278 | 0.18582 | 0.18262 | 0.18206 | 0.18187 | 0.18714 | 0.19127 | 0.19353 | 0.18168 | 0.17867 | 0.18601 | 0.1924 | 0.18225 | 0.18958 | 0.19127 | 0.183 | 0.18131 | 0.1956 | 0.18469 | 0.18488 | 0.18507 | 0.18112 | 0.18262 | 0.18638 | 0.18168 | 0.18093 | 0.18676 | 0.19391 | 0.18657 | 0.17924 | 0.18431 | 0.18131 | 0.18996 | 0.18206 | 0.18789 | 0.18375 | 0.17924 | 0.18488 | 0.19579 | 0.18507 | 0.18319 | 0.19372 | 0.17867 | 0.19146 | 0.18732 | 0.18488 | 0.1956 | 0.18055 | 0.21227 | 0.19768 | 0.20056 | 0.20323 | 0.21063 | 0.20118 | 0.20159 | 0.19933 | 0.21289 | 0.21022 | 0.19768 | 0.19707 | 0.20035 | 0.20755 | 0.21083 | 0.21145 | 0.21494 | 0.19994 | 0.20446 | 0.20056 | 0.20981 | 0.2059 | 0.20323 | 0.19665 | 0.20241 | 0.20302 | 0.2059 | 0.20282 | 0.19604 | 0.19624 | 0.19522 | 0.20323 | 0.21227 | 0.19892 | 0.20364 | 0.19686 | 0.1983 | 0.20775 | 0.20159 | 0.20796 | 0.21453 | 0.21207 | 0.20734 | 0.21577 | 0.20405 | 0.20097 | 0.19912 | 0.19624 | 0.20375 | 0.21691 | 0.20772 | 0.20626 | 0.21232 | 0.2119 | 0.21106 | 0.21106 | 0.20312 | 0.21524 | 0.21524 | 0.21274 | 0.20041 | 0.21023 | 0.21712 | 0.21524 | 0.20521 | 0.20291 | 0.21921 | 0.20605 | 0.21566 | 0.21065 | 0.20103 | 0.21294 | 0.20208 | 0.21608 | 0.20354 | 0.19853 | 0.21357 | 0.20041 | 0.20208 | 0.21921 | 0.20479 | 0.20542 | 0.205 | 0.19978 | 0.21357 | 0.20312 | 0.21127 | 0.19853 | 0.20145 | 0.21253 | 0.20667 | 0.21524 | 0.21253 | 0.21733 | 0.21942 | 0.20563 | 0.22617 | 0.22378 | 0.22835 | 0.22617 | 0.20789 | 0.21725 | 0.22334 | 0.2155 | 0.22704 | 0.22726 | 0.20789 | 0.21877 | 0.22791 | 0.21877 | 0.22247 | 0.22312 | 0.22552 | 0.21093 | 0.22399 | 0.21768 | 0.2155 | 0.21986 | 0.21855 | 0.22334 | 0.21463 | 0.21289 | 0.22791 | 0.22378 | 0.2192 | 0.20832 | 0.2192 | 0.22726 | 0.21289 | 0.21659 | 0.21659 | 0.21594 | 0.20745 | 0.22073 | 0.20701 | 0.20745 | 0.21267 | 0.2253 | 0.21354 | 0.22029 | 0.2081 | 0.22312 | 0.22769 | 0.22334 | 0.21121 | 0.21608 | 0.22116 | 0.21232 | 0.21984 | 0.2163 | 0.21519 | 0.22315 | 0.21586 | 0.22315 | 0.21763 | 0.22404 | 0.22116 | 0.22802 | 0.21917 | 0.2163 | 0.21364 | 0.21121 | 0.22338 | 0.21055 | 0.21276 | 0.22691 | 0.21763 | 0.23222 | 0.21232 | 0.22514 | 0.22913 | 0.21364 | 0.21586 | 0.21851 | 0.22161 | 0.23067 | 0.21917 | 0.22758 | 0.21652 | 0.22404 | 0.22625 | 0.21011 | 0.22315 | 0.22183 | 0.21984 | 0.22802 | 0.21829 | 0.22028 | 0.22824 | 0.21851 | 0.21652 | 0.21785 | 0.22006 | 0.21276 | 0.2121 | 0.21829 | 0.22006 | 0.22161 | 0.22647 | 0.22935 | 0.21674 | 0.22647 | 0.22315 | 0.22691 | 0.21431 | 0.21829 | 0.2132 | 0.23222 | 0.21387 | 0.22448 | 0.2205 | 0.2247 | 0.21033 | 0.22647 | 0.21917 | 0.22802 | 0.21276 | 0.21276 | 0.21011 | 0.22714 | 0.22138 | 0.23001 | 0.21011 | 0.22072 | 0.21342 | 0.21696 | 0.23178 | 0.22957 | 0.21608 | 0.21851 | 0.21939 | 0.2121 | 0.2132 | 0.21342 | 0.22714 | 0.22979 | 0.22161 | 0.21674 | 0.21475
PE_ERY_DSS | 950 | 138 | PE | 0.097565 | 950 | 337 | 0.32879 | 0.36398 | 0.35084 | 0.3448 | 0.34373 | 0.34338 | 0.35332 | 0.36113 | 0.3654 | 0.34302 | 0.33734 | 0.35119 | 0.36326 | 0.34409 | 0.35794 | 0.36113 | 0.34551 | 0.34231 | 0.3693 | 0.34871 | 0.34906 | 0.34942 | 0.34196 | 0.3448 | 0.3519 | 0.34302 | 0.3416 | 0.35261 | 0.36611 | 0.35226 | 0.33841 | 0.348 | 0.34231 | 0.35865 | 0.34373 | 0.35474 | 0.34693 | 0.33841 | 0.34906 | 0.36966 | 0.34942 | 0.34587 | 0.36575 | 0.33734 | 0.36149 | 0.35368 | 0.34906 | 0.3693 | 0.34089 | 0.40078 | 0.37323 | 0.37867 | 0.38371 | 0.39768 | 0.37983 | 0.38061 | 0.37634 | 0.40194 | 0.3969 | 0.37323 | 0.37207 | 0.37828 | 0.39186 | 0.39806 | 0.39923 | 0.40582 | 0.3775 | 0.38604 | 0.37867 | 0.39612 | 0.38875 | 0.38371 | 0.37129 | 0.38216 | 0.38332 | 0.38875 | 0.38293 | 0.37013 | 0.37052 | 0.36858 | 0.38371 | 0.40078 | 0.37556 | 0.38449 | 0.37168 | 0.3744 | 0.39224 | 0.38061 | 0.39263 | 0.40505 | 0.40039 | 0.39147 | 0.40738 | 0.38526 | 0.37944 | 0.37595 | 0.37052 | 0.38469 | 0.40955 | 0.39219 | 0.38942 | 0.40087 | 0.40008 | 0.3985 | 0.3985 | 0.38351 | 0.40639 | 0.40639 | 0.40165 | 0.37838 | 0.39692 | 0.40994 | 0.40639 | 0.38745 | 0.38311 | 0.41389 | 0.38903 | 0.40718 | 0.39771 | 0.37956 | 0.40205 | 0.38153 | 0.40797 | 0.38429 | 0.37483 | 0.40323 | 0.37838 | 0.38153 | 0.41389 | 0.38666 | 0.38785 | 0.38706 | 0.37719 | 0.40323 | 0.38351 | 0.39889 | 0.37483 | 0.38035 | 0.40126 | 0.39021 | 0.40639 | 0.40126 | 0.41033 | 0.41428 | 0.38824 | 0.42702 | 0.4225 | 0.43113 | 0.42702 | 0.3925 | 0.41017 | 0.42168 | 0.40688 | 0.42867 | 0.42908 | 0.3925 | 0.41305 | 0.43031 | 0.41305 | 0.42003 | 0.42127 | 0.42579 | 0.39825 | 0.42291 | 0.41099 | 0.40688 | 0.4151 | 0.41264 | 0.42168 | 0.40524 | 0.40195 | 0.43031 | 0.4225 | 0.41387 | 0.39332 | 0.41387 | 0.42908 | 0.40195 | 0.40894 | 0.40894 | 0.4077 | 0.39168 | 0.41675 | 0.39085 | 0.39168 | 0.40154 | 0.42538 | 0.40318 | 0.41592 | 0.39291 | 0.42127 | 0.4299 | 0.42168 | 0.39878 | 0.40796 | 0.41757 | 0.40087 | 0.41506 | 0.40838 | 0.40629 | 0.42133 | 0.40755 | 0.42133 | 0.41089 | 0.423 | 0.41757 | 0.43051 | 0.41381 | 0.40838 | 0.40337 | 0.39878 | 0.42174 | 0.39753 | 0.4017 | 0.42843 | 0.41089 | 0.43845 | 0.40087 | 0.42508 | 0.4326 | 0.40337 | 0.40755 | 0.41256 | 0.4184 | 0.43552 | 0.41381 | 0.42968 | 0.4088 | 0.423 | 0.42717 | 0.39669 | 0.42133 | 0.41882 | 0.41506 | 0.43051 | 0.41214 | 0.4159 | 0.43093 | 0.41256 | 0.4088 | 0.4113 | 0.41548 | 0.4017 | 0.40045 | 0.41214 | 0.41548 | 0.4184 | 0.42759 | 0.43302 | 0.40922 | 0.42759 | 0.42133 | 0.42843 | 0.40462 | 0.41214 | 0.40254 | 0.43845 | 0.40379 | 0.42383 | 0.41632 | 0.42425 | 0.39711 | 0.42759 | 0.41381 | 0.43051 | 0.4017 | 0.4017 | 0.39669 | 0.42884 | 0.41799 | 0.43427 | 0.39669 | 0.41673 | 0.40295 | 0.40963 | 0.43761 | 0.43344 | 0.40796 | 0.41256 | 0.41423 | 0.40045 | 0.40254 | 0.40295 | 0.42884 | 0.43385 | 0.4184 | 0.40922 | 0.40546
PE_HRM_GSS | 951 | 138 | PE | 0.051675 | 951 | 337 | 0.17414 | 0.19278 | 0.18582 | 0.18262 | 0.18206 | 0.18187 | 0.18714 | 0.19127 | 0.19353 | 0.18168 | 0.17867 | 0.18601 | 0.1924 | 0.18225 | 0.18958 | 0.19127 | 0.183 | 0.18131 | 0.1956 | 0.18469 | 0.18488 | 0.18507 | 0.18112 | 0.18262 | 0.18638 | 0.18168 | 0.18093 | 0.18676 | 0.19391 | 0.18657 | 0.17924 | 0.18431 | 0.18131 | 0.18996 | 0.18206 | 0.18789 | 0.18375 | 0.17924 | 0.18488 | 0.19579 | 0.18507 | 0.18319 | 0.19372 | 0.17867 | 0.19146 | 0.18732 | 0.18488 | 0.1956 | 0.18055 | 0.21227 | 0.19768 | 0.20056 | 0.20323 | 0.21063 | 0.20118 | 0.20159 | 0.19933 | 0.21289 | 0.21022 | 0.19768 | 0.19707 | 0.20035 | 0.20755 | 0.21083 | 0.21145 | 0.21494 | 0.19994 | 0.20446 | 0.20056 | 0.20981 | 0.2059 | 0.20323 | 0.19665 | 0.20241 | 0.20302 | 0.2059 | 0.20282 | 0.19604 | 0.19624 | 0.19522 | 0.20323 | 0.21227 | 0.19892 | 0.20364 | 0.19686 | 0.1983 | 0.20775 | 0.20159 | 0.20796 | 0.21453 | 0.21207 | 0.20734 | 0.21577 | 0.20405 | 0.20097 | 0.19912 | 0.19624 | 0.20375 | 0.21691 | 0.20772 | 0.20626 | 0.21232 | 0.2119 | 0.21106 | 0.21106 | 0.20312 | 0.21524 | 0.21524 | 0.21274 | 0.20041 | 0.21023 | 0.21712 | 0.21524 | 0.20521 | 0.20291 | 0.21921 | 0.20605 | 0.21566 | 0.21065 | 0.20103 | 0.21294 | 0.20208 | 0.21608 | 0.20354 | 0.19853 | 0.21357 | 0.20041 | 0.20208 | 0.21921 | 0.20479 | 0.20542 | 0.205 | 0.19978 | 0.21357 | 0.20312 | 0.21127 | 0.19853 | 0.20145 | 0.21253 | 0.20667 | 0.21524 | 0.21253 | 0.21733 | 0.21942 | 0.20563 | 0.22617 | 0.22378 | 0.22835 | 0.22617 | 0.20789 | 0.21725 | 0.22334 | 0.2155 | 0.22704 | 0.22726 | 0.20789 | 0.21877 | 0.22791 | 0.21877 | 0.22247 | 0.22312 | 0.22552 | 0.21093 | 0.22399 | 0.21768 | 0.2155 | 0.21986 | 0.21855 | 0.22334 | 0.21463 | 0.21289 | 0.22791 | 0.22378 | 0.2192 | 0.20832 | 0.2192 | 0.22726 | 0.21289 | 0.21659 | 0.21659 | 0.21594 | 0.20745 | 0.22073 | 0.20701 | 0.20745 | 0.21267 | 0.2253 | 0.21354 | 0.22029 | 0.2081 | 0.22312 | 0.22769 | 0.22334 | 0.21121 | 0.21608 | 0.22116 | 0.21232 | 0.21984 | 0.2163 | 0.21519 | 0.22315 | 0.21586 | 0.22315 | 0.21763 | 0.22404 | 0.22116 | 0.22802 | 0.21917 | 0.2163 | 0.21364 | 0.21121 | 0.22338 | 0.21055 | 0.21276 | 0.22691 | 0.21763 | 0.23222 | 0.21232 | 0.22514 | 0.22913 | 0.21364 | 0.21586 | 0.21851 | 0.22161 | 0.23067 | 0.21917 | 0.22758 | 0.21652 | 0.22404 | 0.22625 | 0.21011 | 0.22315 | 0.22183 | 0.21984 | 0.22802 | 0.21829 | 0.22028 | 0.22824 | 0.21851 | 0.21652 | 0.21785 | 0.22006 | 0.21276 | 0.2121 | 0.21829 | 0.22006 | 0.22161 | 0.22647 | 0.22935 | 0.21674 | 0.22647 | 0.22315 | 0.22691 | 0.21431 | 0.21829 | 0.2132 | 0.23222 | 0.21387 | 0.22448 | 0.2205 | 0.2247 | 0.21033 | 0.22647 | 0.21917 | 0.22802 | 0.21276 | 0.21276 | 0.21011 | 0.22714 | 0.22138 | 0.23001 | 0.21011 | 0.22072 | 0.21342 | 0.21696 | 0.23178 | 0.22957 | 0.21608 | 0.21851 | 0.21939 | 0.2121 | 0.2132 | 0.21342 | 0.22714 | 0.22979 | 0.22161 | 0.21674 | 0.21475
PE_HRM_JCT | 952 | 138 | PE | 0.051675 | 952 | 337 | 0.17414 | 0.19278 | 0.18582 | 0.18262 | 0.18206 | 0.18187 | 0.18714 | 0.19127 | 0.19353 | 0.18168 | 0.17867 | 0.18601 | 0.1924 | 0.18225 | 0.18958 | 0.19127 | 0.183 | 0.18131 | 0.1956 | 0.18469 | 0.18488 | 0.18507 | 0.18112 | 0.18262 | 0.18638 | 0.18168 | 0.18093 | 0.18676 | 0.19391 | 0.18657 | 0.17924 | 0.18431 | 0.18131 | 0.18996 | 0.18206 | 0.18789 | 0.18375 | 0.17924 | 0.18488 | 0.19579 | 0.18507 | 0.18319 | 0.19372 | 0.17867 | 0.19146 | 0.18732 | 0.18488 | 0.1956 | 0.18055 | 0.21227 | 0.19768 | 0.20056 | 0.20323 | 0.21063 | 0.20118 | 0.20159 | 0.19933 | 0.21289 | 0.21022 | 0.19768 | 0.19707 | 0.20035 | 0.20755 | 0.21083 | 0.21145 | 0.21494 | 0.19994 | 0.20446 | 0.20056 | 0.20981 | 0.2059 | 0.20323 | 0.19665 | 0.20241 | 0.20302 | 0.2059 | 0.20282 | 0.19604 | 0.19624 | 0.19522 | 0.20323 | 0.21227 | 0.19892 | 0.20364 | 0.19686 | 0.1983 | 0.20775 | 0.20159 | 0.20796 | 0.21453 | 0.21207 | 0.20734 | 0.21577 | 0.20405 | 0.20097 | 0.19912 | 0.19624 | 0.20375 | 0.21691 | 0.20772 | 0.20626 | 0.21232 | 0.2119 | 0.21106 | 0.21106 | 0.20312 | 0.21524 | 0.21524 | 0.21274 | 0.20041 | 0.21023 | 0.21712 | 0.21524 | 0.20521 | 0.20291 | 0.21921 | 0.20605 | 0.21566 | 0.21065 | 0.20103 | 0.21294 | 0.20208 | 0.21608 | 0.20354 | 0.19853 | 0.21357 | 0.20041 | 0.20208 | 0.21921 | 0.20479 | 0.20542 | 0.205 | 0.19978 | 0.21357 | 0.20312 | 0.21127 | 0.19853 | 0.20145 | 0.21253 | 0.20667 | 0.21524 | 0.21253 | 0.21733 | 0.21942 | 0.20563 | 0.22617 | 0.22378 | 0.22835 | 0.22617 | 0.20789 | 0.21725 | 0.22334 | 0.2155 | 0.22704 | 0.22726 | 0.20789 | 0.21877 | 0.22791 | 0.21877 | 0.22247 | 0.22312 | 0.22552 | 0.21093 | 0.22399 | 0.21768 | 0.2155 | 0.21986 | 0.21855 | 0.22334 | 0.21463 | 0.21289 | 0.22791 | 0.22378 | 0.2192 | 0.20832 | 0.2192 | 0.22726 | 0.21289 | 0.21659 | 0.21659 | 0.21594 | 0.20745 | 0.22073 | 0.20701 | 0.20745 | 0.21267 | 0.2253 | 0.21354 | 0.22029 | 0.2081 | 0.22312 | 0.22769 | 0.22334 | 0.21121 | 0.21608 | 0.22116 | 0.21232 | 0.21984 | 0.2163 | 0.21519 | 0.22315 | 0.21586 | 0.22315 | 0.21763 | 0.22404 | 0.22116 | 0.22802 | 0.21917 | 0.2163 | 0.21364 | 0.21121 | 0.22338 | 0.21055 | 0.21276 | 0.22691 | 0.21763 | 0.23222 | 0.21232 | 0.22514 | 0.22913 | 0.21364 | 0.21586 | 0.21851 | 0.22161 | 0.23067 | 0.21917 | 0.22758 | 0.21652 | 0.22404 | 0.22625 | 0.21011 | 0.22315 | 0.22183 | 0.21984 | 0.22802 | 0.21829 | 0.22028 | 0.22824 | 0.21851 | 0.21652 | 0.21785 | 0.22006 | 0.21276 | 0.2121 | 0.21829 | 0.22006 | 0.22161 | 0.22647 | 0.22935 | 0.21674 | 0.22647 | 0.22315 | 0.22691 | 0.21431 | 0.21829 | 0.2132 | 0.23222 | 0.21387 | 0.22448 | 0.2205 | 0.2247 | 0.21033 | 0.22647 | 0.21917 | 0.22802 | 0.21276 | 0.21276 | 0.21011 | 0.22714 | 0.22138 | 0.23001 | 0.21011 | 0.22072 | 0.21342 | 0.21696 | 0.23178 | 0.22957 | 0.21608 | 0.21851 | 0.21939 | 0.2121 | 0.2132 | 0.21342 | 0.22714 | 0.22979 | 0.22161 | 0.21674 | 0.21475
PE_RCV_TSS | 953 | 138 | PE | 0.074822 | 953 | 337 | 0.25215 | 0.27913 | 0.26905 | 0.26442 | 0.26361 | 0.26334 | 0.27096 | 0.27695 | 0.28022 | 0.26306 | 0.25871 | 0.26933 | 0.27859 | 0.26388 | 0.2745 | 0.27695 | 0.26497 | 0.26252 | 0.28322 | 0.26742 | 0.26769 | 0.26796 | 0.26225 | 0.26442 | 0.26987 | 0.26306 | 0.26197 | 0.27042 | 0.28076 | 0.27014 | 0.25952 | 0.26688 | 0.26252 | 0.27505 | 0.26361 | 0.27205 | 0.26606 | 0.25952 | 0.26769 | 0.28349 | 0.26796 | 0.26524 | 0.28049 | 0.25871 | 0.27722 | 0.27123 | 0.26769 | 0.28322 | 0.26143 | 0.30736 | 0.28623 | 0.2904 | 0.29426 | 0.30498 | 0.29129 | 0.29188 | 0.28861 | 0.30825 | 0.30438 | 0.28623 | 0.28534 | 0.2901 | 0.30051 | 0.30527 | 0.30617 | 0.31122 | 0.2895 | 0.29605 | 0.2904 | 0.30379 | 0.29813 | 0.29426 | 0.28474 | 0.29307 | 0.29397 | 0.29813 | 0.29367 | 0.28385 | 0.28415 | 0.28266 | 0.29426 | 0.30736 | 0.28802 | 0.29486 | 0.28504 | 0.28712 | 0.30081 | 0.29188 | 0.30111 | 0.31063 | 0.30706 | 0.30021 | 0.31241 | 0.29545 | 0.29099 | 0.28831 | 0.28415 | 0.29502 | 0.31408 | 0.30076 | 0.29865 | 0.30742 | 0.30682 | 0.30561 | 0.30561 | 0.29411 | 0.31166 | 0.31166 | 0.30803 | 0.29017 | 0.3044 | 0.31438 | 0.31166 | 0.29713 | 0.29381 | 0.31741 | 0.29834 | 0.31226 | 0.305 | 0.29108 | 0.30833 | 0.2926 | 0.31287 | 0.29471 | 0.28745 | 0.30924 | 0.29017 | 0.2926 | 0.31741 | 0.29653 | 0.29744 | 0.29683 | 0.28927 | 0.30924 | 0.29411 | 0.30591 | 0.28745 | 0.29169 | 0.30772 | 0.29925 | 0.31166 | 0.30772 | 0.31468 | 0.31771 | 0.29774 | 0.32748 | 0.32401 | 0.33063 | 0.32748 | 0.301 | 0.31456 | 0.32338 | 0.31204 | 0.32874 | 0.32906 | 0.301 | 0.31676 | 0.33 | 0.31676 | 0.32212 | 0.32307 | 0.32653 | 0.30542 | 0.32433 | 0.31519 | 0.31204 | 0.31834 | 0.31645 | 0.32338 | 0.31078 | 0.30825 | 0.33 | 0.32401 | 0.31739 | 0.30163 | 0.31739 | 0.32906 | 0.30825 | 0.31361 | 0.31361 | 0.31267 | 0.30037 | 0.3196 | 0.29974 | 0.30037 | 0.30794 | 0.32622 | 0.3092 | 0.31897 | 0.30132 | 0.32307 | 0.32969 | 0.32338 | 0.30582 | 0.31287 | 0.32023 | 0.30742 | 0.31831 | 0.31319 | 0.31158 | 0.32311 | 0.31255 | 0.32311 | 0.31511 | 0.32439 | 0.32023 | 0.33016 | 0.31735 | 0.31319 | 0.30934 | 0.30582 | 0.32343 | 0.30486 | 0.30806 | 0.32856 | 0.31511 | 0.33624 | 0.30742 | 0.32599 | 0.33176 | 0.30934 | 0.31255 | 0.31639 | 0.32087 | 0.334 | 0.31735 | 0.32952 | 0.31351 | 0.32439 | 0.3276 | 0.30422 | 0.32311 | 0.32119 | 0.31831 | 0.33016 | 0.31607 | 0.31895 | 0.33048 | 0.31639 | 0.31351 | 0.31543 | 0.31863 | 0.30806 | 0.3071 | 0.31607 | 0.31863 | 0.32087 | 0.32792 | 0.33208 | 0.31383 | 0.32792 | 0.32311 | 0.32856 | 0.3103 | 0.31607 | 0.3087 | 0.33624 | 0.30966 | 0.32503 | 0.31927 | 0.32535 | 0.30454 | 0.32792 | 0.31735 | 0.33016 | 0.30806 | 0.30806 | 0.30422 | 0.32888 | 0.32055 | 0.33304 | 0.30422 | 0.31959 | 0.30902 | 0.31415 | 0.3356 | 0.3324 | 0.31287 | 0.31639 | 0.31767 | 0.3071 | 0.3087 | 0.30902 | 0.32888 | 0.33272 | 0.32087 | 0.31383 | 0.31094
PE_SCF_DSS | 954 | 138 | PE | 0.097565 | 954 | 337 | 0.32879 | 0.36398 | 0.35084 | 0.3448 | 0.34373 | 0.34338 | 0.35332 | 0.36113 | 0.3654 | 0.34302 | 0.33734 | 0.35119 | 0.36326 | 0.34409 | 0.35794 | 0.36113 | 0.34551 | 0.34231 | 0.3693 | 0.34871 | 0.34906 | 0.34942 | 0.34196 | 0.3448 | 0.3519 | 0.34302 | 0.3416 | 0.35261 | 0.36611 | 0.35226 | 0.33841 | 0.348 | 0.34231 | 0.35865 | 0.34373 | 0.35474 | 0.34693 | 0.33841 | 0.34906 | 0.36966 | 0.34942 | 0.34587 | 0.36575 | 0.33734 | 0.36149 | 0.35368 | 0.34906 | 0.3693 | 0.34089 | 0.40078 | 0.37323 | 0.37867 | 0.38371 | 0.39768 | 0.37983 | 0.38061 | 0.37634 | 0.40194 | 0.3969 | 0.37323 | 0.37207 | 0.37828 | 0.39186 | 0.39806 | 0.39923 | 0.40582 | 0.3775 | 0.38604 | 0.37867 | 0.39612 | 0.38875 | 0.38371 | 0.37129 | 0.38216 | 0.38332 | 0.38875 | 0.38293 | 0.37013 | 0.37052 | 0.36858 | 0.38371 | 0.40078 | 0.37556 | 0.38449 | 0.37168 | 0.3744 | 0.39224 | 0.38061 | 0.39263 | 0.40505 | 0.40039 | 0.39147 | 0.40738 | 0.38526 | 0.37944 | 0.37595 | 0.37052 | 0.38469 | 0.40955 | 0.39219 | 0.38942 | 0.40087 | 0.40008 | 0.3985 | 0.3985 | 0.38351 | 0.40639 | 0.40639 | 0.40165 | 0.37838 | 0.39692 | 0.40994 | 0.40639 | 0.38745 | 0.38311 | 0.41389 | 0.38903 | 0.40718 | 0.39771 | 0.37956 | 0.40205 | 0.38153 | 0.40797 | 0.38429 | 0.37483 | 0.40323 | 0.37838 | 0.38153 | 0.41389 | 0.38666 | 0.38785 | 0.38706 | 0.37719 | 0.40323 | 0.38351 | 0.39889 | 0.37483 | 0.38035 | 0.40126 | 0.39021 | 0.40639 | 0.40126 | 0.41033 | 0.41428 | 0.38824 | 0.42702 | 0.4225 | 0.43113 | 0.42702 | 0.3925 | 0.41017 | 0.42168 | 0.40688 | 0.42867 | 0.42908 | 0.3925 | 0.41305 | 0.43031 | 0.41305 | 0.42003 | 0.42127 | 0.42579 | 0.39825 | 0.42291 | 0.41099 | 0.40688 | 0.4151 | 0.41264 | 0.42168 | 0.40524 | 0.40195 | 0.43031 | 0.4225 | 0.41387 | 0.39332 | 0.41387 | 0.42908 | 0.40195 | 0.40894 | 0.40894 | 0.4077 | 0.39168 | 0.41675 | 0.39085 | 0.39168 | 0.40154 | 0.42538 | 0.40318 | 0.41592 | 0.39291 | 0.42127 | 0.4299 | 0.42168 | 0.39878 | 0.40796 | 0.41757 | 0.40087 | 0.41506 | 0.40838 | 0.40629 | 0.42133 | 0.40755 | 0.42133 | 0.41089 | 0.423 | 0.41757 | 0.43051 | 0.41381 | 0.40838 | 0.40337 | 0.39878 | 0.42174 | 0.39753 | 0.4017 | 0.42843 | 0.41089 | 0.43845 | 0.40087 | 0.42508 | 0.4326 | 0.40337 | 0.40755 | 0.41256 | 0.4184 | 0.43552 | 0.41381 | 0.42968 | 0.4088 | 0.423 | 0.42717 | 0.39669 | 0.42133 | 0.41882 | 0.41506 | 0.43051 | 0.41214 | 0.4159 | 0.43093 | 0.41256 | 0.4088 | 0.4113 | 0.41548 | 0.4017 | 0.40045 | 0.41214 | 0.41548 | 0.4184 | 0.42759 | 0.43302 | 0.40922 | 0.42759 | 0.42133 | 0.42843 | 0.40462 | 0.41214 | 0.40254 | 0.43845 | 0.40379 | 0.42383 | 0.41632 | 0.42425 | 0.39711 | 0.42759 | 0.41381 | 0.43051 | 0.4017 | 0.4017 | 0.39669 | 0.42884 | 0.41799 | 0.43427 | 0.39669 | 0.41673 | 0.40295 | 0.40963 | 0.43761 | 0.43344 | 0.40796 | 0.41256 | 0.41423 | 0.40045 | 0.40254 | 0.40295 | 0.42884 | 0.43385 | 0.4184 | 0.40922 | 0.40546
PE_SHB_DSS | 955 | 138 | PE | 0.074822 | 955 | 337 | 0.25215 | 0.27913 | 0.26905 | 0.26442 | 0.26361 | 0.26334 | 0.27096 | 0.27695 | 0.28022 | 0.26306 | 0.25871 | 0.26933 | 0.27859 | 0.26388 | 0.2745 | 0.27695 | 0.26497 | 0.26252 | 0.28322 | 0.26742 | 0.26769 | 0.26796 | 0.26225 | 0.26442 | 0.26987 | 0.26306 | 0.26197 | 0.27042 | 0.28076 | 0.27014 | 0.25952 | 0.26688 | 0.26252 | 0.27505 | 0.26361 | 0.27205 | 0.26606 | 0.25952 | 0.26769 | 0.28349 | 0.26796 | 0.26524 | 0.28049 | 0.25871 | 0.27722 | 0.27123 | 0.26769 | 0.28322 | 0.26143 | 0.30736 | 0.28623 | 0.2904 | 0.29426 | 0.30498 | 0.29129 | 0.29188 | 0.28861 | 0.30825 | 0.30438 | 0.28623 | 0.28534 | 0.2901 | 0.30051 | 0.30527 | 0.30617 | 0.31122 | 0.2895 | 0.29605 | 0.2904 | 0.30379 | 0.29813 | 0.29426 | 0.28474 | 0.29307 | 0.29397 | 0.29813 | 0.29367 | 0.28385 | 0.28415 | 0.28266 | 0.29426 | 0.30736 | 0.28802 | 0.29486 | 0.28504 | 0.28712 | 0.30081 | 0.29188 | 0.30111 | 0.31063 | 0.30706 | 0.30021 | 0.31241 | 0.29545 | 0.29099 | 0.28831 | 0.28415 | 0.29502 | 0.31408 | 0.30076 | 0.29865 | 0.30742 | 0.30682 | 0.30561 | 0.30561 | 0.29411 | 0.31166 | 0.31166 | 0.30803 | 0.29017 | 0.3044 | 0.31438 | 0.31166 | 0.29713 | 0.29381 | 0.31741 | 0.29834 | 0.31226 | 0.305 | 0.29108 | 0.30833 | 0.2926 | 0.31287 | 0.29471 | 0.28745 | 0.30924 | 0.29017 | 0.2926 | 0.31741 | 0.29653 | 0.29744 | 0.29683 | 0.28927 | 0.30924 | 0.29411 | 0.30591 | 0.28745 | 0.29169 | 0.30772 | 0.29925 | 0.31166 | 0.30772 | 0.31468 | 0.31771 | 0.29774 | 0.32748 | 0.32401 | 0.33063 | 0.32748 | 0.301 | 0.31456 | 0.32338 | 0.31204 | 0.32874 | 0.32906 | 0.301 | 0.31676 | 0.33 | 0.31676 | 0.32212 | 0.32307 | 0.32653 | 0.30542 | 0.32433 | 0.31519 | 0.31204 | 0.31834 | 0.31645 | 0.32338 | 0.31078 | 0.30825 | 0.33 | 0.32401 | 0.31739 | 0.30163 | 0.31739 | 0.32906 | 0.30825 | 0.31361 | 0.31361 | 0.31267 | 0.30037 | 0.3196 | 0.29974 | 0.30037 | 0.30794 | 0.32622 | 0.3092 | 0.31897 | 0.30132 | 0.32307 | 0.32969 | 0.32338 | 0.30582 | 0.31287 | 0.32023 | 0.30742 | 0.31831 | 0.31319 | 0.31158 | 0.32311 | 0.31255 | 0.32311 | 0.31511 | 0.32439 | 0.32023 | 0.33016 | 0.31735 | 0.31319 | 0.30934 | 0.30582 | 0.32343 | 0.30486 | 0.30806 | 0.32856 | 0.31511 | 0.33624 | 0.30742 | 0.32599 | 0.33176 | 0.30934 | 0.31255 | 0.31639 | 0.32087 | 0.334 | 0.31735 | 0.32952 | 0.31351 | 0.32439 | 0.3276 | 0.30422 | 0.32311 | 0.32119 | 0.31831 | 0.33016 | 0.31607 | 0.31895 | 0.33048 | 0.31639 | 0.31351 | 0.31543 | 0.31863 | 0.30806 | 0.3071 | 0.31607 | 0.31863 | 0.32087 | 0.32792 | 0.33208 | 0.31383 | 0.32792 | 0.32311 | 0.32856 | 0.3103 | 0.31607 | 0.3087 | 0.33624 | 0.30966 | 0.32503 | 0.31927 | 0.32535 | 0.30454 | 0.32792 | 0.31735 | 0.33016 | 0.30806 | 0.30806 | 0.30422 | 0.32888 | 0.32055 | 0.33304 | 0.30422 | 0.31959 | 0.30902 | 0.31415 | 0.3356 | 0.3324 | 0.31287 | 0.31639 | 0.31767 | 0.3071 | 0.3087 | 0.30902 | 0.32888 | 0.33272 | 0.32087 | 0.31383 | 0.31094
PE_WCP_GSS | 956 | 138 | PE | 0.074822 | 956 | 337 | 0.25215 | 0.27913 | 0.26905 | 0.26442 | 0.26361 | 0.26334 | 0.27096 | 0.27695 | 0.28022 | 0.26306 | 0.25871 | 0.26933 | 0.27859 | 0.26388 | 0.2745 | 0.27695 | 0.26497 | 0.26252 | 0.28322 | 0.26742 | 0.26769 | 0.26796 | 0.26225 | 0.26442 | 0.26987 | 0.26306 | 0.26197 | 0.27042 | 0.28076 | 0.27014 | 0.25952 | 0.26688 | 0.26252 | 0.27505 | 0.26361 | 0.27205 | 0.26606 | 0.25952 | 0.26769 | 0.28349 | 0.26796 | 0.26524 | 0.28049 | 0.25871 | 0.27722 | 0.27123 | 0.26769 | 0.28322 | 0.26143 | 0.30736 | 0.28623 | 0.2904 | 0.29426 | 0.30498 | 0.29129 | 0.29188 | 0.28861 | 0.30825 | 0.30438 | 0.28623 | 0.28534 | 0.2901 | 0.30051 | 0.30527 | 0.30617 | 0.31122 | 0.2895 | 0.29605 | 0.2904 | 0.30379 | 0.29813 | 0.29426 | 0.28474 | 0.29307 | 0.29397 | 0.29813 | 0.29367 | 0.28385 | 0.28415 | 0.28266 | 0.29426 | 0.30736 | 0.28802 | 0.29486 | 0.28504 | 0.28712 | 0.30081 | 0.29188 | 0.30111 | 0.31063 | 0.30706 | 0.30021 | 0.31241 | 0.29545 | 0.29099 | 0.28831 | 0.28415 | 0.29502 | 0.31408 | 0.30076 | 0.29865 | 0.30742 | 0.30682 | 0.30561 | 0.30561 | 0.29411 | 0.31166 | 0.31166 | 0.30803 | 0.29017 | 0.3044 | 0.31438 | 0.31166 | 0.29713 | 0.29381 | 0.31741 | 0.29834 | 0.31226 | 0.305 | 0.29108 | 0.30833 | 0.2926 | 0.31287 | 0.29471 | 0.28745 | 0.30924 | 0.29017 | 0.2926 | 0.31741 | 0.29653 | 0.29744 | 0.29683 | 0.28927 | 0.30924 | 0.29411 | 0.30591 | 0.28745 | 0.29169 | 0.30772 | 0.29925 | 0.31166 | 0.30772 | 0.31468 | 0.31771 | 0.29774 | 0.32748 | 0.32401 | 0.33063 | 0.32748 | 0.301 | 0.31456 | 0.32338 | 0.31204 | 0.32874 | 0.32906 | 0.301 | 0.31676 | 0.33 | 0.31676 | 0.32212 | 0.32307 | 0.32653 | 0.30542 | 0.32433 | 0.31519 | 0.31204 | 0.31834 | 0.31645 | 0.32338 | 0.31078 | 0.30825 | 0.33 | 0.32401 | 0.31739 | 0.30163 | 0.31739 | 0.32906 | 0.30825 | 0.31361 | 0.31361 | 0.31267 | 0.30037 | 0.3196 | 0.29974 | 0.30037 | 0.30794 | 0.32622 | 0.3092 | 0.31897 | 0.30132 | 0.32307 | 0.32969 | 0.32338 | 0.30582 | 0.31287 | 0.32023 | 0.30742 | 0.31831 | 0.31319 | 0.31158 | 0.32311 | 0.31255 | 0.32311 | 0.31511 | 0.32439 | 0.32023 | 0.33016 | 0.31735 | 0.31319 | 0.30934 | 0.30582 | 0.32343 | 0.30486 | 0.30806 | 0.32856 | 0.31511 | 0.33624 | 0.30742 | 0.32599 | 0.33176 | 0.30934 | 0.31255 | 0.31639 | 0.32087 | 0.334 | 0.31735 | 0.32952 | 0.31351 | 0.32439 | 0.3276 | 0.30422 | 0.32311 | 0.32119 | 0.31831 | 0.33016 | 0.31607 | 0.31895 | 0.33048 | 0.31639 | 0.31351 | 0.31543 | 0.31863 | 0.30806 | 0.3071 | 0.31607 | 0.31863 | 0.32087 | 0.32792 | 0.33208 | 0.31383 | 0.32792 | 0.32311 | 0.32856 | 0.3103 | 0.31607 | 0.3087 | 0.33624 | 0.30966 | 0.32503 | 0.31927 | 0.32535 | 0.30454 | 0.32792 | 0.31735 | 0.33016 | 0.30806 | 0.30806 | 0.30422 | 0.32888 | 0.32055 | 0.33304 | 0.30422 | 0.31959 | 0.30902 | 0.31415 | 0.3356 | 0.3324 | 0.31287 | 0.31639 | 0.31767 | 0.3071 | 0.3087 | 0.30902 | 0.32888 | 0.33272 | 0.32087 | 0.31383 | 0.31094
PE_WRY_DSS | 957 | 138 | PE | 0.097565 | 957 | 337 | 0.32879 | 0.36398 | 0.35084 | 0.3448 | 0.34373 | 0.34338 | 0.35332 | 0.36113 | 0.3654 | 0.34302 | 0.33734 | 0.35119 | 0.36326 | 0.34409 | 0.35794 | 0.36113 | 0.34551 | 0.34231 | 0.3693 | 0.34871 | 0.34906 | 0.34942 | 0.34196 | 0.3448 | 0.3519 | 0.34302 | 0.3416 | 0.35261 | 0.36611 | 0.35226 | 0.33841 | 0.348 | 0.34231 | 0.35865 | 0.34373 | 0.35474 | 0.34693 | 0.33841 | 0.34906 | 0.36966 | 0.34942 | 0.34587 | 0.36575 | 0.33734 | 0.36149 | 0.35368 | 0.34906 | 0.3693 | 0.34089 | 0.40078 | 0.37323 | 0.37867 | 0.38371 | 0.39768 | 0.37983 | 0.38061 | 0.37634 | 0.40194 | 0.3969 | 0.37323 | 0.37207 | 0.37828 | 0.39186 | 0.39806 | 0.39923 | 0.40582 | 0.3775 | 0.38604 | 0.37867 | 0.39612 | 0.38875 | 0.38371 | 0.37129 | 0.38216 | 0.38332 | 0.38875 | 0.38293 | 0.37013 | 0.37052 | 0.36858 | 0.38371 | 0.40078 | 0.37556 | 0.38449 | 0.37168 | 0.3744 | 0.39224 | 0.38061 | 0.39263 | 0.40505 | 0.40039 | 0.39147 | 0.40738 | 0.38526 | 0.37944 | 0.37595 | 0.37052 | 0.38469 | 0.40955 | 0.39219 | 0.38942 | 0.40087 | 0.40008 | 0.3985 | 0.3985 | 0.38351 | 0.40639 | 0.40639 | 0.40165 | 0.37838 | 0.39692 | 0.40994 | 0.40639 | 0.38745 | 0.38311 | 0.41389 | 0.38903 | 0.40718 | 0.39771 | 0.37956 | 0.40205 | 0.38153 | 0.40797 | 0.38429 | 0.37483 | 0.40323 | 0.37838 | 0.38153 | 0.41389 | 0.38666 | 0.38785 | 0.38706 | 0.37719 | 0.40323 | 0.38351 | 0.39889 | 0.37483 | 0.38035 | 0.40126 | 0.39021 | 0.40639 | 0.40126 | 0.41033 | 0.41428 | 0.38824 | 0.42702 | 0.4225 | 0.43113 | 0.42702 | 0.3925 | 0.41017 | 0.42168 | 0.40688 | 0.42867 | 0.42908 | 0.3925 | 0.41305 | 0.43031 | 0.41305 | 0.42003 | 0.42127 | 0.42579 | 0.39825 | 0.42291 | 0.41099 | 0.40688 | 0.4151 | 0.41264 | 0.42168 | 0.40524 | 0.40195 | 0.43031 | 0.4225 | 0.41387 | 0.39332 | 0.41387 | 0.42908 | 0.40195 | 0.40894 | 0.40894 | 0.4077 | 0.39168 | 0.41675 | 0.39085 | 0.39168 | 0.40154 | 0.42538 | 0.40318 | 0.41592 | 0.39291 | 0.42127 | 0.4299 | 0.42168 | 0.39878 | 0.40796 | 0.41757 | 0.40087 | 0.41506 | 0.40838 | 0.40629 | 0.42133 | 0.40755 | 0.42133 | 0.41089 | 0.423 | 0.41757 | 0.43051 | 0.41381 | 0.40838 | 0.40337 | 0.39878 | 0.42174 | 0.39753 | 0.4017 | 0.42843 | 0.41089 | 0.43845 | 0.40087 | 0.42508 | 0.4326 | 0.40337 | 0.40755 | 0.41256 | 0.4184 | 0.43552 | 0.41381 | 0.42968 | 0.4088 | 0.423 | 0.42717 | 0.39669 | 0.42133 | 0.41882 | 0.41506 | 0.43051 | 0.41214 | 0.4159 | 0.43093 | 0.41256 | 0.4088 | 0.4113 | 0.41548 | 0.4017 | 0.40045 | 0.41214 | 0.41548 | 0.4184 | 0.42759 | 0.43302 | 0.40922 | 0.42759 | 0.42133 | 0.42843 | 0.40462 | 0.41214 | 0.40254 | 0.43845 | 0.40379 | 0.42383 | 0.41632 | 0.42425 | 0.39711 | 0.42759 | 0.41381 | 0.43051 | 0.4017 | 0.4017 | 0.39669 | 0.42884 | 0.41799 | 0.43427 | 0.39669 | 0.41673 | 0.40295 | 0.40963 | 0.43761 | 0.43344 | 0.40796 | 0.41256 | 0.41423 | 0.40045 | 0.40254 | 0.40295 | 0.42884 | 0.43385 | 0.4184 | 0.40922 | 0.40546
PE_WSK_SWS | 958 | 138 | PE | 0.074822 | 958 | 337 | 0.25215 | 0.27913 | 0.26905 | 0.26442 | 0.26361 | 0.26334 | 0.27096 | 0.27695 | 0.28022 | 0.26306 | 0.25871 | 0.26933 | 0.27859 | 0.26388 | 0.2745 | 0.27695 | 0.26497 | 0.26252 | 0.28322 | 0.26742 | 0.26769 | 0.26796 | 0.26225 | 0.26442 | 0.26987 | 0.26306 | 0.26197 | 0.27042 | 0.28076 | 0.27014 | 0.25952 | 0.26688 | 0.26252 | 0.27505 | 0.26361 | 0.27205 | 0.26606 | 0.25952 | 0.26769 | 0.28349 | 0.26796 | 0.26524 | 0.28049 | 0.25871 | 0.27722 | 0.27123 | 0.26769 | 0.28322 | 0.26143 | 0.30736 | 0.28623 | 0.2904 | 0.29426 | 0.30498 | 0.29129 | 0.29188 | 0.28861 | 0.30825 | 0.30438 | 0.28623 | 0.28534 | 0.2901 | 0.30051 | 0.30527 | 0.30617 | 0.31122 | 0.2895 | 0.29605 | 0.2904 | 0.30379 | 0.29813 | 0.29426 | 0.28474 | 0.29307 | 0.29397 | 0.29813 | 0.29367 | 0.28385 | 0.28415 | 0.28266 | 0.29426 | 0.30736 | 0.28802 | 0.29486 | 0.28504 | 0.28712 | 0.30081 | 0.29188 | 0.30111 | 0.31063 | 0.30706 | 0.30021 | 0.31241 | 0.29545 | 0.29099 | 0.28831 | 0.28415 | 0.29502 | 0.31408 | 0.30076 | 0.29865 | 0.30742 | 0.30682 | 0.30561 | 0.30561 | 0.29411 | 0.31166 | 0.31166 | 0.30803 | 0.29017 | 0.3044 | 0.31438 | 0.31166 | 0.29713 | 0.29381 | 0.31741 | 0.29834 | 0.31226 | 0.305 | 0.29108 | 0.30833 | 0.2926 | 0.31287 | 0.29471 | 0.28745 | 0.30924 | 0.29017 | 0.2926 | 0.31741 | 0.29653 | 0.29744 | 0.29683 | 0.28927 | 0.30924 | 0.29411 | 0.30591 | 0.28745 | 0.29169 | 0.30772 | 0.29925 | 0.31166 | 0.30772 | 0.31468 | 0.31771 | 0.29774 | 0.32748 | 0.32401 | 0.33063 | 0.32748 | 0.301 | 0.31456 | 0.32338 | 0.31204 | 0.32874 | 0.32906 | 0.301 | 0.31676 | 0.33 | 0.31676 | 0.32212 | 0.32307 | 0.32653 | 0.30542 | 0.32433 | 0.31519 | 0.31204 | 0.31834 | 0.31645 | 0.32338 | 0.31078 | 0.30825 | 0.33 | 0.32401 | 0.31739 | 0.30163 | 0.31739 | 0.32906 | 0.30825 | 0.31361 | 0.31361 | 0.31267 | 0.30037 | 0.3196 | 0.29974 | 0.30037 | 0.30794 | 0.32622 | 0.3092 | 0.31897 | 0.30132 | 0.32307 | 0.32969 | 0.32338 | 0.30582 | 0.31287 | 0.32023 | 0.30742 | 0.31831 | 0.31319 | 0.31158 | 0.32311 | 0.31255 | 0.32311 | 0.31511 | 0.32439 | 0.32023 | 0.33016 | 0.31735 | 0.31319 | 0.30934 | 0.30582 | 0.32343 | 0.30486 | 0.30806 | 0.32856 | 0.31511 | 0.33624 | 0.30742 | 0.32599 | 0.33176 | 0.30934 | 0.31255 | 0.31639 | 0.32087 | 0.334 | 0.31735 | 0.32952 | 0.31351 | 0.32439 | 0.3276 | 0.30422 | 0.32311 | 0.32119 | 0.31831 | 0.33016 | 0.31607 | 0.31895 | 0.33048 | 0.31639 | 0.31351 | 0.31543 | 0.31863 | 0.30806 | 0.3071 | 0.31607 | 0.31863 | 0.32087 | 0.32792 | 0.33208 | 0.31383 | 0.32792 | 0.32311 | 0.32856 | 0.3103 | 0.31607 | 0.3087 | 0.33624 | 0.30966 | 0.32503 | 0.31927 | 0.32535 | 0.30454 | 0.32792 | 0.31735 | 0.33016 | 0.30806 | 0.30806 | 0.30422 | 0.32888 | 0.32055 | 0.33304 | 0.30422 | 0.31959 | 0.30902 | 0.31415 | 0.3356 | 0.3324 | 0.31287 | 0.31639 | 0.31767 | 0.3071 | 0.3087 | 0.30902 | 0.32888 | 0.33272 | 0.32087 | 0.31383 | 0.31094
PE_WSP_DSS | 959 | 138 | PE | 0.051675 | 959 | 337 | 0.17414 | 0.19278 | 0.18582 | 0.18262 | 0.18206 | 0.18187 | 0.18714 | 0.19127 | 0.19353 | 0.18168 | 0.17867 | 0.18601 | 0.1924 | 0.18225 | 0.18958 | 0.19127 | 0.183 | 0.18131 | 0.1956 | 0.18469 | 0.18488 | 0.18507 | 0.18112 | 0.18262 | 0.18638 | 0.18168 | 0.18093 | 0.18676 | 0.19391 | 0.18657 | 0.17924 | 0.18431 | 0.18131 | 0.18996 | 0.18206 | 0.18789 | 0.18375 | 0.17924 | 0.18488 | 0.19579 | 0.18507 | 0.18319 | 0.19372 | 0.17867 | 0.19146 | 0.18732 | 0.18488 | 0.1956 | 0.18055 | 0.21227 | 0.19768 | 0.20056 | 0.20323 | 0.21063 | 0.20118 | 0.20159 | 0.19933 | 0.21289 | 0.21022 | 0.19768 | 0.19707 | 0.20035 | 0.20755 | 0.21083 | 0.21145 | 0.21494 | 0.19994 | 0.20446 | 0.20056 | 0.20981 | 0.2059 | 0.20323 | 0.19665 | 0.20241 | 0.20302 | 0.2059 | 0.20282 | 0.19604 | 0.19624 | 0.19522 | 0.20323 | 0.21227 | 0.19892 | 0.20364 | 0.19686 | 0.1983 | 0.20775 | 0.20159 | 0.20796 | 0.21453 | 0.21207 | 0.20734 | 0.21577 | 0.20405 | 0.20097 | 0.19912 | 0.19624 | 0.20375 | 0.21691 | 0.20772 | 0.20626 | 0.21232 | 0.2119 | 0.21106 | 0.21106 | 0.20312 | 0.21524 | 0.21524 | 0.21274 | 0.20041 | 0.21023 | 0.21712 | 0.21524 | 0.20521 | 0.20291 | 0.21921 | 0.20605 | 0.21566 | 0.21065 | 0.20103 | 0.21294 | 0.20208 | 0.21608 | 0.20354 | 0.19853 | 0.21357 | 0.20041 | 0.20208 | 0.21921 | 0.20479 | 0.20542 | 0.205 | 0.19978 | 0.21357 | 0.20312 | 0.21127 | 0.19853 | 0.20145 | 0.21253 | 0.20667 | 0.21524 | 0.21253 | 0.21733 | 0.21942 | 0.20563 | 0.22617 | 0.22378 | 0.22835 | 0.22617 | 0.20789 | 0.21725 | 0.22334 | 0.2155 | 0.22704 | 0.22726 | 0.20789 | 0.21877 | 0.22791 | 0.21877 | 0.22247 | 0.22312 | 0.22552 | 0.21093 | 0.22399 | 0.21768 | 0.2155 | 0.21986 | 0.21855 | 0.22334 | 0.21463 | 0.21289 | 0.22791 | 0.22378 | 0.2192 | 0.20832 | 0.2192 | 0.22726 | 0.21289 | 0.21659 | 0.21659 | 0.21594 | 0.20745 | 0.22073 | 0.20701 | 0.20745 | 0.21267 | 0.2253 | 0.21354 | 0.22029 | 0.2081 | 0.22312 | 0.22769 | 0.22334 | 0.21121 | 0.21608 | 0.22116 | 0.21232 | 0.21984 | 0.2163 | 0.21519 | 0.22315 | 0.21586 | 0.22315 | 0.21763 | 0.22404 | 0.22116 | 0.22802 | 0.21917 | 0.2163 | 0.21364 | 0.21121 | 0.22338 | 0.21055 | 0.21276 | 0.22691 | 0.21763 | 0.23222 | 0.21232 | 0.22514 | 0.22913 | 0.21364 | 0.21586 | 0.21851 | 0.22161 | 0.23067 | 0.21917 | 0.22758 | 0.21652 | 0.22404 | 0.22625 | 0.21011 | 0.22315 | 0.22183 | 0.21984 | 0.22802 | 0.21829 | 0.22028 | 0.22824 | 0.21851 | 0.21652 | 0.21785 | 0.22006 | 0.21276 | 0.2121 | 0.21829 | 0.22006 | 0.22161 | 0.22647 | 0.22935 | 0.21674 | 0.22647 | 0.22315 | 0.22691 | 0.21431 | 0.21829 | 0.2132 | 0.23222 | 0.21387 | 0.22448 | 0.2205 | 0.2247 | 0.21033 | 0.22647 | 0.21917 | 0.22802 | 0.21276 | 0.21276 | 0.21011 | 0.22714 | 0.22138 | 0.23001 | 0.21011 | 0.22072 | 0.21342 | 0.21696 | 0.23178 | 0.22957 | 0.21608 | 0.21851 | 0.21939 | 0.2121 | 0.2132 | 0.21342 | 0.22714 | 0.22979 | 0.22161 | 0.21674 | 0.21475